## Instructions
DISTRICT OF COLUMBIA -- RAINWATER HARVESTING STORAGE VOLUME CALCULATOR v3, January 31, 2020
This spreadsheet can be found on the DOEE website at:
https://doee.dc.gov/swregs
Input Sheet |  | Storage Volume Results Sheets
The cells of the spreadsheet are color coded as follows: |  | These sheets give a range of possible cistern sizes and the corresponding storage volume available. Once a cistern size is chosen, the corresponding storage volume may be used in the Stormwater Database.
Color Code |  | The table on this sheet has the following information.
| Title/New Category |  | · Cistern Volume (gallons) – This row gives a range of cistern sizes in gallons based on the CDA size.
| Required Entry value |  | · Daily Average Available Storage Volume (gallons or cubic feet) – This row shows the average available storage capacity of a given cistern (Sv). Use the Sv that corresponds to the cistern size selected for the site for the General Retention Calculator.
| Alternate Category Entry (if selected, do not enter value into "Required Entry value") |  | · Overflow Volume (Sv) (gallons or cubic feet) – This row shows the average overflow created by a 1.7" storm for various cistern sizes, based on average available storage volumes.
| Final Category Value | The graph shows a trade-off curve, which allows for a comparison of the retention achieved versus cistern size. While larger cisterns yield more retention, they are more costly. The curve helps the user to choose the appropriate cistern size, based on the design objectives and site needs. The overflow volume is also plotted to illustrate the effects of cistern size on overflow volume.
STORM EVENT (inches)
Does not change from 1.7
CONTRIBUTING DRAINAGE AREA (CDA)
Indicate the impervious and compacted cover CDA. The CDA is assumed to convey 95 percent of the rainfall that lands on its impervious surface and 25 percent of the rainfall that lands on its compacted cover area.
CONTRIBUTING BMPS
Enter the retention volume as well as the overflow from the 1.7" storm for any BMPs that drain to the cistern.
The following instructions identify how the collected rainwater will be used. Only fill in the sections that are applicable to the site.
IRRIGATION
Indicate the area to be irrigated in square feet and if the irrigation system as smart controls.
The spreadsheet allows for irrigation to be used in certain months. Indicate, for each month, the average weekely irrigation application rate in either inches per week or gallons per month.
The EPA WaterSense Water Budget Tool can be used to calculate Monthly Landscape Water Requirement (based on the site's peak watering month). The output for this calculation is found on the Part 2-LWA sheet, which can be found at the following link:
https://www.epa.gov/watersense/water-budget-tool
INDOOR DEMAND - FLUSHING TOILETS/URINALS
Indicate the number of people using the building.
The values in lines 35 and 37 can be altered depending on how much water is used when flushing urinals or toilets. The default values are 0.80 gallons/flush and 1.60 gallons/flush for urinals and toilets, respectively.
If the user knows the daily toilet and urinal demand, that value can be input into line 39 and the information in the rows above will not be used.
Indicate the first and last day of the week that the building will be in use and the number of hours each day the building will be occupied.
INDOOR DEMAND - LAUNDRY
Indicate the number of loads of laundry done each day.
The value in line 54 can be altered depending on how much water is used for each load of laundry. The default value is 42 gallons per load.
If the user knows the daily laundry demand, the value can be input into line 56 and the information in the rows above will not be used.
Indicate the first and last day of the week when the water will be used.
ADDITIONAL DAILY USE
If there is any other additional daily use not covered in the spreadsheet, line 69 can accommodate additional demand. Indicate, for each month, the average daily demand in gallons per day.
Indicate the first and last day of the week when the water will be used.
COOLING TOWERS
If the rainwater collected is to be used for cooling towers, indicate in line 79 the average daily demand in gallons per day for each month the cooling towers use the collected rainwater.
The following section allows for additional contribution to the cistern from sources other than rainwater.
CONTRIBUTION FROM OTHER SOURCES
If there are other sources of water that contribute to the cistern, indicate the average daily contribution in gallons per day for each month
Indicate the first and last day of the week when the water will be input.
FIRST FLUSH FILTER DIVERSION AND EFFICIENCY
This section accounts for the filter efficiency of the cistern. It is assumed that, after the first flush diversion and loss of water due to filter inefficiencies, the remainder of the SWRv storm will be successfully captured. These minimum values can be altered if appropriate.
Line 96 indicates that for the 1.2-inch storm, a minimum of 95 percent of the runoff should be conveyed into the cistern.
Line 98 indicates that for the 3.2-inch storm, a minimum of 90 percent of the runoff should be conveyed.

## Input
DISTRICT OF COLUMBIA -- RAINWATER HARVESTING STORAGE VOLUME CALCULATOR v3, January 31, 2020
Input | [13 empty] | Do Not Delete
STORM EVENT | [11 empty] | Color Code
Storm Event (inches) | [10 empty] | 1.7 |  | Title/New Category | Yes
[13 empty] | Required Entry value | No
CONTRIBUTING DRAINAGE AREA (CDA) | [12 empty] | Alternate Category Entry (if selected, do not enter value into "Required Entry value")
What is the area of impervious cover in the CDA (SF)? | [12 empty] | Final Category Value | Do Not delete
What is the area of compacted cover in the CDA (SF)? | [13 empty] | Inches/Week
Gallons/Month
[9 empty] | Total CDA (SF) |  | 0
CONTRIBUTING BMPS
Retention Volume for the Upstream BMP(s) (cubic feet)
Overflow volume from 1.7" storm event from BMP(s) (cubic feet)
IRRIGATION
How big is the area to irrigate? (SF)
Does the irrigation system have smart controls (e.g. soil moisture sensor shutoff)? If no, leave unchecked.
Enter monthly irrigation needs for site. | [5 empty] | Select units (Inches/Week or Gallons/Month) |  |  |  |  | Inches/Week
If using EPA WaterSense Water Budget Tool (link below), select Gallons/Month.
https://www.epa.gov/watersense/water-budget-tool
Jan | Feb | Mar | Apr | May | Jun | Jul | Aug | Sept | Oct | Nov | Dec
0 | 0 | 0 | 0 | 0 | 0 | 0 | 0 | 0 | 0 | 0 | 0
INDOOR DEMAND - FLUSHING TOILETS/URINALS
Toilet and urinal use (if only toilets are used, set urinals = 0)
How many people will use the building? (# people)
How much water will each urinal use? (gallons/flush) Set to 0, if no urinal. | [10 empty] | 0.8
How much water will each toilet use? (gallons/flush) | [10 empty] | 1.6
Calculated daily toilet and urinal demand. (gallons/day) | [10 empty] | 0
Use this cell if value has already been calculated, instead of the rows above.
Select the first day of the week this water will typically be used (e.g. Monday).
Select the last day of the week this water will typically be used (e.g. Friday).
Hours per day the building is used (e.g. 8 for a 9-5 office building; 24 for a shift-work factory).
Total daily toilet and urinal demand (gallons/day). | [10 empty] | 0
INDOOR DEMAND - LAUNDRY
Laundry use (use either loads per day, pounds per day or calculated demand)
How many loads of laundry are done each day? (# loads/day)
How much water does each load of laundry use in gallons? (gallons/load) | [10 empty] | 42
Calculated daily laundry demand. (gallons/day) | [10 empty] | 0
Select the first day of the week this water will typically be used (e.g. Monday).
Select the last day of the week this water will typically be used (e.g. Friday).
Total daily laundry demand. (gallons/day) | [10 empty] | 0
ADDITIONAL DAILY USE
Additional daily use (bus wash, street sweepers, etc)
This value is user defined and is provided to allow for any other demand value.
Enter the average daily demand for each month throughout the year. (gallons/day)
Jan | Feb | Mar | Apr | May | Jun | Jul | Aug | Sept | Oct | Nov | Dec
Select the first day of the week this water will typically be used (e.g. Monday).
Select the last day of the week this water will typically be used (e.g. Friday).
COOLING TOWERS
If water is to be used for cooling towers (for large scale projects)
Enter the average daily demand for each month throughout the year. (gallons/day)
Jan | Feb | Mar | Apr | May | Jun | Jul | Aug | Sept | Oct | Nov | Dec
0 | 0 | 0 | 0 | 0 | 0 | 0 | 0 | 0 | 0 | 0 | 0
CONTRIBUTION FROM OTHER SOURCES
If any other sources will contribute water to the cistern, add them here (e.g. condensate)
This value is user defined and will be treated as a negative daily demand.
Enter the average daily demand for each month throughout the year. (gallons/day)
Jan | Feb | Mar | Apr | May | Jun | Jul | Aug | Sept | Oct | Nov | Dec
0 | 0 | 0 | 0 | 0 | 0 | 0 | 0 | 0 | 0 | 0 | 0
Select the first day of the week this water will typically be input (e.g. Monday).
Select the last day of the week this water will typically be input (e.g. Friday).
FIRST FLUSH FILTER DIVERSION AND EFFICIENCY
Enter Approximate Filter Efficiencies associated with the 1.2" and 3.2" storms below.
Minimum values are 95% and 90%, respectively. See Specification for additional details and guidance.
Filter Efficiency Associated with the 1.2" storm (%) | [10 empty] | 95
0.05
Filter Efficiency Associated with the 3.2" storm (%) | [10 empty] | 90
0.1
Author: J. Alex Foraste; Edited: G. Hoffmann, Center for Watershed Protection
Disclaimer: By using this spreadsheet, the User understands and accepts that the accuracy of results provided herein are not guaranteed. It is the responsibility of the User to verify results and to use professional judgement in its application.
Derivative works: This spreadsheet was prepared for DOEE in coordination with the Center for Watershed Protection and may not be modified, used to create derivative works, or used for purposes other than DOEE's explicit intended use without prior written consent of the Author.
Assigning Numeric Code for Day of Week
[15 empty] | Category |  | Read from inut |  | Numeric Code |  |  | 0 | 1.2 inch rain | 1.2
[15 empty] | Indoor Flushing Toilets |  |  |  |  | Monday | 1 | 1 | 1.7 inch rain | 1.7
[15 empty] | Start Day Numeric Code |  | 0 | 9 | 9 | Tuesday | 2 | 2 | 3.2 inch rain | 3.2
[15 empty] | Final Day Numberic Code |  | 0 | 9 | 9 | Wednesday | 3 | 3
[20 empty] | Thursday | 4 | 4
[20 empty] | Friday | 5 | 5
[15 empty] | Indoor Laundry |  |  |  |  | Saturday | 6 | 6
[15 empty] | Start Day Numeric Code |  | 0 | 9 | 9 | Sunday | 7 | 7
[15 empty] | Final Day Numberic Code |  | 0 | 9 | 9 |  |  | 8
9
10
[15 empty] | Additional Daily Use | [6 empty] | 11
[15 empty] | Start Day Numeric Code |  | 0 | 9 | 9 |  |  | 12
[15 empty] | Final Day Numberic Code |  | 0 | 9 | 9 |  |  | 13
14
[15 empty] | Contribution from other sources | [6 empty] | 15
[15 empty] | Start Day Numeric Code |  | 0 | 9 | 9 |  |  | 16
[15 empty] | Final Day Numberic Code |  | 0 | 9 | 9 |  |  | 17
18
19
20
[15 empty] | Smart Irrigation? | FALSE | [5 empty] | 21
[15 empty] | Inches/Week | 0 | [5 empty] | 22
23
24

## Storage Volume Results (in ft3)
Storage Volume Summary
Average Daily Available Storage Volume by Month and Cistern Volume
Month\ Cistern Volume (gallons) | 500 | 1000 | 1500 | 2000 | 2500 | 3000 | 3500 | 4000 | 4500 | 5000 | 5500 | 6000 | 6500 | 7000 | 7500 | 8000 | 8500 | 9000 | 9500
January | #DIV/0! | #DIV/0! | #DIV/0! | #DIV/0! | #DIV/0! | #DIV/0! | #DIV/0! | #DIV/0! | #DIV/0! | #DIV/0! | #DIV/0! | #DIV/0! | #DIV/0! | #DIV/0! | #DIV/0! | #DIV/0! | #DIV/0! | #DIV/0! | #DIV/0!
February | #DIV/0! | #DIV/0! | #DIV/0! | #DIV/0! | #DIV/0! | #DIV/0! | #DIV/0! | #DIV/0! | #DIV/0! | #DIV/0! | #DIV/0! | #DIV/0! | #DIV/0! | #DIV/0! | #DIV/0! | #DIV/0! | #DIV/0! | #DIV/0! | #DIV/0!
March | #DIV/0! | #DIV/0! | #DIV/0! | #DIV/0! | #DIV/0! | #DIV/0! | #DIV/0! | #DIV/0! | #DIV/0! | #DIV/0! | #DIV/0! | #DIV/0! | #DIV/0! | #DIV/0! | #DIV/0! | #DIV/0! | #DIV/0! | #DIV/0! | #DIV/0!
April | #DIV/0! | #DIV/0! | #DIV/0! | #DIV/0! | #DIV/0! | #DIV/0! | #DIV/0! | #DIV/0! | #DIV/0! | #DIV/0! | #DIV/0! | #DIV/0! | #DIV/0! | #DIV/0! | #DIV/0! | #DIV/0! | #DIV/0! | #DIV/0! | #DIV/0!
May | #DIV/0! | #DIV/0! | #DIV/0! | #DIV/0! | #DIV/0! | #DIV/0! | #DIV/0! | #DIV/0! | #DIV/0! | #DIV/0! | #DIV/0! | #DIV/0! | #DIV/0! | #DIV/0! | #DIV/0! | #DIV/0! | #DIV/0! | #DIV/0! | #DIV/0!
June | #DIV/0! | #DIV/0! | #DIV/0! | #DIV/0! | #DIV/0! | #DIV/0! | #DIV/0! | #DIV/0! | #DIV/0! | #DIV/0! | #DIV/0! | #DIV/0! | #DIV/0! | #DIV/0! | #DIV/0! | #DIV/0! | #DIV/0! | #DIV/0! | #DIV/0!
July | #DIV/0! | #DIV/0! | #DIV/0! | #DIV/0! | #DIV/0! | #DIV/0! | #DIV/0! | #DIV/0! | #DIV/0! | #DIV/0! | #DIV/0! | #DIV/0! | #DIV/0! | #DIV/0! | #DIV/0! | #DIV/0! | #DIV/0! | #DIV/0! | #DIV/0!
August | #DIV/0! | #DIV/0! | #DIV/0! | #DIV/0! | #DIV/0! | #DIV/0! | #DIV/0! | #DIV/0! | #DIV/0! | #DIV/0! | #DIV/0! | #DIV/0! | #DIV/0! | #DIV/0! | #DIV/0! | #DIV/0! | #DIV/0! | #DIV/0! | #DIV/0!
September | #DIV/0! | #DIV/0! | #DIV/0! | #DIV/0! | #DIV/0! | #DIV/0! | #DIV/0! | #DIV/0! | #DIV/0! | #DIV/0! | #DIV/0! | #DIV/0! | #DIV/0! | #DIV/0! | #DIV/0! | #DIV/0! | #DIV/0! | #DIV/0! | #DIV/0!
October | #DIV/0! | #DIV/0! | #DIV/0! | #DIV/0! | #DIV/0! | #DIV/0! | #DIV/0! | #DIV/0! | #DIV/0! | #DIV/0! | #DIV/0! | #DIV/0! | #DIV/0! | #DIV/0! | #DIV/0! | #DIV/0! | #DIV/0! | #DIV/0! | #DIV/0!
November | #DIV/0! | #DIV/0! | #DIV/0! | #DIV/0! | #DIV/0! | #DIV/0! | #DIV/0! | #DIV/0! | #DIV/0! | #DIV/0! | #DIV/0! | #DIV/0! | #DIV/0! | #DIV/0! | #DIV/0! | #DIV/0! | #DIV/0! | #DIV/0! | #DIV/0!
December | #DIV/0! | #DIV/0! | #DIV/0! | #DIV/0! | #DIV/0! | #DIV/0! | #DIV/0! | #DIV/0! | #DIV/0! | #DIV/0! | #DIV/0! | #DIV/0! | #DIV/0! | #DIV/0! | #DIV/0! | #DIV/0! | #DIV/0! | #DIV/0! | #DIV/0!
Daily Average Available Storage Volume, Sv (cubic feet) | #DIV/0! | #DIV/0! | #DIV/0! | #DIV/0! | #DIV/0! | #DIV/0! | #DIV/0! | #DIV/0! | #DIV/0! | #DIV/0! | #DIV/0! | #DIV/0! | #DIV/0! | #DIV/0! | #DIV/0! | #DIV/0! | #DIV/0! | #DIV/0! | #DIV/0!
Note: Cistern Volume does not include detention for larger storm events.
Detention volume that will be drawn down after each storm event should be modeled separately.
Overflow Volume from a 1.7-Inch Rain Event by Cistern Volume
Cistern Volume (Gallons) | 500 | 1000 | 1500 | 2000 | 2500 | 3000 | 3500 | 4000 | 4500 | 5000 | 5500 | 6000 | 6500 | 7000 | 7500 | 8000 | 8500 | 9000 | 9500
Overflow Volume (cubic feet) | #DIV/0! | #DIV/0! | #DIV/0! | #DIV/0! | #DIV/0! | #DIV/0! | #DIV/0! | #DIV/0! | #DIV/0! | #DIV/0! | #DIV/0! | #DIV/0! | #DIV/0! | #DIV/0! | #DIV/0! | #DIV/0! | #DIV/0! | #DIV/0! | #DIV/0!
a
b
a

## Storage Volume Results (in gal) (hidden)
Storage Volume Summary
Daily Average Available Storage Volume by Month and Cistern Volume
Month\ Cistern Volume (Gallons) | 500 | 1000 | 1500 | 2000 | 2500 | 3000 | 3500 | 4000 | 4500 | 5000 | 5500 | 6000 | 6500 | 7000 | 7500 | 8000 | 8500 | 9000 | 9500
January | #DIV/0! | #DIV/0! | #DIV/0! | #DIV/0! | #DIV/0! | #DIV/0! | #DIV/0! | #DIV/0! | #DIV/0! | #DIV/0! | #DIV/0! | #DIV/0! | #DIV/0! | #DIV/0! | #DIV/0! | #DIV/0! | #DIV/0! | #DIV/0! | #DIV/0!
February | #DIV/0! | #DIV/0! | #DIV/0! | #DIV/0! | #DIV/0! | #DIV/0! | #DIV/0! | #DIV/0! | #DIV/0! | #DIV/0! | #DIV/0! | #DIV/0! | #DIV/0! | #DIV/0! | #DIV/0! | #DIV/0! | #DIV/0! | #DIV/0! | #DIV/0!
March | #DIV/0! | #DIV/0! | #DIV/0! | #DIV/0! | #DIV/0! | #DIV/0! | #DIV/0! | #DIV/0! | #DIV/0! | #DIV/0! | #DIV/0! | #DIV/0! | #DIV/0! | #DIV/0! | #DIV/0! | #DIV/0! | #DIV/0! | #DIV/0! | #DIV/0!
April | #DIV/0! | #DIV/0! | #DIV/0! | #DIV/0! | #DIV/0! | #DIV/0! | #DIV/0! | #DIV/0! | #DIV/0! | #DIV/0! | #DIV/0! | #DIV/0! | #DIV/0! | #DIV/0! | #DIV/0! | #DIV/0! | #DIV/0! | #DIV/0! | #DIV/0!
May | #DIV/0! | #DIV/0! | #DIV/0! | #DIV/0! | #DIV/0! | #DIV/0! | #DIV/0! | #DIV/0! | #DIV/0! | #DIV/0! | #DIV/0! | #DIV/0! | #DIV/0! | #DIV/0! | #DIV/0! | #DIV/0! | #DIV/0! | #DIV/0! | #DIV/0!
June | #DIV/0! | #DIV/0! | #DIV/0! | #DIV/0! | #DIV/0! | #DIV/0! | #DIV/0! | #DIV/0! | #DIV/0! | #DIV/0! | #DIV/0! | #DIV/0! | #DIV/0! | #DIV/0! | #DIV/0! | #DIV/0! | #DIV/0! | #DIV/0! | #DIV/0!
July | #DIV/0! | #DIV/0! | #DIV/0! | #DIV/0! | #DIV/0! | #DIV/0! | #DIV/0! | #DIV/0! | #DIV/0! | #DIV/0! | #DIV/0! | #DIV/0! | #DIV/0! | #DIV/0! | #DIV/0! | #DIV/0! | #DIV/0! | #DIV/0! | #DIV/0!
August | #DIV/0! | #DIV/0! | #DIV/0! | #DIV/0! | #DIV/0! | #DIV/0! | #DIV/0! | #DIV/0! | #DIV/0! | #DIV/0! | #DIV/0! | #DIV/0! | #DIV/0! | #DIV/0! | #DIV/0! | #DIV/0! | #DIV/0! | #DIV/0! | #DIV/0!
September | #DIV/0! | #DIV/0! | #DIV/0! | #DIV/0! | #DIV/0! | #DIV/0! | #DIV/0! | #DIV/0! | #DIV/0! | #DIV/0! | #DIV/0! | #DIV/0! | #DIV/0! | #DIV/0! | #DIV/0! | #DIV/0! | #DIV/0! | #DIV/0! | #DIV/0!
October | #DIV/0! | #DIV/0! | #DIV/0! | #DIV/0! | #DIV/0! | #DIV/0! | #DIV/0! | #DIV/0! | #DIV/0! | #DIV/0! | #DIV/0! | #DIV/0! | #DIV/0! | #DIV/0! | #DIV/0! | #DIV/0! | #DIV/0! | #DIV/0! | #DIV/0!
November | #DIV/0! | #DIV/0! | #DIV/0! | #DIV/0! | #DIV/0! | #DIV/0! | #DIV/0! | #DIV/0! | #DIV/0! | #DIV/0! | #DIV/0! | #DIV/0! | #DIV/0! | #DIV/0! | #DIV/0! | #DIV/0! | #DIV/0! | #DIV/0! | #DIV/0!
December | #DIV/0! | #DIV/0! | #DIV/0! | #DIV/0! | #DIV/0! | #DIV/0! | #DIV/0! | #DIV/0! | #DIV/0! | #DIV/0! | #DIV/0! | #DIV/0! | #DIV/0! | #DIV/0! | #DIV/0! | #DIV/0! | #DIV/0! | #DIV/0! | #DIV/0!
Daily Average Available Storage Volume, Sv (gallons) | #DIV/0! | #DIV/0! | #DIV/0! | #DIV/0! | #DIV/0! | #DIV/0! | #DIV/0! | #DIV/0! | #DIV/0! | #DIV/0! | #DIV/0! | #DIV/0! | #DIV/0! | #DIV/0! | #DIV/0! | #DIV/0! | #DIV/0! | #DIV/0! | #DIV/0!
Note: Cistern Volume does not include detention for larger storm events.
Detention volume that will be drawn down after each storm event should be modeled separately.
Overflow Volume from a 1.7-Inch Rain Event by Cistern Volume
Cistern Volume (Gallons) | 500 | 1000 | 1500 | 2000 | 2500 | 3000 | 3500 | 4000 | 4500 | 5000 | 5500 | 6000 | 6500 | 7000 | 7500 | 8000 | 8500 | 9000 | 9500
Overflow Volume (gallons) | #DIV/0! | #DIV/0! | #DIV/0! | #DIV/0! | #DIV/0! | #DIV/0! | #DIV/0! | #DIV/0! | #DIV/0! | #DIV/0! | #DIV/0! | #DIV/0! | #DIV/0! | #DIV/0! | #DIV/0! | #DIV/0! | #DIV/0! | #DIV/0! | #DIV/0!
a
b
a

## JC (hidden)
Julian Day Calender
| Jan | Feb | Mar | Apr | May | Jun | Jul | Aug | Sep | Oct | Nov | Dec
1 | 1 | 32 | 60 | 91 | 121 | 152 | 182 | 213 | 244 | 274 | 305 | 335
2 | 2 | 33 | 61 | 92 | 122 | 153 | 183 | 214 | 245 | 275 | 306 | 336
3 | 3 | 34 | 62 | 93 | 123 | 154 | 184 | 215 | 246 | 276 | 307 | 337
4 | 4 | 35 | 63 | 94 | 124 | 155 | 185 | 216 | 247 | 277 | 308 | 338
5 | 5 | 36 | 64 | 95 | 125 | 156 | 186 | 217 | 248 | 278 | 309 | 339
6 | 6 | 37 | 65 | 96 | 126 | 157 | 187 | 218 | 249 | 279 | 310 | 340
7 | 7 | 38 | 66 | 97 | 127 | 158 | 188 | 219 | 250 | 280 | 311 | 341
8 | 8 | 39 | 67 | 98 | 128 | 159 | 189 | 220 | 251 | 281 | 312 | 342
9 | 9 | 40 | 68 | 99 | 129 | 160 | 190 | 221 | 252 | 282 | 313 | 343
10 | 10 | 41 | 69 | 100 | 130 | 161 | 191 | 222 | 253 | 283 | 314 | 344
11 | 11 | 42 | 70 | 101 | 131 | 162 | 192 | 223 | 254 | 284 | 315 | 345
12 | 12 | 43 | 71 | 102 | 132 | 163 | 193 | 224 | 255 | 285 | 316 | 346
13 | 13 | 44 | 72 | 103 | 133 | 164 | 194 | 225 | 256 | 286 | 317 | 347
14 | 14 | 45 | 73 | 104 | 134 | 165 | 195 | 226 | 257 | 287 | 318 | 348
15 | 15 | 46 | 74 | 105 | 135 | 166 | 196 | 227 | 258 | 288 | 319 | 349
16 | 16 | 47 | 75 | 106 | 136 | 167 | 197 | 228 | 259 | 289 | 320 | 350
17 | 17 | 48 | 76 | 107 | 137 | 168 | 198 | 229 | 260 | 290 | 321 | 351
18 | 18 | 49 | 77 | 108 | 138 | 169 | 199 | 230 | 261 | 291 | 322 | 352
19 | 19 | 50 | 78 | 109 | 139 | 170 | 200 | 231 | 262 | 292 | 323 | 353
20 | 20 | 51 | 79 | 110 | 140 | 171 | 201 | 232 | 263 | 293 | 324 | 354
21 | 21 | 52 | 80 | 111 | 141 | 172 | 202 | 233 | 264 | 294 | 325 | 355
22 | 22 | 53 | 81 | 112 | 142 | 173 | 203 | 234 | 265 | 295 | 326 | 356
23 | 23 | 54 | 82 | 113 | 143 | 174 | 204 | 235 | 266 | 296 | 327 | 357
24 | 24 | 55 | 83 | 114 | 144 | 175 | 205 | 236 | 267 | 297 | 328 | 358
25 | 25 | 56 | 84 | 115 | 145 | 176 | 206 | 237 | 268 | 298 | 329 | 359
26 | 26 | 57 | 85 | 116 | 146 | 177 | 207 | 238 | 269 | 299 | 330 | 360
27 | 27 | 58 | 86 | 117 | 147 | 178 | 208 | 239 | 270 | 300 | 331 | 361
28 | 28 | 59 | 87 | 118 | 148 | 179 | 209 | 240 | 271 | 301 | 332 | 362
29 | 29 |  | 88 | 119 | 149 | 180 | 210 | 241 | 272 | 302 | 333 | 363
30 | 30 |  | 89 | 120 | 150 | 181 | 211 | 242 | 273 | 303 | 334 | 364
31 | Jan: 31; Mar: 90; May: 151; Jul: 212; Aug: 243; Oct: 304; Dec: 365

## TS (hidden)
CDA (sf): | 0 | [31 empty] | Total # of days with precipitation | 3540
Rv | #DIV/0! | [5 empty] | Proposed Permanent Storage Capacity of Tank (gallons) | 500 | 1000 | 1500 | 2000 | 2500 | 3000 | 3500 | 4000 | 4500 | 5000 | 5500 | 6000 | 6500 | 7000 | 7500 | 8000 | 8500 | 9000 | 9500 |  |  |  | Seasonal |  |  | CDA/Roof area (sf) | 0 | DC rainfall entries
[5 empty] | #DIV/0! |  | Low water cutoff (gallons) | 25 | 50 | 75 | 100 | 125 | 150 | 175 | 200 | 225 | 250 | 275 | 300 | 325 | 350 | 375 | 400 | 425 | 450 | 475 |  |  | YEAR ROUND USES | SEASONAL IRR. | SEASONAL USES, EXCEPT IRR. |  | Total Years | 20.1889 | 1.2
FF diversion, 1.2" |  |  | 0.05 | 0.95 |  |  | Storage capacity below orifice/overflow (gallons) | 500 | 1000 | 1500 | 2000 | 2500 | 3000 | 3500 | 4000 | 4500 | 5000 | 5500 | 6000 | 6500 | 7000 | 7500 | 8000 | 8500 | 9000 | 9500 |  | Total Demand All Years |  | Is a smart control used? If no = 1, yes = 0 |  |  | Total days | 7374 | 1.7
FF diversion, 3.2" |  |  | 0.1 | 0.9 |  |  | Precip data: 01/01/1998 - 12/31/2018 | [20 empty] | 0 |  | 1 |  |  | Days with demand | 0 | 3.2
Month | Day | Year | Day of Year | Day of week | Precp (in) | BMP Overflow(gallons) | Runoff minus first flush diversion (gallons) | 25 | 50 | 75 | 100 | 125 | 150 | 175 | 200 | 225 | 250 | 275 | 300 | 325 | 350 | 375 | 400 | 425 | 450 | 475 | Day in simulation | Daily total demand | Water closet/urinal + Laundry demand | Irrigation demand, w/ & w/o smart control | Cooling Towers +Add Daily Use - Contribution from Other Sources | Demand exists? (yes=1) | Tank size interval (gallons) | 500
1 | 1 | 1999 | 1 | 5 | 0 | 0 | #DIV/0! | #DIV/0! | #DIV/0! | #DIV/0! | #DIV/0! | #DIV/0! | #DIV/0! | #DIV/0! | #DIV/0! | #DIV/0! | #DIV/0! | #DIV/0! | #DIV/0! | #DIV/0! | #DIV/0! | #DIV/0! | #DIV/0! | #DIV/0! | #DIV/0! | #DIV/0! | 1 | 0 | 0 | 0 | 0 | 0
1 | 2 | 1999 | 2 | 6 | 0.026667 | 0 | #DIV/0! | #DIV/0! | #DIV/0! | #DIV/0! | #DIV/0! | #DIV/0! | #DIV/0! | #DIV/0! | #DIV/0! | #DIV/0! | #DIV/0! | #DIV/0! | #DIV/0! | #DIV/0! | #DIV/0! | #DIV/0! | #DIV/0! | #DIV/0! | #DIV/0! | #DIV/0! | 2 | 0 | 0 | 0 | 0 | 0
1 | 3 | 1999 | 3 | 7 | 1.3133 | 0 | #DIV/0! | #DIV/0! | #DIV/0! | #DIV/0! | #DIV/0! | #DIV/0! | #DIV/0! | #DIV/0! | #DIV/0! | #DIV/0! | #DIV/0! | #DIV/0! | #DIV/0! | #DIV/0! | #DIV/0! | #DIV/0! | #DIV/0! | #DIV/0! | #DIV/0! | #DIV/0! | 3 | 0 | 0 | 0 | 0 | 0
1 | 4 | 1999 | 4 | 1 | 0 | 0 | #DIV/0! | #DIV/0! | #DIV/0! | #DIV/0! | #DIV/0! | #DIV/0! | #DIV/0! | #DIV/0! | #DIV/0! | #DIV/0! | #DIV/0! | #DIV/0! | #DIV/0! | #DIV/0! | #DIV/0! | #DIV/0! | #DIV/0! | #DIV/0! | #DIV/0! | #DIV/0! | 4 | 0 | 0 | 0 | 0 | 0
1 | 5 | 1999 | 5 | 2 | 0 | 0 | #DIV/0! | #DIV/0! | #DIV/0! | #DIV/0! | #DIV/0! | #DIV/0! | #DIV/0! | #DIV/0! | #DIV/0! | #DIV/0! | #DIV/0! | #DIV/0! | #DIV/0! | #DIV/0! | #DIV/0! | #DIV/0! | #DIV/0! | #DIV/0! | #DIV/0! | #DIV/0! | 5 | 0 | 0 | 0 | 0 | 0
1 | 6 | 1999 | 6 | 3 | 0 | 0 | #DIV/0! | #DIV/0! | #DIV/0! | #DIV/0! | #DIV/0! | #DIV/0! | #DIV/0! | #DIV/0! | #DIV/0! | #DIV/0! | #DIV/0! | #DIV/0! | #DIV/0! | #DIV/0! | #DIV/0! | #DIV/0! | #DIV/0! | #DIV/0! | #DIV/0! | #DIV/0! | 6 | 0 | 0 | 0 | 0 | 0
1 | 7 | 1999 | 7 | 4 | 0 | 0 | #DIV/0! | #DIV/0! | #DIV/0! | #DIV/0! | #DIV/0! | #DIV/0! | #DIV/0! | #DIV/0! | #DIV/0! | #DIV/0! | #DIV/0! | #DIV/0! | #DIV/0! | #DIV/0! | #DIV/0! | #DIV/0! | #DIV/0! | #DIV/0! | #DIV/0! | #DIV/0! | 7 | 0 | 0 | 0 | 0 | 0
1 | 8 | 1999 | 8 | 5 | 0.49333 | 0 | #DIV/0! | #DIV/0! | #DIV/0! | #DIV/0! | #DIV/0! | #DIV/0! | #DIV/0! | #DIV/0! | #DIV/0! | #DIV/0! | #DIV/0! | #DIV/0! | #DIV/0! | #DIV/0! | #DIV/0! | #DIV/0! | #DIV/0! | #DIV/0! | #DIV/0! | #DIV/0! | 8 | 0 | 0 | 0 | 0 | 0
1 | 9 | 1999 | 9 | 6 | 0.10667 | 0 | #DIV/0! | #DIV/0! | #DIV/0! | #DIV/0! | #DIV/0! | #DIV/0! | #DIV/0! | #DIV/0! | #DIV/0! | #DIV/0! | #DIV/0! | #DIV/0! | #DIV/0! | #DIV/0! | #DIV/0! | #DIV/0! | #DIV/0! | #DIV/0! | #DIV/0! | #DIV/0! | 9 | 0 | 0 | 0 | 0 | 0
1 | 10 | 1999 | 10 | 7 | 0 | 0 | #DIV/0! | #DIV/0! | #DIV/0! | #DIV/0! | #DIV/0! | #DIV/0! | #DIV/0! | #DIV/0! | #DIV/0! | #DIV/0! | #DIV/0! | #DIV/0! | #DIV/0! | #DIV/0! | #DIV/0! | #DIV/0! | #DIV/0! | #DIV/0! | #DIV/0! | #DIV/0! | 10 | 0 | 0 | 0 | 0 | 0
1 | 11 | 1999 | 11 | 1 | 0 | 0 | #DIV/0! | #DIV/0! | #DIV/0! | #DIV/0! | #DIV/0! | #DIV/0! | #DIV/0! | #DIV/0! | #DIV/0! | #DIV/0! | #DIV/0! | #DIV/0! | #DIV/0! | #DIV/0! | #DIV/0! | #DIV/0! | #DIV/0! | #DIV/0! | #DIV/0! | #DIV/0! | 11 | 0 | 0 | 0 | 0 | 0
1 | 12 | 1999 | 12 | 2 | 0 | 0 | #DIV/0! | #DIV/0! | #DIV/0! | #DIV/0! | #DIV/0! | #DIV/0! | #DIV/0! | #DIV/0! | #DIV/0! | #DIV/0! | #DIV/0! | #DIV/0! | #DIV/0! | #DIV/0! | #DIV/0! | #DIV/0! | #DIV/0! | #DIV/0! | #DIV/0! | #DIV/0! | 12 | 0 | 0 | 0 | 0 | 0
1 | 13 | 1999 | 13 | 3 | 0 | 0 | #DIV/0! | #DIV/0! | #DIV/0! | #DIV/0! | #DIV/0! | #DIV/0! | #DIV/0! | #DIV/0! | #DIV/0! | #DIV/0! | #DIV/0! | #DIV/0! | #DIV/0! | #DIV/0! | #DIV/0! | #DIV/0! | #DIV/0! | #DIV/0! | #DIV/0! | #DIV/0! | 13 | 0 | 0 | 0 | 0 | 0
1 | 14 | 1999 | 14 | 4 | 0.16667 | 0 | #DIV/0! | #DIV/0! | #DIV/0! | #DIV/0! | #DIV/0! | #DIV/0! | #DIV/0! | #DIV/0! | #DIV/0! | #DIV/0! | #DIV/0! | #DIV/0! | #DIV/0! | #DIV/0! | #DIV/0! | #DIV/0! | #DIV/0! | #DIV/0! | #DIV/0! | #DIV/0! | 14 | 0 | 0 | 0 | 0 | 0
1 | 15 | 1999 | 15 | 5 | 0.58333 | 0 | #DIV/0! | #DIV/0! | #DIV/0! | #DIV/0! | #DIV/0! | #DIV/0! | #DIV/0! | #DIV/0! | #DIV/0! | #DIV/0! | #DIV/0! | #DIV/0! | #DIV/0! | #DIV/0! | #DIV/0! | #DIV/0! | #DIV/0! | #DIV/0! | #DIV/0! | #DIV/0! | 15 | 0 | 0 | 0 | 0 | 0
1 | 16 | 1999 | 16 | 6 | 0 | 0 | #DIV/0! | #DIV/0! | #DIV/0! | #DIV/0! | #DIV/0! | #DIV/0! | #DIV/0! | #DIV/0! | #DIV/0! | #DIV/0! | #DIV/0! | #DIV/0! | #DIV/0! | #DIV/0! | #DIV/0! | #DIV/0! | #DIV/0! | #DIV/0! | #DIV/0! | #DIV/0! | 16 | 0 | 0 | 0 | 0 | 0
1 | 17 | 1999 | 17 | 7 | 0.0033333 | 0 | #DIV/0! | #DIV/0! | #DIV/0! | #DIV/0! | #DIV/0! | #DIV/0! | #DIV/0! | #DIV/0! | #DIV/0! | #DIV/0! | #DIV/0! | #DIV/0! | #DIV/0! | #DIV/0! | #DIV/0! | #DIV/0! | #DIV/0! | #DIV/0! | #DIV/0! | #DIV/0! | 17 | 0 | 0 | 0 | 0 | 0
1 | 18 | 1999 | 18 | 1 | 0.76 | 0 | #DIV/0! | #DIV/0! | #DIV/0! | #DIV/0! | #DIV/0! | #DIV/0! | #DIV/0! | #DIV/0! | #DIV/0! | #DIV/0! | #DIV/0! | #DIV/0! | #DIV/0! | #DIV/0! | #DIV/0! | #DIV/0! | #DIV/0! | #DIV/0! | #DIV/0! | #DIV/0! | 18 | 0 | 0 | 0 | 0 | 0
1 | 19 | 1999 | 19 | 2 | 0 | 0 | #DIV/0! | #DIV/0! | #DIV/0! | #DIV/0! | #DIV/0! | #DIV/0! | #DIV/0! | #DIV/0! | #DIV/0! | #DIV/0! | #DIV/0! | #DIV/0! | #DIV/0! | #DIV/0! | #DIV/0! | #DIV/0! | #DIV/0! | #DIV/0! | #DIV/0! | #DIV/0! | 19 | 0 | 0 | 0 | 0 | 0
1 | 20 | 1999 | 20 | 3 | 0.03 | 0 | #DIV/0! | #DIV/0! | #DIV/0! | #DIV/0! | #DIV/0! | #DIV/0! | #DIV/0! | #DIV/0! | #DIV/0! | #DIV/0! | #DIV/0! | #DIV/0! | #DIV/0! | #DIV/0! | #DIV/0! | #DIV/0! | #DIV/0! | #DIV/0! | #DIV/0! | #DIV/0! | 20 | 0 | 0 | 0 | 0 | 0
1 | 21 | 1999 | 21 | 4 | 0.31333 | 0 | #DIV/0! | #DIV/0! | #DIV/0! | #DIV/0! | #DIV/0! | #DIV/0! | #DIV/0! | #DIV/0! | #DIV/0! | #DIV/0! | #DIV/0! | #DIV/0! | #DIV/0! | #DIV/0! | #DIV/0! | #DIV/0! | #DIV/0! | #DIV/0! | #DIV/0! | #DIV/0! | 21 | 0 | 0 | 0 | 0 | 0
1 | 22 | 1999 | 22 | 5 | 0.013333 | 0 | #DIV/0! | #DIV/0! | #DIV/0! | #DIV/0! | #DIV/0! | #DIV/0! | #DIV/0! | #DIV/0! | #DIV/0! | #DIV/0! | #DIV/0! | #DIV/0! | #DIV/0! | #DIV/0! | #DIV/0! | #DIV/0! | #DIV/0! | #DIV/0! | #DIV/0! | #DIV/0! | 22 | 0 | 0 | 0 | 0 | 0
1 | 23 | 1999 | 23 | 6 | 0.26 | 0 | #DIV/0! | #DIV/0! | #DIV/0! | #DIV/0! | #DIV/0! | #DIV/0! | #DIV/0! | #DIV/0! | #DIV/0! | #DIV/0! | #DIV/0! | #DIV/0! | #DIV/0! | #DIV/0! | #DIV/0! | #DIV/0! | #DIV/0! | #DIV/0! | #DIV/0! | #DIV/0! | 23 | 0 | 0 | 0 | 0 | 0
1 | 24 | 1999 | 24 | 7 | 1.1 | 0 | #DIV/0! | #DIV/0! | #DIV/0! | #DIV/0! | #DIV/0! | #DIV/0! | #DIV/0! | #DIV/0! | #DIV/0! | #DIV/0! | #DIV/0! | #DIV/0! | #DIV/0! | #DIV/0! | #DIV/0! | #DIV/0! | #DIV/0! | #DIV/0! | #DIV/0! | #DIV/0! | 24 | 0 | 0 | 0 | 0 | 0
1 | 25 | 1999 | 25 | 1 | 0 | 0 | #DIV/0! | #DIV/0! | #DIV/0! | #DIV/0! | #DIV/0! | #DIV/0! | #DIV/0! | #DIV/0! | #DIV/0! | #DIV/0! | #DIV/0! | #DIV/0! | #DIV/0! | #DIV/0! | #DIV/0! | #DIV/0! | #DIV/0! | #DIV/0! | #DIV/0! | #DIV/0! | 25 | 0 | 0 | 0 | 0 | 0
1 | 26 | 1999 | 26 | 2 | 0 | 0 | #DIV/0! | #DIV/0! | #DIV/0! | #DIV/0! | #DIV/0! | #DIV/0! | #DIV/0! | #DIV/0! | #DIV/0! | #DIV/0! | #DIV/0! | #DIV/0! | #DIV/0! | #DIV/0! | #DIV/0! | #DIV/0! | #DIV/0! | #DIV/0! | #DIV/0! | #DIV/0! | 26 | 0 | 0 | 0 | 0 | 0
1 | 27 | 1999 | 27 | 3 | 0 | 0 | #DIV/0! | #DIV/0! | #DIV/0! | #DIV/0! | #DIV/0! | #DIV/0! | #DIV/0! | #DIV/0! | #DIV/0! | #DIV/0! | #DIV/0! | #DIV/0! | #DIV/0! | #DIV/0! | #DIV/0! | #DIV/0! | #DIV/0! | #DIV/0! | #DIV/0! | #DIV/0! | 27 | 0 | 0 | 0 | 0 | 0
1 | 28 | 1999 | 28 | 4 | 0 | 0 | #DIV/0! | #DIV/0! | #DIV/0! | #DIV/0! | #DIV/0! | #DIV/0! | #DIV/0! | #DIV/0! | #DIV/0! | #DIV/0! | #DIV/0! | #DIV/0! | #DIV/0! | #DIV/0! | #DIV/0! | #DIV/0! | #DIV/0! | #DIV/0! | #DIV/0! | #DIV/0! | 28 | 0 | 0 | 0 | 0 | 0
1 | 29 | 1999 | 29 | 5 | 0 | 0 | #DIV/0! | #DIV/0! | #DIV/0! | #DIV/0! | #DIV/0! | #DIV/0! | #DIV/0! | #DIV/0! | #DIV/0! | #DIV/0! | #DIV/0! | #DIV/0! | #DIV/0! | #DIV/0! | #DIV/0! | #DIV/0! | #DIV/0! | #DIV/0! | #DIV/0! | #DIV/0! | 29 | 0 | 0 | 0 | 0 | 0
1 | 30 | 1999 | 30 | 6 | 0 | 0 | #DIV/0! | #DIV/0! | #DIV/0! | #DIV/0! | #DIV/0! | #DIV/0! | #DIV/0! | #DIV/0! | #DIV/0! | #DIV/0! | #DIV/0! | #DIV/0! | #DIV/0! | #DIV/0! | #DIV/0! | #DIV/0! | #DIV/0! | #DIV/0! | #DIV/0! | #DIV/0! | 30 | 0 | 0 | 0 | 0 | 0
1 | 31 | 1999 | 31 | 7 | 0 | 0 | #DIV/0! | #DIV/0! | #DIV/0! | #DIV/0! | #DIV/0! | #DIV/0! | #DIV/0! | #DIV/0! | #DIV/0! | #DIV/0! | #DIV/0! | #DIV/0! | #DIV/0! | #DIV/0! | #DIV/0! | #DIV/0! | #DIV/0! | #DIV/0! | #DIV/0! | #DIV/0! | 31 | 0 | 0 | 0 | 0 | 0
2 | 1 | 1999 | 32 | 1 | 0.083333 | 0 | #DIV/0! | #DIV/0! | #DIV/0! | #DIV/0! | #DIV/0! | #DIV/0! | #DIV/0! | #DIV/0! | #DIV/0! | #DIV/0! | #DIV/0! | #DIV/0! | #DIV/0! | #DIV/0! | #DIV/0! | #DIV/0! | #DIV/0! | #DIV/0! | #DIV/0! | #DIV/0! | 32 | 0 | 0 | 0 | 0 | 0
2 | 2 | 1999 | 33 | 2 | 0.45 | 0 | #DIV/0! | #DIV/0! | #DIV/0! | #DIV/0! | #DIV/0! | #DIV/0! | #DIV/0! | #DIV/0! | #DIV/0! | #DIV/0! | #DIV/0! | #DIV/0! | #DIV/0! | #DIV/0! | #DIV/0! | #DIV/0! | #DIV/0! | #DIV/0! | #DIV/0! | #DIV/0! | 33 | 0 | 0 | 0 | 0 | 0
2 | 3 | 1999 | 34 | 3 | 0 | 0 | #DIV/0! | #DIV/0! | #DIV/0! | #DIV/0! | #DIV/0! | #DIV/0! | #DIV/0! | #DIV/0! | #DIV/0! | #DIV/0! | #DIV/0! | #DIV/0! | #DIV/0! | #DIV/0! | #DIV/0! | #DIV/0! | #DIV/0! | #DIV/0! | #DIV/0! | #DIV/0! | 34 | 0 | 0 | 0 | 0 | 0
2 | 4 | 1999 | 35 | 4 | 0.026667 | 0 | #DIV/0! | #DIV/0! | #DIV/0! | #DIV/0! | #DIV/0! | #DIV/0! | #DIV/0! | #DIV/0! | #DIV/0! | #DIV/0! | #DIV/0! | #DIV/0! | #DIV/0! | #DIV/0! | #DIV/0! | #DIV/0! | #DIV/0! | #DIV/0! | #DIV/0! | #DIV/0! | 35 | 0 | 0 | 0 | 0 | 0
2 | 5 | 1999 | 36 | 5 | 0 | 0 | #DIV/0! | #DIV/0! | #DIV/0! | #DIV/0! | #DIV/0! | #DIV/0! | #DIV/0! | #DIV/0! | #DIV/0! | #DIV/0! | #DIV/0! | #DIV/0! | #DIV/0! | #DIV/0! | #DIV/0! | #DIV/0! | #DIV/0! | #DIV/0! | #DIV/0! | #DIV/0! | 36 | 0 | 0 | 0 | 0 | 0
2 | 6 | 1999 | 37 | 6 | 0.023333 | 0 | #DIV/0! | #DIV/0! | #DIV/0! | #DIV/0! | #DIV/0! | #DIV/0! | #DIV/0! | #DIV/0! | #DIV/0! | #DIV/0! | #DIV/0! | #DIV/0! | #DIV/0! | #DIV/0! | #DIV/0! | #DIV/0! | #DIV/0! | #DIV/0! | #DIV/0! | #DIV/0! | 37 | 0 | 0 | 0 | 0 | 0
2 | 7 | 1999 | 38 | 7 | 0.026667 | 0 | #DIV/0! | #DIV/0! | #DIV/0! | #DIV/0! | #DIV/0! | #DIV/0! | #DIV/0! | #DIV/0! | #DIV/0! | #DIV/0! | #DIV/0! | #DIV/0! | #DIV/0! | #DIV/0! | #DIV/0! | #DIV/0! | #DIV/0! | #DIV/0! | #DIV/0! | #DIV/0! | 38 | 0 | 0 | 0 | 0 | 0
2 | 8 | 1999 | 39 | 1 | 0.0033333 | 0 | #DIV/0! | #DIV/0! | #DIV/0! | #DIV/0! | #DIV/0! | #DIV/0! | #DIV/0! | #DIV/0! | #DIV/0! | #DIV/0! | #DIV/0! | #DIV/0! | #DIV/0! | #DIV/0! | #DIV/0! | #DIV/0! | #DIV/0! | #DIV/0! | #DIV/0! | #DIV/0! | 39 | 0 | 0 | 0 | 0 | 0
2 | 9 | 1999 | 40 | 2 | 0 | 0 | #DIV/0! | #DIV/0! | #DIV/0! | #DIV/0! | #DIV/0! | #DIV/0! | #DIV/0! | #DIV/0! | #DIV/0! | #DIV/0! | #DIV/0! | #DIV/0! | #DIV/0! | #DIV/0! | #DIV/0! | #DIV/0! | #DIV/0! | #DIV/0! | #DIV/0! | #DIV/0! | 40 | 0 | 0 | 0 | 0 | 0
2 | 10 | 1999 | 41 | 3 | 0 | 0 | #DIV/0! | #DIV/0! | #DIV/0! | #DIV/0! | #DIV/0! | #DIV/0! | #DIV/0! | #DIV/0! | #DIV/0! | #DIV/0! | #DIV/0! | #DIV/0! | #DIV/0! | #DIV/0! | #DIV/0! | #DIV/0! | #DIV/0! | #DIV/0! | #DIV/0! | #DIV/0! | 41 | 0 | 0 | 0 | 0 | 0
2 | 11 | 1999 | 42 | 4 | 0 | 0 | #DIV/0! | #DIV/0! | #DIV/0! | #DIV/0! | #DIV/0! | #DIV/0! | #DIV/0! | #DIV/0! | #DIV/0! | #DIV/0! | #DIV/0! | #DIV/0! | #DIV/0! | #DIV/0! | #DIV/0! | #DIV/0! | #DIV/0! | #DIV/0! | #DIV/0! | #DIV/0! | 42 | 0 | 0 | 0 | 0 | 0
2 | 12 | 1999 | 43 | 5 | 0.45667 | 0 | #DIV/0! | #DIV/0! | #DIV/0! | #DIV/0! | #DIV/0! | #DIV/0! | #DIV/0! | #DIV/0! | #DIV/0! | #DIV/0! | #DIV/0! | #DIV/0! | #DIV/0! | #DIV/0! | #DIV/0! | #DIV/0! | #DIV/0! | #DIV/0! | #DIV/0! | #DIV/0! | 43 | 0 | 0 | 0 | 0 | 0
2 | 13 | 1999 | 44 | 6 | 0 | 0 | #DIV/0! | #DIV/0! | #DIV/0! | #DIV/0! | #DIV/0! | #DIV/0! | #DIV/0! | #DIV/0! | #DIV/0! | #DIV/0! | #DIV/0! | #DIV/0! | #DIV/0! | #DIV/0! | #DIV/0! | #DIV/0! | #DIV/0! | #DIV/0! | #DIV/0! | #DIV/0! | 44 | 0 | 0 | 0 | 0 | 0
2 | 14 | 1999 | 45 | 7 | 0 | 0 | #DIV/0! | #DIV/0! | #DIV/0! | #DIV/0! | #DIV/0! | #DIV/0! | #DIV/0! | #DIV/0! | #DIV/0! | #DIV/0! | #DIV/0! | #DIV/0! | #DIV/0! | #DIV/0! | #DIV/0! | #DIV/0! | #DIV/0! | #DIV/0! | #DIV/0! | #DIV/0! | 45 | 0 | 0 | 0 | 0 | 0
2 | 15 | 1999 | 46 | 1 | 0 | 0 | #DIV/0! | #DIV/0! | #DIV/0! | #DIV/0! | #DIV/0! | #DIV/0! | #DIV/0! | #DIV/0! | #DIV/0! | #DIV/0! | #DIV/0! | #DIV/0! | #DIV/0! | #DIV/0! | #DIV/0! | #DIV/0! | #DIV/0! | #DIV/0! | #DIV/0! | #DIV/0! | 46 | 0 | 0 | 0 | 0 | 0
2 | 16 | 1999 | 47 | 2 | 0 | 0 | #DIV/0! | #DIV/0! | #DIV/0! | #DIV/0! | #DIV/0! | #DIV/0! | #DIV/0! | #DIV/0! | #DIV/0! | #DIV/0! | #DIV/0! | #DIV/0! | #DIV/0! | #DIV/0! | #DIV/0! | #DIV/0! | #DIV/0! | #DIV/0! | #DIV/0! | #DIV/0! | 47 | 0 | 0 | 0 | 0 | 0
2 | 17 | 1999 | 48 | 3 | 0.19333 | 0 | #DIV/0! | #DIV/0! | #DIV/0! | #DIV/0! | #DIV/0! | #DIV/0! | #DIV/0! | #DIV/0! | #DIV/0! | #DIV/0! | #DIV/0! | #DIV/0! | #DIV/0! | #DIV/0! | #DIV/0! | #DIV/0! | #DIV/0! | #DIV/0! | #DIV/0! | #DIV/0! | 48 | 0 | 0 | 0 | 0 | 0
2 | 18 | 1999 | 49 | 4 | 0.65667 | 0 | #DIV/0! | #DIV/0! | #DIV/0! | #DIV/0! | #DIV/0! | #DIV/0! | #DIV/0! | #DIV/0! | #DIV/0! | #DIV/0! | #DIV/0! | #DIV/0! | #DIV/0! | #DIV/0! | #DIV/0! | #DIV/0! | #DIV/0! | #DIV/0! | #DIV/0! | #DIV/0! | 49 | 0 | 0 | 0 | 0 | 0
2 | 19 | 1999 | 50 | 5 | 0 | 0 | #DIV/0! | #DIV/0! | #DIV/0! | #DIV/0! | #DIV/0! | #DIV/0! | #DIV/0! | #DIV/0! | #DIV/0! | #DIV/0! | #DIV/0! | #DIV/0! | #DIV/0! | #DIV/0! | #DIV/0! | #DIV/0! | #DIV/0! | #DIV/0! | #DIV/0! | #DIV/0! | 50 | 0 | 0 | 0 | 0 | 0
2 | 20 | 1999 | 51 | 6 | 0 | 0 | #DIV/0! | #DIV/0! | #DIV/0! | #DIV/0! | #DIV/0! | #DIV/0! | #DIV/0! | #DIV/0! | #DIV/0! | #DIV/0! | #DIV/0! | #DIV/0! | #DIV/0! | #DIV/0! | #DIV/0! | #DIV/0! | #DIV/0! | #DIV/0! | #DIV/0! | #DIV/0! | 51 | 0 | 0 | 0 | 0 | 0
2 | 21 | 1999 | 52 | 7 | 0 | 0 | #DIV/0! | #DIV/0! | #DIV/0! | #DIV/0! | #DIV/0! | #DIV/0! | #DIV/0! | #DIV/0! | #DIV/0! | #DIV/0! | #DIV/0! | #DIV/0! | #DIV/0! | #DIV/0! | #DIV/0! | #DIV/0! | #DIV/0! | #DIV/0! | #DIV/0! | #DIV/0! | 52 | 0 | 0 | 0 | 0 | 0
2 | 22 | 1999 | 53 | 1 | 0 | 0 | #DIV/0! | #DIV/0! | #DIV/0! | #DIV/0! | #DIV/0! | #DIV/0! | #DIV/0! | #DIV/0! | #DIV/0! | #DIV/0! | #DIV/0! | #DIV/0! | #DIV/0! | #DIV/0! | #DIV/0! | #DIV/0! | #DIV/0! | #DIV/0! | #DIV/0! | #DIV/0! | 53 | 0 | 0 | 0 | 0 | 0
2 | 23 | 1999 | 54 | 2 | 0.0033333 | 0 | #DIV/0! | #DIV/0! | #DIV/0! | #DIV/0! | #DIV/0! | #DIV/0! | #DIV/0! | #DIV/0! | #DIV/0! | #DIV/0! | #DIV/0! | #DIV/0! | #DIV/0! | #DIV/0! | #DIV/0! | #DIV/0! | #DIV/0! | #DIV/0! | #DIV/0! | #DIV/0! | 54 | 0 | 0 | 0 | 0 | 0
2 | 24 | 1999 | 55 | 3 | 0.013333 | 0 | #DIV/0! | #DIV/0! | #DIV/0! | #DIV/0! | #DIV/0! | #DIV/0! | #DIV/0! | #DIV/0! | #DIV/0! | #DIV/0! | #DIV/0! | #DIV/0! | #DIV/0! | #DIV/0! | #DIV/0! | #DIV/0! | #DIV/0! | #DIV/0! | #DIV/0! | #DIV/0! | 55 | 0 | 0 | 0 | 0 | 0
2 | 25 | 1999 | 56 | 4 | 0.013333 | 0 | #DIV/0! | #DIV/0! | #DIV/0! | #DIV/0! | #DIV/0! | #DIV/0! | #DIV/0! | #DIV/0! | #DIV/0! | #DIV/0! | #DIV/0! | #DIV/0! | #DIV/0! | #DIV/0! | #DIV/0! | #DIV/0! | #DIV/0! | #DIV/0! | #DIV/0! | #DIV/0! | 56 | 0 | 0 | 0 | 0 | 0
2 | 26 | 1999 | 57 | 5 | 0 | 0 | #DIV/0! | #DIV/0! | #DIV/0! | #DIV/0! | #DIV/0! | #DIV/0! | #DIV/0! | #DIV/0! | #DIV/0! | #DIV/0! | #DIV/0! | #DIV/0! | #DIV/0! | #DIV/0! | #DIV/0! | #DIV/0! | #DIV/0! | #DIV/0! | #DIV/0! | #DIV/0! | 57 | 0 | 0 | 0 | 0 | 0
2 | 27 | 1999 | 58 | 6 | 0.02 | 0 | #DIV/0! | #DIV/0! | #DIV/0! | #DIV/0! | #DIV/0! | #DIV/0! | #DIV/0! | #DIV/0! | #DIV/0! | #DIV/0! | #DIV/0! | #DIV/0! | #DIV/0! | #DIV/0! | #DIV/0! | #DIV/0! | #DIV/0! | #DIV/0! | #DIV/0! | #DIV/0! | 58 | 0 | 0 | 0 | 0 | 0
2 | 28 | 1999 | 59 | 7 | 0.63333 | 0 | #DIV/0! | #DIV/0! | #DIV/0! | #DIV/0! | #DIV/0! | #DIV/0! | #DIV/0! | #DIV/0! | #DIV/0! | #DIV/0! | #DIV/0! | #DIV/0! | #DIV/0! | #DIV/0! | #DIV/0! | #DIV/0! | #DIV/0! | #DIV/0! | #DIV/0! | #DIV/0! | 59 | 0 | 0 | 0 | 0 | 0
3 | 1 | 1999 | 60 | 1 | 0 | 0 | #DIV/0! | #DIV/0! | #DIV/0! | #DIV/0! | #DIV/0! | #DIV/0! | #DIV/0! | #DIV/0! | #DIV/0! | #DIV/0! | #DIV/0! | #DIV/0! | #DIV/0! | #DIV/0! | #DIV/0! | #DIV/0! | #DIV/0! | #DIV/0! | #DIV/0! | #DIV/0! | 60 | 0 | 0 | 0 | 0 | 0
3 | 2 | 1999 | 61 | 2 | 0 | 0 | #DIV/0! | #DIV/0! | #DIV/0! | #DIV/0! | #DIV/0! | #DIV/0! | #DIV/0! | #DIV/0! | #DIV/0! | #DIV/0! | #DIV/0! | #DIV/0! | #DIV/0! | #DIV/0! | #DIV/0! | #DIV/0! | #DIV/0! | #DIV/0! | #DIV/0! | #DIV/0! | 61 | 0 | 0 | 0 | 0 | 0
3 | 3 | 1999 | 62 | 3 | 0.41333 | 0 | #DIV/0! | #DIV/0! | #DIV/0! | #DIV/0! | #DIV/0! | #DIV/0! | #DIV/0! | #DIV/0! | #DIV/0! | #DIV/0! | #DIV/0! | #DIV/0! | #DIV/0! | #DIV/0! | #DIV/0! | #DIV/0! | #DIV/0! | #DIV/0! | #DIV/0! | #DIV/0! | 62 | 0 | 0 | 0 | 0 | 0
3 | 4 | 1999 | 63 | 4 | 0.06 | 0 | #DIV/0! | #DIV/0! | #DIV/0! | #DIV/0! | #DIV/0! | #DIV/0! | #DIV/0! | #DIV/0! | #DIV/0! | #DIV/0! | #DIV/0! | #DIV/0! | #DIV/0! | #DIV/0! | #DIV/0! | #DIV/0! | #DIV/0! | #DIV/0! | #DIV/0! | #DIV/0! | 63 | 0 | 0 | 0 | 0 | 0
3 | 5 | 1999 | 64 | 5 | 0 | 0 | #DIV/0! | #DIV/0! | #DIV/0! | #DIV/0! | #DIV/0! | #DIV/0! | #DIV/0! | #DIV/0! | #DIV/0! | #DIV/0! | #DIV/0! | #DIV/0! | #DIV/0! | #DIV/0! | #DIV/0! | #DIV/0! | #DIV/0! | #DIV/0! | #DIV/0! | #DIV/0! | 64 | 0 | 0 | 0 | 0 | 0
3 | 6 | 1999 | 65 | 6 | 0.23333 | 0 | #DIV/0! | #DIV/0! | #DIV/0! | #DIV/0! | #DIV/0! | #DIV/0! | #DIV/0! | #DIV/0! | #DIV/0! | #DIV/0! | #DIV/0! | #DIV/0! | #DIV/0! | #DIV/0! | #DIV/0! | #DIV/0! | #DIV/0! | #DIV/0! | #DIV/0! | #DIV/0! | 65 | 0 | 0 | 0 | 0 | 0
3 | 7 | 1999 | 66 | 7 | 0 | 0 | #DIV/0! | #DIV/0! | #DIV/0! | #DIV/0! | #DIV/0! | #DIV/0! | #DIV/0! | #DIV/0! | #DIV/0! | #DIV/0! | #DIV/0! | #DIV/0! | #DIV/0! | #DIV/0! | #DIV/0! | #DIV/0! | #DIV/0! | #DIV/0! | #DIV/0! | #DIV/0! | 66 | 0 | 0 | 0 | 0 | 0
3 | 8 | 1999 | 67 | 1 | 0 | 0 | #DIV/0! | #DIV/0! | #DIV/0! | #DIV/0! | #DIV/0! | #DIV/0! | #DIV/0! | #DIV/0! | #DIV/0! | #DIV/0! | #DIV/0! | #DIV/0! | #DIV/0! | #DIV/0! | #DIV/0! | #DIV/0! | #DIV/0! | #DIV/0! | #DIV/0! | #DIV/0! | 67 | 0 | 0 | 0 | 0 | 0
3 | 9 | 1999 | 68 | 2 | 0.64 | 0 | #DIV/0! | #DIV/0! | #DIV/0! | #DIV/0! | #DIV/0! | #DIV/0! | #DIV/0! | #DIV/0! | #DIV/0! | #DIV/0! | #DIV/0! | #DIV/0! | #DIV/0! | #DIV/0! | #DIV/0! | #DIV/0! | #DIV/0! | #DIV/0! | #DIV/0! | #DIV/0! | 68 | 0 | 0 | 0 | 0 | 0
3 | 10 | 1999 | 69 | 3 | 0.013333 | 0 | #DIV/0! | #DIV/0! | #DIV/0! | #DIV/0! | #DIV/0! | #DIV/0! | #DIV/0! | #DIV/0! | #DIV/0! | #DIV/0! | #DIV/0! | #DIV/0! | #DIV/0! | #DIV/0! | #DIV/0! | #DIV/0! | #DIV/0! | #DIV/0! | #DIV/0! | #DIV/0! | 69 | 0 | 0 | 0 | 0 | 0
3 | 11 | 1999 | 70 | 4 | 0 | 0 | #DIV/0! | #DIV/0! | #DIV/0! | #DIV/0! | #DIV/0! | #DIV/0! | #DIV/0! | #DIV/0! | #DIV/0! | #DIV/0! | #DIV/0! | #DIV/0! | #DIV/0! | #DIV/0! | #DIV/0! | #DIV/0! | #DIV/0! | #DIV/0! | #DIV/0! | #DIV/0! | 70 | 0 | 0 | 0 | 0 | 0
3 | 12 | 1999 | 71 | 5 | 0 | 0 | #DIV/0! | #DIV/0! | #DIV/0! | #DIV/0! | #DIV/0! | #DIV/0! | #DIV/0! | #DIV/0! | #DIV/0! | #DIV/0! | #DIV/0! | #DIV/0! | #DIV/0! | #DIV/0! | #DIV/0! | #DIV/0! | #DIV/0! | #DIV/0! | #DIV/0! | #DIV/0! | 71 | 0 | 0 | 0 | 0 | 0
3 | 13 | 1999 | 72 | 6 | 0 | 0 | #DIV/0! | #DIV/0! | #DIV/0! | #DIV/0! | #DIV/0! | #DIV/0! | #DIV/0! | #DIV/0! | #DIV/0! | #DIV/0! | #DIV/0! | #DIV/0! | #DIV/0! | #DIV/0! | #DIV/0! | #DIV/0! | #DIV/0! | #DIV/0! | #DIV/0! | #DIV/0! | 72 | 0 | 0 | 0 | 0 | 0
3 | 14 | 1999 | 73 | 7 | 0.99667 | 0 | #DIV/0! | #DIV/0! | #DIV/0! | #DIV/0! | #DIV/0! | #DIV/0! | #DIV/0! | #DIV/0! | #DIV/0! | #DIV/0! | #DIV/0! | #DIV/0! | #DIV/0! | #DIV/0! | #DIV/0! | #DIV/0! | #DIV/0! | #DIV/0! | #DIV/0! | #DIV/0! | 73 | 0 | 0 | 0 | 0 | 0
3 | 15 | 1999 | 74 | 1 | 0.15333 | 0 | #DIV/0! | #DIV/0! | #DIV/0! | #DIV/0! | #DIV/0! | #DIV/0! | #DIV/0! | #DIV/0! | #DIV/0! | #DIV/0! | #DIV/0! | #DIV/0! | #DIV/0! | #DIV/0! | #DIV/0! | #DIV/0! | #DIV/0! | #DIV/0! | #DIV/0! | #DIV/0! | 74 | 0 | 0 | 0 | 0 | 0
3 | 16 | 1999 | 75 | 2 | 0 | 0 | #DIV/0! | #DIV/0! | #DIV/0! | #DIV/0! | #DIV/0! | #DIV/0! | #DIV/0! | #DIV/0! | #DIV/0! | #DIV/0! | #DIV/0! | #DIV/0! | #DIV/0! | #DIV/0! | #DIV/0! | #DIV/0! | #DIV/0! | #DIV/0! | #DIV/0! | #DIV/0! | 75 | 0 | 0 | 0 | 0 | 0
3 | 17 | 1999 | 76 | 3 | 0 | 0 | #DIV/0! | #DIV/0! | #DIV/0! | #DIV/0! | #DIV/0! | #DIV/0! | #DIV/0! | #DIV/0! | #DIV/0! | #DIV/0! | #DIV/0! | #DIV/0! | #DIV/0! | #DIV/0! | #DIV/0! | #DIV/0! | #DIV/0! | #DIV/0! | #DIV/0! | #DIV/0! | 76 | 0 | 0 | 0 | 0 | 0
3 | 18 | 1999 | 77 | 4 | 0 | 0 | #DIV/0! | #DIV/0! | #DIV/0! | #DIV/0! | #DIV/0! | #DIV/0! | #DIV/0! | #DIV/0! | #DIV/0! | #DIV/0! | #DIV/0! | #DIV/0! | #DIV/0! | #DIV/0! | #DIV/0! | #DIV/0! | #DIV/0! | #DIV/0! | #DIV/0! | #DIV/0! | 77 | 0 | 0 | 0 | 0 | 0
3 | 19 | 1999 | 78 | 5 | 0 | 0 | #DIV/0! | #DIV/0! | #DIV/0! | #DIV/0! | #DIV/0! | #DIV/0! | #DIV/0! | #DIV/0! | #DIV/0! | #DIV/0! | #DIV/0! | #DIV/0! | #DIV/0! | #DIV/0! | #DIV/0! | #DIV/0! | #DIV/0! | #DIV/0! | #DIV/0! | #DIV/0! | 78 | 0 | 0 | 0 | 0 | 0
3 | 20 | 1999 | 79 | 6 | 0 | 0 | #DIV/0! | #DIV/0! | #DIV/0! | #DIV/0! | #DIV/0! | #DIV/0! | #DIV/0! | #DIV/0! | #DIV/0! | #DIV/0! | #DIV/0! | #DIV/0! | #DIV/0! | #DIV/0! | #DIV/0! | #DIV/0! | #DIV/0! | #DIV/0! | #DIV/0! | #DIV/0! | 79 | 0 | 0 | 0 | 0 | 0
3 | 21 | 1999 | 80 | 7 | 0.98667 | 0 | #DIV/0! | #DIV/0! | #DIV/0! | #DIV/0! | #DIV/0! | #DIV/0! | #DIV/0! | #DIV/0! | #DIV/0! | #DIV/0! | #DIV/0! | #DIV/0! | #DIV/0! | #DIV/0! | #DIV/0! | #DIV/0! | #DIV/0! | #DIV/0! | #DIV/0! | #DIV/0! | 80 | 0 | 0 | 0 | 0 | 0
3 | 22 | 1999 | 81 | 1 | 0.0066667 | 0 | #DIV/0! | #DIV/0! | #DIV/0! | #DIV/0! | #DIV/0! | #DIV/0! | #DIV/0! | #DIV/0! | #DIV/0! | #DIV/0! | #DIV/0! | #DIV/0! | #DIV/0! | #DIV/0! | #DIV/0! | #DIV/0! | #DIV/0! | #DIV/0! | #DIV/0! | #DIV/0! | 81 | 0 | 0 | 0 | 0 | 0
3 | 23 | 1999 | 82 | 2 | 0.0066667 | 0 | #DIV/0! | #DIV/0! | #DIV/0! | #DIV/0! | #DIV/0! | #DIV/0! | #DIV/0! | #DIV/0! | #DIV/0! | #DIV/0! | #DIV/0! | #DIV/0! | #DIV/0! | #DIV/0! | #DIV/0! | #DIV/0! | #DIV/0! | #DIV/0! | #DIV/0! | #DIV/0! | 82 | 0 | 0 | 0 | 0 | 0
3 | 24 | 1999 | 83 | 3 | 0.026667 | 0 | #DIV/0! | #DIV/0! | #DIV/0! | #DIV/0! | #DIV/0! | #DIV/0! | #DIV/0! | #DIV/0! | #DIV/0! | #DIV/0! | #DIV/0! | #DIV/0! | #DIV/0! | #DIV/0! | #DIV/0! | #DIV/0! | #DIV/0! | #DIV/0! | #DIV/0! | #DIV/0! | 83 | 0 | 0 | 0 | 0 | 0
3 | 25 | 1999 | 84 | 4 | 0 | 0 | #DIV/0! | #DIV/0! | #DIV/0! | #DIV/0! | #DIV/0! | #DIV/0! | #DIV/0! | #DIV/0! | #DIV/0! | #DIV/0! | #DIV/0! | #DIV/0! | #DIV/0! | #DIV/0! | #DIV/0! | #DIV/0! | #DIV/0! | #DIV/0! | #DIV/0! | #DIV/0! | 84 | 0 | 0 | 0 | 0 | 0
3 | 26 | 1999 | 85 | 5 | 0 | 0 | #DIV/0! | #DIV/0! | #DIV/0! | #DIV/0! | #DIV/0! | #DIV/0! | #DIV/0! | #DIV/0! | #DIV/0! | #DIV/0! | #DIV/0! | #DIV/0! | #DIV/0! | #DIV/0! | #DIV/0! | #DIV/0! | #DIV/0! | #DIV/0! | #DIV/0! | #DIV/0! | 85 | 0 | 0 | 0 | 0 | 0
3 | 27 | 1999 | 86 | 6 | 0 | 0 | #DIV/0! | #DIV/0! | #DIV/0! | #DIV/0! | #DIV/0! | #DIV/0! | #DIV/0! | #DIV/0! | #DIV/0! | #DIV/0! | #DIV/0! | #DIV/0! | #DIV/0! | #DIV/0! | #DIV/0! | #DIV/0! | #DIV/0! | #DIV/0! | #DIV/0! | #DIV/0! | 86 | 0 | 0 | 0 | 0 | 0
3 | 28 | 1999 | 87 | 7 | 0.053333 | 0 | #DIV/0! | #DIV/0! | #DIV/0! | #DIV/0! | #DIV/0! | #DIV/0! | #DIV/0! | #DIV/0! | #DIV/0! | #DIV/0! | #DIV/0! | #DIV/0! | #DIV/0! | #DIV/0! | #DIV/0! | #DIV/0! | #DIV/0! | #DIV/0! | #DIV/0! | #DIV/0! | 87 | 0 | 0 | 0 | 0 | 0
3 | 29 | 1999 | 88 | 1 | 0 | 0 | #DIV/0! | #DIV/0! | #DIV/0! | #DIV/0! | #DIV/0! | #DIV/0! | #DIV/0! | #DIV/0! | #DIV/0! | #DIV/0! | #DIV/0! | #DIV/0! | #DIV/0! | #DIV/0! | #DIV/0! | #DIV/0! | #DIV/0! | #DIV/0! | #DIV/0! | #DIV/0! | 88 | 0 | 0 | 0 | 0 | 0
3 | 30 | 1999 | 89 | 2 | 0 | 0 | #DIV/0! | #DIV/0! | #DIV/0! | #DIV/0! | #DIV/0! | #DIV/0! | #DIV/0! | #DIV/0! | #DIV/0! | #DIV/0! | #DIV/0! | #DIV/0! | #DIV/0! | #DIV/0! | #DIV/0! | #DIV/0! | #DIV/0! | #DIV/0! | #DIV/0! | #DIV/0! | 89 | 0 | 0 | 0 | 0 | 0
3 | 31 | 1999 | 90 | 3 | 0 | 0 | #DIV/0! | #DIV/0! | #DIV/0! | #DIV/0! | #DIV/0! | #DIV/0! | #DIV/0! | #DIV/0! | #DIV/0! | #DIV/0! | #DIV/0! | #DIV/0! | #DIV/0! | #DIV/0! | #DIV/0! | #DIV/0! | #DIV/0! | #DIV/0! | #DIV/0! | #DIV/0! | 90 | 0 | 0 | 0 | 0 | 0
4 | 1 | 1999 | 91 | 4 | 0.34667 | 0 | #DIV/0! | #DIV/0! | #DIV/0! | #DIV/0! | #DIV/0! | #DIV/0! | #DIV/0! | #DIV/0! | #DIV/0! | #DIV/0! | #DIV/0! | #DIV/0! | #DIV/0! | #DIV/0! | #DIV/0! | #DIV/0! | #DIV/0! | #DIV/0! | #DIV/0! | #DIV/0! | 91 | 0 | 0 | 0 | 0 | 0
4 | 2 | 1999 | 92 | 5 | 0 | 0 | #DIV/0! | #DIV/0! | #DIV/0! | #DIV/0! | #DIV/0! | #DIV/0! | #DIV/0! | #DIV/0! | #DIV/0! | #DIV/0! | #DIV/0! | #DIV/0! | #DIV/0! | #DIV/0! | #DIV/0! | #DIV/0! | #DIV/0! | #DIV/0! | #DIV/0! | #DIV/0! | 92 | 0 | 0 | 0 | 0 | 0
4 | 3 | 1999 | 93 | 6 | 0 | 0 | #DIV/0! | #DIV/0! | #DIV/0! | #DIV/0! | #DIV/0! | #DIV/0! | #DIV/0! | #DIV/0! | #DIV/0! | #DIV/0! | #DIV/0! | #DIV/0! | #DIV/0! | #DIV/0! | #DIV/0! | #DIV/0! | #DIV/0! | #DIV/0! | #DIV/0! | #DIV/0! | 93 | 0 | 0 | 0 | 0 | 0
4 | 4 | 1999 | 94 | 7 | 0.48 | 0 | #DIV/0! | #DIV/0! | #DIV/0! | #DIV/0! | #DIV/0! | #DIV/0! | #DIV/0! | #DIV/0! | #DIV/0! | #DIV/0! | #DIV/0! | #DIV/0! | #DIV/0! | #DIV/0! | #DIV/0! | #DIV/0! | #DIV/0! | #DIV/0! | #DIV/0! | #DIV/0! | 94 | 0 | 0 | 0 | 0 | 0
4 | 5 | 1999 | 95 | 1 | 0.063333 | 0 | #DIV/0! | #DIV/0! | #DIV/0! | #DIV/0! | #DIV/0! | #DIV/0! | #DIV/0! | #DIV/0! | #DIV/0! | #DIV/0! | #DIV/0! | #DIV/0! | #DIV/0! | #DIV/0! | #DIV/0! | #DIV/0! | #DIV/0! | #DIV/0! | #DIV/0! | #DIV/0! | 95 | 0 | 0 | 0 | 0 | 0
4 | 6 | 1999 | 96 | 2 | 0 | 0 | #DIV/0! | #DIV/0! | #DIV/0! | #DIV/0! | #DIV/0! | #DIV/0! | #DIV/0! | #DIV/0! | #DIV/0! | #DIV/0! | #DIV/0! | #DIV/0! | #DIV/0! | #DIV/0! | #DIV/0! | #DIV/0! | #DIV/0! | #DIV/0! | #DIV/0! | #DIV/0! | 96 | 0 | 0 | 0 | 0 | 0
4 | 7 | 1999 | 97 | 3 | 0 | 0 | #DIV/0! | #DIV/0! | #DIV/0! | #DIV/0! | #DIV/0! | #DIV/0! | #DIV/0! | #DIV/0! | #DIV/0! | #DIV/0! | #DIV/0! | #DIV/0! | #DIV/0! | #DIV/0! | #DIV/0! | #DIV/0! | #DIV/0! | #DIV/0! | #DIV/0! | #DIV/0! | 97 | 0 | 0 | 0 | 0 | 0
4 | 8 | 1999 | 98 | 4 | 0 | 0 | #DIV/0! | #DIV/0! | #DIV/0! | #DIV/0! | #DIV/0! | #DIV/0! | #DIV/0! | #DIV/0! | #DIV/0! | #DIV/0! | #DIV/0! | #DIV/0! | #DIV/0! | #DIV/0! | #DIV/0! | #DIV/0! | #DIV/0! | #DIV/0! | #DIV/0! | #DIV/0! | 98 | 0 | 0 | 0 | 0 | 0
4 | 9 | 1999 | 99 | 5 | 0.45333 | 0 | #DIV/0! | #DIV/0! | #DIV/0! | #DIV/0! | #DIV/0! | #DIV/0! | #DIV/0! | #DIV/0! | #DIV/0! | #DIV/0! | #DIV/0! | #DIV/0! | #DIV/0! | #DIV/0! | #DIV/0! | #DIV/0! | #DIV/0! | #DIV/0! | #DIV/0! | #DIV/0! | 99 | 0 | 0 | 0 | 0 | 0
4 | 10 | 1999 | 100 | 6 | 0.0033333 | 0 | #DIV/0! | #DIV/0! | #DIV/0! | #DIV/0! | #DIV/0! | #DIV/0! | #DIV/0! | #DIV/0! | #DIV/0! | #DIV/0! | #DIV/0! | #DIV/0! | #DIV/0! | #DIV/0! | #DIV/0! | #DIV/0! | #DIV/0! | #DIV/0! | #DIV/0! | #DIV/0! | 100 | 0 | 0 | 0 | 0 | 0
4 | 11 | 1999 | 101 | 7 | 0.40333 | 0 | #DIV/0! | #DIV/0! | #DIV/0! | #DIV/0! | #DIV/0! | #DIV/0! | #DIV/0! | #DIV/0! | #DIV/0! | #DIV/0! | #DIV/0! | #DIV/0! | #DIV/0! | #DIV/0! | #DIV/0! | #DIV/0! | #DIV/0! | #DIV/0! | #DIV/0! | #DIV/0! | 101 | 0 | 0 | 0 | 0 | 0
4 | 12 | 1999 | 102 | 1 | 0 | 0 | #DIV/0! | #DIV/0! | #DIV/0! | #DIV/0! | #DIV/0! | #DIV/0! | #DIV/0! | #DIV/0! | #DIV/0! | #DIV/0! | #DIV/0! | #DIV/0! | #DIV/0! | #DIV/0! | #DIV/0! | #DIV/0! | #DIV/0! | #DIV/0! | #DIV/0! | #DIV/0! | 102 | 0 | 0 | 0 | 0 | 0
4 | 13 | 1999 | 103 | 2 | 0 | 0 | #DIV/0! | #DIV/0! | #DIV/0! | #DIV/0! | #DIV/0! | #DIV/0! | #DIV/0! | #DIV/0! | #DIV/0! | #DIV/0! | #DIV/0! | #DIV/0! | #DIV/0! | #DIV/0! | #DIV/0! | #DIV/0! | #DIV/0! | #DIV/0! | #DIV/0! | #DIV/0! | 103 | 0 | 0 | 0 | 0 | 0
4 | 14 | 1999 | 104 | 3 | 0 | 0 | #DIV/0! | #DIV/0! | #DIV/0! | #DIV/0! | #DIV/0! | #DIV/0! | #DIV/0! | #DIV/0! | #DIV/0! | #DIV/0! | #DIV/0! | #DIV/0! | #DIV/0! | #DIV/0! | #DIV/0! | #DIV/0! | #DIV/0! | #DIV/0! | #DIV/0! | #DIV/0! | 104 | 0 | 0 | 0 | 0 | 0
4 | 15 | 1999 | 105 | 4 | 0.14667 | 0 | #DIV/0! | #DIV/0! | #DIV/0! | #DIV/0! | #DIV/0! | #DIV/0! | #DIV/0! | #DIV/0! | #DIV/0! | #DIV/0! | #DIV/0! | #DIV/0! | #DIV/0! | #DIV/0! | #DIV/0! | #DIV/0! | #DIV/0! | #DIV/0! | #DIV/0! | #DIV/0! | 105 | 0 | 0 | 0 | 0 | 0
4 | 16 | 1999 | 106 | 5 | 0.0033333 | 0 | #DIV/0! | #DIV/0! | #DIV/0! | #DIV/0! | #DIV/0! | #DIV/0! | #DIV/0! | #DIV/0! | #DIV/0! | #DIV/0! | #DIV/0! | #DIV/0! | #DIV/0! | #DIV/0! | #DIV/0! | #DIV/0! | #DIV/0! | #DIV/0! | #DIV/0! | #DIV/0! | 106 | 0 | 0 | 0 | 0 | 0
4 | 17 | 1999 | 107 | 6 | 0 | 0 | #DIV/0! | #DIV/0! | #DIV/0! | #DIV/0! | #DIV/0! | #DIV/0! | #DIV/0! | #DIV/0! | #DIV/0! | #DIV/0! | #DIV/0! | #DIV/0! | #DIV/0! | #DIV/0! | #DIV/0! | #DIV/0! | #DIV/0! | #DIV/0! | #DIV/0! | #DIV/0! | 107 | 0 | 0 | 0 | 0 | 0
4 | 18 | 1999 | 108 | 7 | 0 | 0 | #DIV/0! | #DIV/0! | #DIV/0! | #DIV/0! | #DIV/0! | #DIV/0! | #DIV/0! | #DIV/0! | #DIV/0! | #DIV/0! | #DIV/0! | #DIV/0! | #DIV/0! | #DIV/0! | #DIV/0! | #DIV/0! | #DIV/0! | #DIV/0! | #DIV/0! | #DIV/0! | 108 | 0 | 0 | 0 | 0 | 0
4 | 19 | 1999 | 109 | 1 | 0 | 0 | #DIV/0! | #DIV/0! | #DIV/0! | #DIV/0! | #DIV/0! | #DIV/0! | #DIV/0! | #DIV/0! | #DIV/0! | #DIV/0! | #DIV/0! | #DIV/0! | #DIV/0! | #DIV/0! | #DIV/0! | #DIV/0! | #DIV/0! | #DIV/0! | #DIV/0! | #DIV/0! | 109 | 0 | 0 | 0 | 0 | 0
4 | 20 | 1999 | 110 | 2 | 0.016667 | 0 | #DIV/0! | #DIV/0! | #DIV/0! | #DIV/0! | #DIV/0! | #DIV/0! | #DIV/0! | #DIV/0! | #DIV/0! | #DIV/0! | #DIV/0! | #DIV/0! | #DIV/0! | #DIV/0! | #DIV/0! | #DIV/0! | #DIV/0! | #DIV/0! | #DIV/0! | #DIV/0! | 110 | 0 | 0 | 0 | 0 | 0
4 | 21 | 1999 | 111 | 3 | 0.17333 | 0 | #DIV/0! | #DIV/0! | #DIV/0! | #DIV/0! | #DIV/0! | #DIV/0! | #DIV/0! | #DIV/0! | #DIV/0! | #DIV/0! | #DIV/0! | #DIV/0! | #DIV/0! | #DIV/0! | #DIV/0! | #DIV/0! | #DIV/0! | #DIV/0! | #DIV/0! | #DIV/0! | 111 | 0 | 0 | 0 | 0 | 0
4 | 22 | 1999 | 112 | 4 | 0.026667 | 0 | #DIV/0! | #DIV/0! | #DIV/0! | #DIV/0! | #DIV/0! | #DIV/0! | #DIV/0! | #DIV/0! | #DIV/0! | #DIV/0! | #DIV/0! | #DIV/0! | #DIV/0! | #DIV/0! | #DIV/0! | #DIV/0! | #DIV/0! | #DIV/0! | #DIV/0! | #DIV/0! | 112 | 0 | 0 | 0 | 0 | 0
4 | 23 | 1999 | 113 | 5 | 0.23 | 0 | #DIV/0! | #DIV/0! | #DIV/0! | #DIV/0! | #DIV/0! | #DIV/0! | #DIV/0! | #DIV/0! | #DIV/0! | #DIV/0! | #DIV/0! | #DIV/0! | #DIV/0! | #DIV/0! | #DIV/0! | #DIV/0! | #DIV/0! | #DIV/0! | #DIV/0! | #DIV/0! | 113 | 0 | 0 | 0 | 0 | 0
4 | 24 | 1999 | 114 | 6 | 0 | 0 | #DIV/0! | #DIV/0! | #DIV/0! | #DIV/0! | #DIV/0! | #DIV/0! | #DIV/0! | #DIV/0! | #DIV/0! | #DIV/0! | #DIV/0! | #DIV/0! | #DIV/0! | #DIV/0! | #DIV/0! | #DIV/0! | #DIV/0! | #DIV/0! | #DIV/0! | #DIV/0! | 114 | 0 | 0 | 0 | 0 | 0
4 | 25 | 1999 | 115 | 7 | 0 | 0 | #DIV/0! | #DIV/0! | #DIV/0! | #DIV/0! | #DIV/0! | #DIV/0! | #DIV/0! | #DIV/0! | #DIV/0! | #DIV/0! | #DIV/0! | #DIV/0! | #DIV/0! | #DIV/0! | #DIV/0! | #DIV/0! | #DIV/0! | #DIV/0! | #DIV/0! | #DIV/0! | 115 | 0 | 0 | 0 | 0 | 0
4 | 26 | 1999 | 116 | 1 | 0 | 0 | #DIV/0! | #DIV/0! | #DIV/0! | #DIV/0! | #DIV/0! | #DIV/0! | #DIV/0! | #DIV/0! | #DIV/0! | #DIV/0! | #DIV/0! | #DIV/0! | #DIV/0! | #DIV/0! | #DIV/0! | #DIV/0! | #DIV/0! | #DIV/0! | #DIV/0! | #DIV/0! | 116 | 0 | 0 | 0 | 0 | 0
4 | 27 | 1999 | 117 | 2 | 0 | 0 | #DIV/0! | #DIV/0! | #DIV/0! | #DIV/0! | #DIV/0! | #DIV/0! | #DIV/0! | #DIV/0! | #DIV/0! | #DIV/0! | #DIV/0! | #DIV/0! | #DIV/0! | #DIV/0! | #DIV/0! | #DIV/0! | #DIV/0! | #DIV/0! | #DIV/0! | #DIV/0! | 117 | 0 | 0 | 0 | 0 | 0
4 | 28 | 1999 | 118 | 3 | 0 | 0 | #DIV/0! | #DIV/0! | #DIV/0! | #DIV/0! | #DIV/0! | #DIV/0! | #DIV/0! | #DIV/0! | #DIV/0! | #DIV/0! | #DIV/0! | #DIV/0! | #DIV/0! | #DIV/0! | #DIV/0! | #DIV/0! | #DIV/0! | #DIV/0! | #DIV/0! | #DIV/0! | 118 | 0 | 0 | 0 | 0 | 0
4 | 29 | 1999 | 119 | 4 | 0 | 0 | #DIV/0! | #DIV/0! | #DIV/0! | #DIV/0! | #DIV/0! | #DIV/0! | #DIV/0! | #DIV/0! | #DIV/0! | #DIV/0! | #DIV/0! | #DIV/0! | #DIV/0! | #DIV/0! | #DIV/0! | #DIV/0! | #DIV/0! | #DIV/0! | #DIV/0! | #DIV/0! | 119 | 0 | 0 | 0 | 0 | 0
4 | 30 | 1999 | 120 | 5 | 0 | 0 | #DIV/0! | #DIV/0! | #DIV/0! | #DIV/0! | #DIV/0! | #DIV/0! | #DIV/0! | #DIV/0! | #DIV/0! | #DIV/0! | #DIV/0! | #DIV/0! | #DIV/0! | #DIV/0! | #DIV/0! | #DIV/0! | #DIV/0! | #DIV/0! | #DIV/0! | #DIV/0! | 120 | 0 | 0 | 0 | 0 | 0
5 | 1 | 1999 | 121 | 6 | 0 | 0 | #DIV/0! | #DIV/0! | #DIV/0! | #DIV/0! | #DIV/0! | #DIV/0! | #DIV/0! | #DIV/0! | #DIV/0! | #DIV/0! | #DIV/0! | #DIV/0! | #DIV/0! | #DIV/0! | #DIV/0! | #DIV/0! | #DIV/0! | #DIV/0! | #DIV/0! | #DIV/0! | 121 | 0 | 0 | 0 | 0 | 0
5 | 2 | 1999 | 122 | 7 | 0 | 0 | #DIV/0! | #DIV/0! | #DIV/0! | #DIV/0! | #DIV/0! | #DIV/0! | #DIV/0! | #DIV/0! | #DIV/0! | #DIV/0! | #DIV/0! | #DIV/0! | #DIV/0! | #DIV/0! | #DIV/0! | #DIV/0! | #DIV/0! | #DIV/0! | #DIV/0! | #DIV/0! | 122 | 0 | 0 | 0 | 0 | 0
5 | 3 | 1999 | 123 | 1 | 0.013333 | 0 | #DIV/0! | #DIV/0! | #DIV/0! | #DIV/0! | #DIV/0! | #DIV/0! | #DIV/0! | #DIV/0! | #DIV/0! | #DIV/0! | #DIV/0! | #DIV/0! | #DIV/0! | #DIV/0! | #DIV/0! | #DIV/0! | #DIV/0! | #DIV/0! | #DIV/0! | #DIV/0! | 123 | 0 | 0 | 0 | 0 | 0
5 | 4 | 1999 | 124 | 2 | 0 | 0 | #DIV/0! | #DIV/0! | #DIV/0! | #DIV/0! | #DIV/0! | #DIV/0! | #DIV/0! | #DIV/0! | #DIV/0! | #DIV/0! | #DIV/0! | #DIV/0! | #DIV/0! | #DIV/0! | #DIV/0! | #DIV/0! | #DIV/0! | #DIV/0! | #DIV/0! | #DIV/0! | 124 | 0 | 0 | 0 | 0 | 0
5 | 5 | 1999 | 125 | 3 | 0 | 0 | #DIV/0! | #DIV/0! | #DIV/0! | #DIV/0! | #DIV/0! | #DIV/0! | #DIV/0! | #DIV/0! | #DIV/0! | #DIV/0! | #DIV/0! | #DIV/0! | #DIV/0! | #DIV/0! | #DIV/0! | #DIV/0! | #DIV/0! | #DIV/0! | #DIV/0! | #DIV/0! | 125 | 0 | 0 | 0 | 0 | 0
5 | 6 | 1999 | 126 | 4 | 0 | 0 | #DIV/0! | #DIV/0! | #DIV/0! | #DIV/0! | #DIV/0! | #DIV/0! | #DIV/0! | #DIV/0! | #DIV/0! | #DIV/0! | #DIV/0! | #DIV/0! | #DIV/0! | #DIV/0! | #DIV/0! | #DIV/0! | #DIV/0! | #DIV/0! | #DIV/0! | #DIV/0! | 126 | 0 | 0 | 0 | 0 | 0
5 | 7 | 1999 | 127 | 5 | 0.24333 | 0 | #DIV/0! | #DIV/0! | #DIV/0! | #DIV/0! | #DIV/0! | #DIV/0! | #DIV/0! | #DIV/0! | #DIV/0! | #DIV/0! | #DIV/0! | #DIV/0! | #DIV/0! | #DIV/0! | #DIV/0! | #DIV/0! | #DIV/0! | #DIV/0! | #DIV/0! | #DIV/0! | 127 | 0 | 0 | 0 | 0 | 0
5 | 8 | 1999 | 128 | 6 | 0.18333 | 0 | #DIV/0! | #DIV/0! | #DIV/0! | #DIV/0! | #DIV/0! | #DIV/0! | #DIV/0! | #DIV/0! | #DIV/0! | #DIV/0! | #DIV/0! | #DIV/0! | #DIV/0! | #DIV/0! | #DIV/0! | #DIV/0! | #DIV/0! | #DIV/0! | #DIV/0! | #DIV/0! | 128 | 0 | 0 | 0 | 0 | 0
5 | 9 | 1999 | 129 | 7 | 0 | 0 | #DIV/0! | #DIV/0! | #DIV/0! | #DIV/0! | #DIV/0! | #DIV/0! | #DIV/0! | #DIV/0! | #DIV/0! | #DIV/0! | #DIV/0! | #DIV/0! | #DIV/0! | #DIV/0! | #DIV/0! | #DIV/0! | #DIV/0! | #DIV/0! | #DIV/0! | #DIV/0! | 129 | 0 | 0 | 0 | 0 | 0
5 | 10 | 1999 | 130 | 1 | 0 | 0 | #DIV/0! | #DIV/0! | #DIV/0! | #DIV/0! | #DIV/0! | #DIV/0! | #DIV/0! | #DIV/0! | #DIV/0! | #DIV/0! | #DIV/0! | #DIV/0! | #DIV/0! | #DIV/0! | #DIV/0! | #DIV/0! | #DIV/0! | #DIV/0! | #DIV/0! | #DIV/0! | 130 | 0 | 0 | 0 | 0 | 0
5 | 11 | 1999 | 131 | 2 | 0 | 0 | #DIV/0! | #DIV/0! | #DIV/0! | #DIV/0! | #DIV/0! | #DIV/0! | #DIV/0! | #DIV/0! | #DIV/0! | #DIV/0! | #DIV/0! | #DIV/0! | #DIV/0! | #DIV/0! | #DIV/0! | #DIV/0! | #DIV/0! | #DIV/0! | #DIV/0! | #DIV/0! | 131 | 0 | 0 | 0 | 0 | 0
5 | 12 | 1999 | 132 | 3 | 0 | 0 | #DIV/0! | #DIV/0! | #DIV/0! | #DIV/0! | #DIV/0! | #DIV/0! | #DIV/0! | #DIV/0! | #DIV/0! | #DIV/0! | #DIV/0! | #DIV/0! | #DIV/0! | #DIV/0! | #DIV/0! | #DIV/0! | #DIV/0! | #DIV/0! | #DIV/0! | #DIV/0! | 132 | 0 | 0 | 0 | 0 | 0
5 | 13 | 1999 | 133 | 4 | 0 | 0 | #DIV/0! | #DIV/0! | #DIV/0! | #DIV/0! | #DIV/0! | #DIV/0! | #DIV/0! | #DIV/0! | #DIV/0! | #DIV/0! | #DIV/0! | #DIV/0! | #DIV/0! | #DIV/0! | #DIV/0! | #DIV/0! | #DIV/0! | #DIV/0! | #DIV/0! | #DIV/0! | 133 | 0 | 0 | 0 | 0 | 0
5 | 14 | 1999 | 134 | 5 | 0 | 0 | #DIV/0! | #DIV/0! | #DIV/0! | #DIV/0! | #DIV/0! | #DIV/0! | #DIV/0! | #DIV/0! | #DIV/0! | #DIV/0! | #DIV/0! | #DIV/0! | #DIV/0! | #DIV/0! | #DIV/0! | #DIV/0! | #DIV/0! | #DIV/0! | #DIV/0! | #DIV/0! | 134 | 0 | 0 | 0 | 0 | 0
5 | 15 | 1999 | 135 | 6 | 0 | 0 | #DIV/0! | #DIV/0! | #DIV/0! | #DIV/0! | #DIV/0! | #DIV/0! | #DIV/0! | #DIV/0! | #DIV/0! | #DIV/0! | #DIV/0! | #DIV/0! | #DIV/0! | #DIV/0! | #DIV/0! | #DIV/0! | #DIV/0! | #DIV/0! | #DIV/0! | #DIV/0! | 135 | 0 | 0 | 0 | 0 | 0
5 | 16 | 1999 | 136 | 7 | 0 | 0 | #DIV/0! | #DIV/0! | #DIV/0! | #DIV/0! | #DIV/0! | #DIV/0! | #DIV/0! | #DIV/0! | #DIV/0! | #DIV/0! | #DIV/0! | #DIV/0! | #DIV/0! | #DIV/0! | #DIV/0! | #DIV/0! | #DIV/0! | #DIV/0! | #DIV/0! | #DIV/0! | 136 | 0 | 0 | 0 | 0 | 0
5 | 17 | 1999 | 137 | 1 | 0 | 0 | #DIV/0! | #DIV/0! | #DIV/0! | #DIV/0! | #DIV/0! | #DIV/0! | #DIV/0! | #DIV/0! | #DIV/0! | #DIV/0! | #DIV/0! | #DIV/0! | #DIV/0! | #DIV/0! | #DIV/0! | #DIV/0! | #DIV/0! | #DIV/0! | #DIV/0! | #DIV/0! | 137 | 0 | 0 | 0 | 0 | 0
5 | 18 | 1999 | 138 | 2 | 0 | 0 | #DIV/0! | #DIV/0! | #DIV/0! | #DIV/0! | #DIV/0! | #DIV/0! | #DIV/0! | #DIV/0! | #DIV/0! | #DIV/0! | #DIV/0! | #DIV/0! | #DIV/0! | #DIV/0! | #DIV/0! | #DIV/0! | #DIV/0! | #DIV/0! | #DIV/0! | #DIV/0! | 138 | 0 | 0 | 0 | 0 | 0
5 | 19 | 1999 | 139 | 3 | 0 | 0 | #DIV/0! | #DIV/0! | #DIV/0! | #DIV/0! | #DIV/0! | #DIV/0! | #DIV/0! | #DIV/0! | #DIV/0! | #DIV/0! | #DIV/0! | #DIV/0! | #DIV/0! | #DIV/0! | #DIV/0! | #DIV/0! | #DIV/0! | #DIV/0! | #DIV/0! | #DIV/0! | 139 | 0 | 0 | 0 | 0 | 0
5 | 20 | 1999 | 140 | 4 | 0 | 0 | #DIV/0! | #DIV/0! | #DIV/0! | #DIV/0! | #DIV/0! | #DIV/0! | #DIV/0! | #DIV/0! | #DIV/0! | #DIV/0! | #DIV/0! | #DIV/0! | #DIV/0! | #DIV/0! | #DIV/0! | #DIV/0! | #DIV/0! | #DIV/0! | #DIV/0! | #DIV/0! | 140 | 0 | 0 | 0 | 0 | 0
5 | 21 | 1999 | 141 | 5 | 0 | 0 | #DIV/0! | #DIV/0! | #DIV/0! | #DIV/0! | #DIV/0! | #DIV/0! | #DIV/0! | #DIV/0! | #DIV/0! | #DIV/0! | #DIV/0! | #DIV/0! | #DIV/0! | #DIV/0! | #DIV/0! | #DIV/0! | #DIV/0! | #DIV/0! | #DIV/0! | #DIV/0! | 141 | 0 | 0 | 0 | 0 | 0
5 | 22 | 1999 | 142 | 6 | 0.51333 | 0 | #DIV/0! | #DIV/0! | #DIV/0! | #DIV/0! | #DIV/0! | #DIV/0! | #DIV/0! | #DIV/0! | #DIV/0! | #DIV/0! | #DIV/0! | #DIV/0! | #DIV/0! | #DIV/0! | #DIV/0! | #DIV/0! | #DIV/0! | #DIV/0! | #DIV/0! | #DIV/0! | 142 | 0 | 0 | 0 | 0 | 0
5 | 23 | 1999 | 143 | 7 | 0.15333 | 0 | #DIV/0! | #DIV/0! | #DIV/0! | #DIV/0! | #DIV/0! | #DIV/0! | #DIV/0! | #DIV/0! | #DIV/0! | #DIV/0! | #DIV/0! | #DIV/0! | #DIV/0! | #DIV/0! | #DIV/0! | #DIV/0! | #DIV/0! | #DIV/0! | #DIV/0! | #DIV/0! | 143 | 0 | 0 | 0 | 0 | 0
5 | 24 | 1999 | 144 | 1 | 0.63667 | 0 | #DIV/0! | #DIV/0! | #DIV/0! | #DIV/0! | #DIV/0! | #DIV/0! | #DIV/0! | #DIV/0! | #DIV/0! | #DIV/0! | #DIV/0! | #DIV/0! | #DIV/0! | #DIV/0! | #DIV/0! | #DIV/0! | #DIV/0! | #DIV/0! | #DIV/0! | #DIV/0! | 144 | 0 | 0 | 0 | 0 | 0
5 | 25 | 1999 | 145 | 2 | 0 | 0 | #DIV/0! | #DIV/0! | #DIV/0! | #DIV/0! | #DIV/0! | #DIV/0! | #DIV/0! | #DIV/0! | #DIV/0! | #DIV/0! | #DIV/0! | #DIV/0! | #DIV/0! | #DIV/0! | #DIV/0! | #DIV/0! | #DIV/0! | #DIV/0! | #DIV/0! | #DIV/0! | 145 | 0 | 0 | 0 | 0 | 0
5 | 26 | 1999 | 146 | 3 | 0 | 0 | #DIV/0! | #DIV/0! | #DIV/0! | #DIV/0! | #DIV/0! | #DIV/0! | #DIV/0! | #DIV/0! | #DIV/0! | #DIV/0! | #DIV/0! | #DIV/0! | #DIV/0! | #DIV/0! | #DIV/0! | #DIV/0! | #DIV/0! | #DIV/0! | #DIV/0! | #DIV/0! | 146 | 0 | 0 | 0 | 0 | 0
5 | 27 | 1999 | 147 | 4 | 0 | 0 | #DIV/0! | #DIV/0! | #DIV/0! | #DIV/0! | #DIV/0! | #DIV/0! | #DIV/0! | #DIV/0! | #DIV/0! | #DIV/0! | #DIV/0! | #DIV/0! | #DIV/0! | #DIV/0! | #DIV/0! | #DIV/0! | #DIV/0! | #DIV/0! | #DIV/0! | #DIV/0! | 147 | 0 | 0 | 0 | 0 | 0
5 | 28 | 1999 | 148 | 5 | 0 | 0 | #DIV/0! | #DIV/0! | #DIV/0! | #DIV/0! | #DIV/0! | #DIV/0! | #DIV/0! | #DIV/0! | #DIV/0! | #DIV/0! | #DIV/0! | #DIV/0! | #DIV/0! | #DIV/0! | #DIV/0! | #DIV/0! | #DIV/0! | #DIV/0! | #DIV/0! | #DIV/0! | 148 | 0 | 0 | 0 | 0 | 0
5 | 29 | 1999 | 149 | 6 | 0 | 0 | #DIV/0! | #DIV/0! | #DIV/0! | #DIV/0! | #DIV/0! | #DIV/0! | #DIV/0! | #DIV/0! | #DIV/0! | #DIV/0! | #DIV/0! | #DIV/0! | #DIV/0! | #DIV/0! | #DIV/0! | #DIV/0! | #DIV/0! | #DIV/0! | #DIV/0! | #DIV/0! | 149 | 0 | 0 | 0 | 0 | 0
5 | 30 | 1999 | 150 | 7 | 0 | 0 | #DIV/0! | #DIV/0! | #DIV/0! | #DIV/0! | #DIV/0! | #DIV/0! | #DIV/0! | #DIV/0! | #DIV/0! | #DIV/0! | #DIV/0! | #DIV/0! | #DIV/0! | #DIV/0! | #DIV/0! | #DIV/0! | #DIV/0! | #DIV/0! | #DIV/0! | #DIV/0! | 150 | 0 | 0 | 0 | 0 | 0
5 | 31 | 1999 | 151 | 1 | 0 | 0 | #DIV/0! | #DIV/0! | #DIV/0! | #DIV/0! | #DIV/0! | #DIV/0! | #DIV/0! | #DIV/0! | #DIV/0! | #DIV/0! | #DIV/0! | #DIV/0! | #DIV/0! | #DIV/0! | #DIV/0! | #DIV/0! | #DIV/0! | #DIV/0! | #DIV/0! | #DIV/0! | 151 | 0 | 0 | 0 | 0 | 0
6 | 1 | 1999 | 152 | 2 | 0 | 0 | #DIV/0! | #DIV/0! | #DIV/0! | #DIV/0! | #DIV/0! | #DIV/0! | #DIV/0! | #DIV/0! | #DIV/0! | #DIV/0! | #DIV/0! | #DIV/0! | #DIV/0! | #DIV/0! | #DIV/0! | #DIV/0! | #DIV/0! | #DIV/0! | #DIV/0! | #DIV/0! | 152 | 0 | 0 | 0 | 0 | 0
6 | 2 | 1999 | 153 | 3 | 0 | 0 | #DIV/0! | #DIV/0! | #DIV/0! | #DIV/0! | #DIV/0! | #DIV/0! | #DIV/0! | #DIV/0! | #DIV/0! | #DIV/0! | #DIV/0! | #DIV/0! | #DIV/0! | #DIV/0! | #DIV/0! | #DIV/0! | #DIV/0! | #DIV/0! | #DIV/0! | #DIV/0! | 153 | 0 | 0 | 0 | 0 | 0
6 | 3 | 1999 | 154 | 4 | 0 | 0 | #DIV/0! | #DIV/0! | #DIV/0! | #DIV/0! | #DIV/0! | #DIV/0! | #DIV/0! | #DIV/0! | #DIV/0! | #DIV/0! | #DIV/0! | #DIV/0! | #DIV/0! | #DIV/0! | #DIV/0! | #DIV/0! | #DIV/0! | #DIV/0! | #DIV/0! | #DIV/0! | 154 | 0 | 0 | 0 | 0 | 0
6 | 4 | 1999 | 155 | 5 | 0 | 0 | #DIV/0! | #DIV/0! | #DIV/0! | #DIV/0! | #DIV/0! | #DIV/0! | #DIV/0! | #DIV/0! | #DIV/0! | #DIV/0! | #DIV/0! | #DIV/0! | #DIV/0! | #DIV/0! | #DIV/0! | #DIV/0! | #DIV/0! | #DIV/0! | #DIV/0! | #DIV/0! | 155 | 0 | 0 | 0 | 0 | 0
6 | 5 | 1999 | 156 | 6 | 0 | 0 | #DIV/0! | #DIV/0! | #DIV/0! | #DIV/0! | #DIV/0! | #DIV/0! | #DIV/0! | #DIV/0! | #DIV/0! | #DIV/0! | #DIV/0! | #DIV/0! | #DIV/0! | #DIV/0! | #DIV/0! | #DIV/0! | #DIV/0! | #DIV/0! | #DIV/0! | #DIV/0! | 156 | 0 | 0 | 0 | 0 | 0
6 | 6 | 1999 | 157 | 7 | 0 | 0 | #DIV/0! | #DIV/0! | #DIV/0! | #DIV/0! | #DIV/0! | #DIV/0! | #DIV/0! | #DIV/0! | #DIV/0! | #DIV/0! | #DIV/0! | #DIV/0! | #DIV/0! | #DIV/0! | #DIV/0! | #DIV/0! | #DIV/0! | #DIV/0! | #DIV/0! | #DIV/0! | 157 | 0 | 0 | 0 | 0 | 0
6 | 7 | 1999 | 158 | 1 | 0 | 0 | #DIV/0! | #DIV/0! | #DIV/0! | #DIV/0! | #DIV/0! | #DIV/0! | #DIV/0! | #DIV/0! | #DIV/0! | #DIV/0! | #DIV/0! | #DIV/0! | #DIV/0! | #DIV/0! | #DIV/0! | #DIV/0! | #DIV/0! | #DIV/0! | #DIV/0! | #DIV/0! | 158 | 0 | 0 | 0 | 0 | 0
6 | 8 | 1999 | 159 | 2 | 0 | 0 | #DIV/0! | #DIV/0! | #DIV/0! | #DIV/0! | #DIV/0! | #DIV/0! | #DIV/0! | #DIV/0! | #DIV/0! | #DIV/0! | #DIV/0! | #DIV/0! | #DIV/0! | #DIV/0! | #DIV/0! | #DIV/0! | #DIV/0! | #DIV/0! | #DIV/0! | #DIV/0! | 159 | 0 | 0 | 0 | 0 | 0
6 | 9 | 1999 | 160 | 3 | 0 | 0 | #DIV/0! | #DIV/0! | #DIV/0! | #DIV/0! | #DIV/0! | #DIV/0! | #DIV/0! | #DIV/0! | #DIV/0! | #DIV/0! | #DIV/0! | #DIV/0! | #DIV/0! | #DIV/0! | #DIV/0! | #DIV/0! | #DIV/0! | #DIV/0! | #DIV/0! | #DIV/0! | 160 | 0 | 0 | 0 | 0 | 0
6 | 10 | 1999 | 161 | 4 | 0.013333 | 0 | #DIV/0! | #DIV/0! | #DIV/0! | #DIV/0! | #DIV/0! | #DIV/0! | #DIV/0! | #DIV/0! | #DIV/0! | #DIV/0! | #DIV/0! | #DIV/0! | #DIV/0! | #DIV/0! | #DIV/0! | #DIV/0! | #DIV/0! | #DIV/0! | #DIV/0! | #DIV/0! | 161 | 0 | 0 | 0 | 0 | 0
6 | 11 | 1999 | 162 | 5 | 0 | 0 | #DIV/0! | #DIV/0! | #DIV/0! | #DIV/0! | #DIV/0! | #DIV/0! | #DIV/0! | #DIV/0! | #DIV/0! | #DIV/0! | #DIV/0! | #DIV/0! | #DIV/0! | #DIV/0! | #DIV/0! | #DIV/0! | #DIV/0! | #DIV/0! | #DIV/0! | #DIV/0! | 162 | 0 | 0 | 0 | 0 | 0
6 | 12 | 1999 | 163 | 6 | 0 | 0 | #DIV/0! | #DIV/0! | #DIV/0! | #DIV/0! | #DIV/0! | #DIV/0! | #DIV/0! | #DIV/0! | #DIV/0! | #DIV/0! | #DIV/0! | #DIV/0! | #DIV/0! | #DIV/0! | #DIV/0! | #DIV/0! | #DIV/0! | #DIV/0! | #DIV/0! | #DIV/0! | 163 | 0 | 0 | 0 | 0 | 0
6 | 13 | 1999 | 164 | 7 | 0.48333 | 0 | #DIV/0! | #DIV/0! | #DIV/0! | #DIV/0! | #DIV/0! | #DIV/0! | #DIV/0! | #DIV/0! | #DIV/0! | #DIV/0! | #DIV/0! | #DIV/0! | #DIV/0! | #DIV/0! | #DIV/0! | #DIV/0! | #DIV/0! | #DIV/0! | #DIV/0! | #DIV/0! | 164 | 0 | 0 | 0 | 0 | 0
6 | 14 | 1999 | 165 | 1 | 0.59667 | 0 | #DIV/0! | #DIV/0! | #DIV/0! | #DIV/0! | #DIV/0! | #DIV/0! | #DIV/0! | #DIV/0! | #DIV/0! | #DIV/0! | #DIV/0! | #DIV/0! | #DIV/0! | #DIV/0! | #DIV/0! | #DIV/0! | #DIV/0! | #DIV/0! | #DIV/0! | #DIV/0! | 165 | 0 | 0 | 0 | 0 | 0
6 | 15 | 1999 | 166 | 2 | 0 | 0 | #DIV/0! | #DIV/0! | #DIV/0! | #DIV/0! | #DIV/0! | #DIV/0! | #DIV/0! | #DIV/0! | #DIV/0! | #DIV/0! | #DIV/0! | #DIV/0! | #DIV/0! | #DIV/0! | #DIV/0! | #DIV/0! | #DIV/0! | #DIV/0! | #DIV/0! | #DIV/0! | 166 | 0 | 0 | 0 | 0 | 0
6 | 16 | 1999 | 167 | 3 | 0.023333 | 0 | #DIV/0! | #DIV/0! | #DIV/0! | #DIV/0! | #DIV/0! | #DIV/0! | #DIV/0! | #DIV/0! | #DIV/0! | #DIV/0! | #DIV/0! | #DIV/0! | #DIV/0! | #DIV/0! | #DIV/0! | #DIV/0! | #DIV/0! | #DIV/0! | #DIV/0! | #DIV/0! | 167 | 0 | 0 | 0 | 0 | 0
6 | 17 | 1999 | 168 | 4 | 0.21333 | 0 | #DIV/0! | #DIV/0! | #DIV/0! | #DIV/0! | #DIV/0! | #DIV/0! | #DIV/0! | #DIV/0! | #DIV/0! | #DIV/0! | #DIV/0! | #DIV/0! | #DIV/0! | #DIV/0! | #DIV/0! | #DIV/0! | #DIV/0! | #DIV/0! | #DIV/0! | #DIV/0! | 168 | 0 | 0 | 0 | 0 | 0
6 | 18 | 1999 | 169 | 5 | 0 | 0 | #DIV/0! | #DIV/0! | #DIV/0! | #DIV/0! | #DIV/0! | #DIV/0! | #DIV/0! | #DIV/0! | #DIV/0! | #DIV/0! | #DIV/0! | #DIV/0! | #DIV/0! | #DIV/0! | #DIV/0! | #DIV/0! | #DIV/0! | #DIV/0! | #DIV/0! | #DIV/0! | 169 | 0 | 0 | 0 | 0 | 0
6 | 19 | 1999 | 170 | 6 | 0 | 0 | #DIV/0! | #DIV/0! | #DIV/0! | #DIV/0! | #DIV/0! | #DIV/0! | #DIV/0! | #DIV/0! | #DIV/0! | #DIV/0! | #DIV/0! | #DIV/0! | #DIV/0! | #DIV/0! | #DIV/0! | #DIV/0! | #DIV/0! | #DIV/0! | #DIV/0! | #DIV/0! | 170 | 0 | 0 | 0 | 0 | 0
6 | 20 | 1999 | 171 | 7 | 0.71333 | 0 | #DIV/0! | #DIV/0! | #DIV/0! | #DIV/0! | #DIV/0! | #DIV/0! | #DIV/0! | #DIV/0! | #DIV/0! | #DIV/0! | #DIV/0! | #DIV/0! | #DIV/0! | #DIV/0! | #DIV/0! | #DIV/0! | #DIV/0! | #DIV/0! | #DIV/0! | #DIV/0! | 171 | 0 | 0 | 0 | 0 | 0
6 | 21 | 1999 | 172 | 1 | 0.043333 | 0 | #DIV/0! | #DIV/0! | #DIV/0! | #DIV/0! | #DIV/0! | #DIV/0! | #DIV/0! | #DIV/0! | #DIV/0! | #DIV/0! | #DIV/0! | #DIV/0! | #DIV/0! | #DIV/0! | #DIV/0! | #DIV/0! | #DIV/0! | #DIV/0! | #DIV/0! | #DIV/0! | 172 | 0 | 0 | 0 | 0 | 0
6 | 22 | 1999 | 173 | 2 | 0 | 0 | #DIV/0! | #DIV/0! | #DIV/0! | #DIV/0! | #DIV/0! | #DIV/0! | #DIV/0! | #DIV/0! | #DIV/0! | #DIV/0! | #DIV/0! | #DIV/0! | #DIV/0! | #DIV/0! | #DIV/0! | #DIV/0! | #DIV/0! | #DIV/0! | #DIV/0! | #DIV/0! | 173 | 0 | 0 | 0 | 0 | 0
6 | 23 | 1999 | 174 | 3 | 0 | 0 | #DIV/0! | #DIV/0! | #DIV/0! | #DIV/0! | #DIV/0! | #DIV/0! | #DIV/0! | #DIV/0! | #DIV/0! | #DIV/0! | #DIV/0! | #DIV/0! | #DIV/0! | #DIV/0! | #DIV/0! | #DIV/0! | #DIV/0! | #DIV/0! | #DIV/0! | #DIV/0! | 174 | 0 | 0 | 0 | 0 | 0
6 | 24 | 1999 | 175 | 4 | 0 | 0 | #DIV/0! | #DIV/0! | #DIV/0! | #DIV/0! | #DIV/0! | #DIV/0! | #DIV/0! | #DIV/0! | #DIV/0! | #DIV/0! | #DIV/0! | #DIV/0! | #DIV/0! | #DIV/0! | #DIV/0! | #DIV/0! | #DIV/0! | #DIV/0! | #DIV/0! | #DIV/0! | 175 | 0 | 0 | 0 | 0 | 0
6 | 25 | 1999 | 176 | 5 | 0 | 0 | #DIV/0! | #DIV/0! | #DIV/0! | #DIV/0! | #DIV/0! | #DIV/0! | #DIV/0! | #DIV/0! | #DIV/0! | #DIV/0! | #DIV/0! | #DIV/0! | #DIV/0! | #DIV/0! | #DIV/0! | #DIV/0! | #DIV/0! | #DIV/0! | #DIV/0! | #DIV/0! | 176 | 0 | 0 | 0 | 0 | 0
6 | 26 | 1999 | 177 | 6 | 0 | 0 | #DIV/0! | #DIV/0! | #DIV/0! | #DIV/0! | #DIV/0! | #DIV/0! | #DIV/0! | #DIV/0! | #DIV/0! | #DIV/0! | #DIV/0! | #DIV/0! | #DIV/0! | #DIV/0! | #DIV/0! | #DIV/0! | #DIV/0! | #DIV/0! | #DIV/0! | #DIV/0! | 177 | 0 | 0 | 0 | 0 | 0
6 | 27 | 1999 | 178 | 7 | 0 | 0 | #DIV/0! | #DIV/0! | #DIV/0! | #DIV/0! | #DIV/0! | #DIV/0! | #DIV/0! | #DIV/0! | #DIV/0! | #DIV/0! | #DIV/0! | #DIV/0! | #DIV/0! | #DIV/0! | #DIV/0! | #DIV/0! | #DIV/0! | #DIV/0! | #DIV/0! | #DIV/0! | 178 | 0 | 0 | 0 | 0 | 0
6 | 28 | 1999 | 179 | 1 | 0.23 | 0 | #DIV/0! | #DIV/0! | #DIV/0! | #DIV/0! | #DIV/0! | #DIV/0! | #DIV/0! | #DIV/0! | #DIV/0! | #DIV/0! | #DIV/0! | #DIV/0! | #DIV/0! | #DIV/0! | #DIV/0! | #DIV/0! | #DIV/0! | #DIV/0! | #DIV/0! | #DIV/0! | 179 | 0 | 0 | 0 | 0 | 0
6 | 29 | 1999 | 180 | 2 | 0.11667 | 0 | #DIV/0! | #DIV/0! | #DIV/0! | #DIV/0! | #DIV/0! | #DIV/0! | #DIV/0! | #DIV/0! | #DIV/0! | #DIV/0! | #DIV/0! | #DIV/0! | #DIV/0! | #DIV/0! | #DIV/0! | #DIV/0! | #DIV/0! | #DIV/0! | #DIV/0! | #DIV/0! | 180 | 0 | 0 | 0 | 0 | 0
6 | 30 | 1999 | 181 | 3 | 0 | 0 | #DIV/0! | #DIV/0! | #DIV/0! | #DIV/0! | #DIV/0! | #DIV/0! | #DIV/0! | #DIV/0! | #DIV/0! | #DIV/0! | #DIV/0! | #DIV/0! | #DIV/0! | #DIV/0! | #DIV/0! | #DIV/0! | #DIV/0! | #DIV/0! | #DIV/0! | #DIV/0! | 181 | 0 | 0 | 0 | 0 | 0
7 | 1 | 1999 | 182 | 4 | 0.33333 | 0 | #DIV/0! | #DIV/0! | #DIV/0! | #DIV/0! | #DIV/0! | #DIV/0! | #DIV/0! | #DIV/0! | #DIV/0! | #DIV/0! | #DIV/0! | #DIV/0! | #DIV/0! | #DIV/0! | #DIV/0! | #DIV/0! | #DIV/0! | #DIV/0! | #DIV/0! | #DIV/0! | 182 | 0 | 0 | 0 | 0 | 0
7 | 2 | 1999 | 183 | 5 | 0.063333 | 0 | #DIV/0! | #DIV/0! | #DIV/0! | #DIV/0! | #DIV/0! | #DIV/0! | #DIV/0! | #DIV/0! | #DIV/0! | #DIV/0! | #DIV/0! | #DIV/0! | #DIV/0! | #DIV/0! | #DIV/0! | #DIV/0! | #DIV/0! | #DIV/0! | #DIV/0! | #DIV/0! | 183 | 0 | 0 | 0 | 0 | 0
7 | 3 | 1999 | 184 | 6 | 0 | 0 | #DIV/0! | #DIV/0! | #DIV/0! | #DIV/0! | #DIV/0! | #DIV/0! | #DIV/0! | #DIV/0! | #DIV/0! | #DIV/0! | #DIV/0! | #DIV/0! | #DIV/0! | #DIV/0! | #DIV/0! | #DIV/0! | #DIV/0! | #DIV/0! | #DIV/0! | #DIV/0! | 184 | 0 | 0 | 0 | 0 | 0
7 | 4 | 1999 | 185 | 7 | 0 | 0 | #DIV/0! | #DIV/0! | #DIV/0! | #DIV/0! | #DIV/0! | #DIV/0! | #DIV/0! | #DIV/0! | #DIV/0! | #DIV/0! | #DIV/0! | #DIV/0! | #DIV/0! | #DIV/0! | #DIV/0! | #DIV/0! | #DIV/0! | #DIV/0! | #DIV/0! | #DIV/0! | 185 | 0 | 0 | 0 | 0 | 0
7 | 5 | 1999 | 186 | 1 | 0 | 0 | #DIV/0! | #DIV/0! | #DIV/0! | #DIV/0! | #DIV/0! | #DIV/0! | #DIV/0! | #DIV/0! | #DIV/0! | #DIV/0! | #DIV/0! | #DIV/0! | #DIV/0! | #DIV/0! | #DIV/0! | #DIV/0! | #DIV/0! | #DIV/0! | #DIV/0! | #DIV/0! | 186 | 0 | 0 | 0 | 0 | 0
7 | 6 | 1999 | 187 | 2 | 0.053333 | 0 | #DIV/0! | #DIV/0! | #DIV/0! | #DIV/0! | #DIV/0! | #DIV/0! | #DIV/0! | #DIV/0! | #DIV/0! | #DIV/0! | #DIV/0! | #DIV/0! | #DIV/0! | #DIV/0! | #DIV/0! | #DIV/0! | #DIV/0! | #DIV/0! | #DIV/0! | #DIV/0! | 187 | 0 | 0 | 0 | 0 | 0
7 | 7 | 1999 | 188 | 3 | 0.07 | 0 | #DIV/0! | #DIV/0! | #DIV/0! | #DIV/0! | #DIV/0! | #DIV/0! | #DIV/0! | #DIV/0! | #DIV/0! | #DIV/0! | #DIV/0! | #DIV/0! | #DIV/0! | #DIV/0! | #DIV/0! | #DIV/0! | #DIV/0! | #DIV/0! | #DIV/0! | #DIV/0! | 188 | 0 | 0 | 0 | 0 | 0
7 | 8 | 1999 | 189 | 4 | 0 | 0 | #DIV/0! | #DIV/0! | #DIV/0! | #DIV/0! | #DIV/0! | #DIV/0! | #DIV/0! | #DIV/0! | #DIV/0! | #DIV/0! | #DIV/0! | #DIV/0! | #DIV/0! | #DIV/0! | #DIV/0! | #DIV/0! | #DIV/0! | #DIV/0! | #DIV/0! | #DIV/0! | 189 | 0 | 0 | 0 | 0 | 0
7 | 9 | 1999 | 190 | 5 | 0 | 0 | #DIV/0! | #DIV/0! | #DIV/0! | #DIV/0! | #DIV/0! | #DIV/0! | #DIV/0! | #DIV/0! | #DIV/0! | #DIV/0! | #DIV/0! | #DIV/0! | #DIV/0! | #DIV/0! | #DIV/0! | #DIV/0! | #DIV/0! | #DIV/0! | #DIV/0! | #DIV/0! | 190 | 0 | 0 | 0 | 0 | 0
7 | 10 | 1999 | 191 | 6 | 0.02 | 0 | #DIV/0! | #DIV/0! | #DIV/0! | #DIV/0! | #DIV/0! | #DIV/0! | #DIV/0! | #DIV/0! | #DIV/0! | #DIV/0! | #DIV/0! | #DIV/0! | #DIV/0! | #DIV/0! | #DIV/0! | #DIV/0! | #DIV/0! | #DIV/0! | #DIV/0! | #DIV/0! | 191 | 0 | 0 | 0 | 0 | 0
7 | 11 | 1999 | 192 | 7 | 0 | 0 | #DIV/0! | #DIV/0! | #DIV/0! | #DIV/0! | #DIV/0! | #DIV/0! | #DIV/0! | #DIV/0! | #DIV/0! | #DIV/0! | #DIV/0! | #DIV/0! | #DIV/0! | #DIV/0! | #DIV/0! | #DIV/0! | #DIV/0! | #DIV/0! | #DIV/0! | #DIV/0! | 192 | 0 | 0 | 0 | 0 | 0
7 | 12 | 1999 | 193 | 1 | 0.2 | 0 | #DIV/0! | #DIV/0! | #DIV/0! | #DIV/0! | #DIV/0! | #DIV/0! | #DIV/0! | #DIV/0! | #DIV/0! | #DIV/0! | #DIV/0! | #DIV/0! | #DIV/0! | #DIV/0! | #DIV/0! | #DIV/0! | #DIV/0! | #DIV/0! | #DIV/0! | #DIV/0! | 193 | 0 | 0 | 0 | 0 | 0
7 | 13 | 1999 | 194 | 2 | 0.0033333 | 0 | #DIV/0! | #DIV/0! | #DIV/0! | #DIV/0! | #DIV/0! | #DIV/0! | #DIV/0! | #DIV/0! | #DIV/0! | #DIV/0! | #DIV/0! | #DIV/0! | #DIV/0! | #DIV/0! | #DIV/0! | #DIV/0! | #DIV/0! | #DIV/0! | #DIV/0! | #DIV/0! | 194 | 0 | 0 | 0 | 0 | 0
7 | 14 | 1999 | 195 | 3 | 0 | 0 | #DIV/0! | #DIV/0! | #DIV/0! | #DIV/0! | #DIV/0! | #DIV/0! | #DIV/0! | #DIV/0! | #DIV/0! | #DIV/0! | #DIV/0! | #DIV/0! | #DIV/0! | #DIV/0! | #DIV/0! | #DIV/0! | #DIV/0! | #DIV/0! | #DIV/0! | #DIV/0! | 195 | 0 | 0 | 0 | 0 | 0
7 | 15 | 1999 | 196 | 4 | 0 | 0 | #DIV/0! | #DIV/0! | #DIV/0! | #DIV/0! | #DIV/0! | #DIV/0! | #DIV/0! | #DIV/0! | #DIV/0! | #DIV/0! | #DIV/0! | #DIV/0! | #DIV/0! | #DIV/0! | #DIV/0! | #DIV/0! | #DIV/0! | #DIV/0! | #DIV/0! | #DIV/0! | 196 | 0 | 0 | 0 | 0 | 0
7 | 16 | 1999 | 197 | 5 | 0 | 0 | #DIV/0! | #DIV/0! | #DIV/0! | #DIV/0! | #DIV/0! | #DIV/0! | #DIV/0! | #DIV/0! | #DIV/0! | #DIV/0! | #DIV/0! | #DIV/0! | #DIV/0! | #DIV/0! | #DIV/0! | #DIV/0! | #DIV/0! | #DIV/0! | #DIV/0! | #DIV/0! | 197 | 0 | 0 | 0 | 0 | 0
7 | 17 | 1999 | 198 | 6 | 0 | 0 | #DIV/0! | #DIV/0! | #DIV/0! | #DIV/0! | #DIV/0! | #DIV/0! | #DIV/0! | #DIV/0! | #DIV/0! | #DIV/0! | #DIV/0! | #DIV/0! | #DIV/0! | #DIV/0! | #DIV/0! | #DIV/0! | #DIV/0! | #DIV/0! | #DIV/0! | #DIV/0! | 198 | 0 | 0 | 0 | 0 | 0
7 | 18 | 1999 | 199 | 7 | 0.05 | 0 | #DIV/0! | #DIV/0! | #DIV/0! | #DIV/0! | #DIV/0! | #DIV/0! | #DIV/0! | #DIV/0! | #DIV/0! | #DIV/0! | #DIV/0! | #DIV/0! | #DIV/0! | #DIV/0! | #DIV/0! | #DIV/0! | #DIV/0! | #DIV/0! | #DIV/0! | #DIV/0! | 199 | 0 | 0 | 0 | 0 | 0
7 | 19 | 1999 | 200 | 1 | 0.0033333 | 0 | #DIV/0! | #DIV/0! | #DIV/0! | #DIV/0! | #DIV/0! | #DIV/0! | #DIV/0! | #DIV/0! | #DIV/0! | #DIV/0! | #DIV/0! | #DIV/0! | #DIV/0! | #DIV/0! | #DIV/0! | #DIV/0! | #DIV/0! | #DIV/0! | #DIV/0! | #DIV/0! | 200 | 0 | 0 | 0 | 0 | 0
7 | 20 | 1999 | 201 | 2 | 0.06 | 0 | #DIV/0! | #DIV/0! | #DIV/0! | #DIV/0! | #DIV/0! | #DIV/0! | #DIV/0! | #DIV/0! | #DIV/0! | #DIV/0! | #DIV/0! | #DIV/0! | #DIV/0! | #DIV/0! | #DIV/0! | #DIV/0! | #DIV/0! | #DIV/0! | #DIV/0! | #DIV/0! | 201 | 0 | 0 | 0 | 0 | 0
7 | 21 | 1999 | 202 | 3 | 0.02 | 0 | #DIV/0! | #DIV/0! | #DIV/0! | #DIV/0! | #DIV/0! | #DIV/0! | #DIV/0! | #DIV/0! | #DIV/0! | #DIV/0! | #DIV/0! | #DIV/0! | #DIV/0! | #DIV/0! | #DIV/0! | #DIV/0! | #DIV/0! | #DIV/0! | #DIV/0! | #DIV/0! | 202 | 0 | 0 | 0 | 0 | 0
7 | 22 | 1999 | 203 | 4 | 0.47 | 0 | #DIV/0! | #DIV/0! | #DIV/0! | #DIV/0! | #DIV/0! | #DIV/0! | #DIV/0! | #DIV/0! | #DIV/0! | #DIV/0! | #DIV/0! | #DIV/0! | #DIV/0! | #DIV/0! | #DIV/0! | #DIV/0! | #DIV/0! | #DIV/0! | #DIV/0! | #DIV/0! | 203 | 0 | 0 | 0 | 0 | 0
7 | 23 | 1999 | 204 | 5 | 0 | 0 | #DIV/0! | #DIV/0! | #DIV/0! | #DIV/0! | #DIV/0! | #DIV/0! | #DIV/0! | #DIV/0! | #DIV/0! | #DIV/0! | #DIV/0! | #DIV/0! | #DIV/0! | #DIV/0! | #DIV/0! | #DIV/0! | #DIV/0! | #DIV/0! | #DIV/0! | #DIV/0! | 204 | 0 | 0 | 0 | 0 | 0
7 | 24 | 1999 | 205 | 6 | 0.17667 | 0 | #DIV/0! | #DIV/0! | #DIV/0! | #DIV/0! | #DIV/0! | #DIV/0! | #DIV/0! | #DIV/0! | #DIV/0! | #DIV/0! | #DIV/0! | #DIV/0! | #DIV/0! | #DIV/0! | #DIV/0! | #DIV/0! | #DIV/0! | #DIV/0! | #DIV/0! | #DIV/0! | 205 | 0 | 0 | 0 | 0 | 0
7 | 25 | 1999 | 206 | 7 | 0.17 | 0 | #DIV/0! | #DIV/0! | #DIV/0! | #DIV/0! | #DIV/0! | #DIV/0! | #DIV/0! | #DIV/0! | #DIV/0! | #DIV/0! | #DIV/0! | #DIV/0! | #DIV/0! | #DIV/0! | #DIV/0! | #DIV/0! | #DIV/0! | #DIV/0! | #DIV/0! | #DIV/0! | 206 | 0 | 0 | 0 | 0 | 0
7 | 26 | 1999 | 207 | 1 | 0 | 0 | #DIV/0! | #DIV/0! | #DIV/0! | #DIV/0! | #DIV/0! | #DIV/0! | #DIV/0! | #DIV/0! | #DIV/0! | #DIV/0! | #DIV/0! | #DIV/0! | #DIV/0! | #DIV/0! | #DIV/0! | #DIV/0! | #DIV/0! | #DIV/0! | #DIV/0! | #DIV/0! | 207 | 0 | 0 | 0 | 0 | 0
7 | 27 | 1999 | 208 | 2 | 0 | 0 | #DIV/0! | #DIV/0! | #DIV/0! | #DIV/0! | #DIV/0! | #DIV/0! | #DIV/0! | #DIV/0! | #DIV/0! | #DIV/0! | #DIV/0! | #DIV/0! | #DIV/0! | #DIV/0! | #DIV/0! | #DIV/0! | #DIV/0! | #DIV/0! | #DIV/0! | #DIV/0! | 208 | 0 | 0 | 0 | 0 | 0
7 | 28 | 1999 | 209 | 3 | 0.086667 | 0 | #DIV/0! | #DIV/0! | #DIV/0! | #DIV/0! | #DIV/0! | #DIV/0! | #DIV/0! | #DIV/0! | #DIV/0! | #DIV/0! | #DIV/0! | #DIV/0! | #DIV/0! | #DIV/0! | #DIV/0! | #DIV/0! | #DIV/0! | #DIV/0! | #DIV/0! | #DIV/0! | 209 | 0 | 0 | 0 | 0 | 0
7 | 29 | 1999 | 210 | 4 | 0.0066667 | 0 | #DIV/0! | #DIV/0! | #DIV/0! | #DIV/0! | #DIV/0! | #DIV/0! | #DIV/0! | #DIV/0! | #DIV/0! | #DIV/0! | #DIV/0! | #DIV/0! | #DIV/0! | #DIV/0! | #DIV/0! | #DIV/0! | #DIV/0! | #DIV/0! | #DIV/0! | #DIV/0! | 210 | 0 | 0 | 0 | 0 | 0
7 | 30 | 1999 | 211 | 5 | 0.09 | 0 | #DIV/0! | #DIV/0! | #DIV/0! | #DIV/0! | #DIV/0! | #DIV/0! | #DIV/0! | #DIV/0! | #DIV/0! | #DIV/0! | #DIV/0! | #DIV/0! | #DIV/0! | #DIV/0! | #DIV/0! | #DIV/0! | #DIV/0! | #DIV/0! | #DIV/0! | #DIV/0! | 211 | 0 | 0 | 0 | 0 | 0
7 | 31 | 1999 | 212 | 6 | 0 | 0 | #DIV/0! | #DIV/0! | #DIV/0! | #DIV/0! | #DIV/0! | #DIV/0! | #DIV/0! | #DIV/0! | #DIV/0! | #DIV/0! | #DIV/0! | #DIV/0! | #DIV/0! | #DIV/0! | #DIV/0! | #DIV/0! | #DIV/0! | #DIV/0! | #DIV/0! | #DIV/0! | 212 | 0 | 0 | 0 | 0 | 0
8 | 1 | 1999 | 213 | 7 | 0.0033333 | 0 | #DIV/0! | #DIV/0! | #DIV/0! | #DIV/0! | #DIV/0! | #DIV/0! | #DIV/0! | #DIV/0! | #DIV/0! | #DIV/0! | #DIV/0! | #DIV/0! | #DIV/0! | #DIV/0! | #DIV/0! | #DIV/0! | #DIV/0! | #DIV/0! | #DIV/0! | #DIV/0! | 213 | 0 | 0 | 0 | 0 | 0
8 | 2 | 1999 | 214 | 1 | 0 | 0 | #DIV/0! | #DIV/0! | #DIV/0! | #DIV/0! | #DIV/0! | #DIV/0! | #DIV/0! | #DIV/0! | #DIV/0! | #DIV/0! | #DIV/0! | #DIV/0! | #DIV/0! | #DIV/0! | #DIV/0! | #DIV/0! | #DIV/0! | #DIV/0! | #DIV/0! | #DIV/0! | 214 | 0 | 0 | 0 | 0 | 0
8 | 3 | 1999 | 215 | 2 | 0 | 0 | #DIV/0! | #DIV/0! | #DIV/0! | #DIV/0! | #DIV/0! | #DIV/0! | #DIV/0! | #DIV/0! | #DIV/0! | #DIV/0! | #DIV/0! | #DIV/0! | #DIV/0! | #DIV/0! | #DIV/0! | #DIV/0! | #DIV/0! | #DIV/0! | #DIV/0! | #DIV/0! | 215 | 0 | 0 | 0 | 0 | 0
8 | 4 | 1999 | 216 | 3 | 0 | 0 | #DIV/0! | #DIV/0! | #DIV/0! | #DIV/0! | #DIV/0! | #DIV/0! | #DIV/0! | #DIV/0! | #DIV/0! | #DIV/0! | #DIV/0! | #DIV/0! | #DIV/0! | #DIV/0! | #DIV/0! | #DIV/0! | #DIV/0! | #DIV/0! | #DIV/0! | #DIV/0! | 216 | 0 | 0 | 0 | 0 | 0
8 | 5 | 1999 | 217 | 4 | 0 | 0 | #DIV/0! | #DIV/0! | #DIV/0! | #DIV/0! | #DIV/0! | #DIV/0! | #DIV/0! | #DIV/0! | #DIV/0! | #DIV/0! | #DIV/0! | #DIV/0! | #DIV/0! | #DIV/0! | #DIV/0! | #DIV/0! | #DIV/0! | #DIV/0! | #DIV/0! | #DIV/0! | 217 | 0 | 0 | 0 | 0 | 0
8 | 6 | 1999 | 218 | 5 | 0 | 0 | #DIV/0! | #DIV/0! | #DIV/0! | #DIV/0! | #DIV/0! | #DIV/0! | #DIV/0! | #DIV/0! | #DIV/0! | #DIV/0! | #DIV/0! | #DIV/0! | #DIV/0! | #DIV/0! | #DIV/0! | #DIV/0! | #DIV/0! | #DIV/0! | #DIV/0! | #DIV/0! | 218 | 0 | 0 | 0 | 0 | 0
8 | 7 | 1999 | 219 | 6 | 0 | 0 | #DIV/0! | #DIV/0! | #DIV/0! | #DIV/0! | #DIV/0! | #DIV/0! | #DIV/0! | #DIV/0! | #DIV/0! | #DIV/0! | #DIV/0! | #DIV/0! | #DIV/0! | #DIV/0! | #DIV/0! | #DIV/0! | #DIV/0! | #DIV/0! | #DIV/0! | #DIV/0! | 219 | 0 | 0 | 0 | 0 | 0
8 | 8 | 1999 | 220 | 7 | 0.046667 | 0 | #DIV/0! | #DIV/0! | #DIV/0! | #DIV/0! | #DIV/0! | #DIV/0! | #DIV/0! | #DIV/0! | #DIV/0! | #DIV/0! | #DIV/0! | #DIV/0! | #DIV/0! | #DIV/0! | #DIV/0! | #DIV/0! | #DIV/0! | #DIV/0! | #DIV/0! | #DIV/0! | 220 | 0 | 0 | 0 | 0 | 0
8 | 9 | 1999 | 221 | 1 | 0 | 0 | #DIV/0! | #DIV/0! | #DIV/0! | #DIV/0! | #DIV/0! | #DIV/0! | #DIV/0! | #DIV/0! | #DIV/0! | #DIV/0! | #DIV/0! | #DIV/0! | #DIV/0! | #DIV/0! | #DIV/0! | #DIV/0! | #DIV/0! | #DIV/0! | #DIV/0! | #DIV/0! | 221 | 0 | 0 | 0 | 0 | 0
8 | 10 | 1999 | 222 | 2 | 0 | 0 | #DIV/0! | #DIV/0! | #DIV/0! | #DIV/0! | #DIV/0! | #DIV/0! | #DIV/0! | #DIV/0! | #DIV/0! | #DIV/0! | #DIV/0! | #DIV/0! | #DIV/0! | #DIV/0! | #DIV/0! | #DIV/0! | #DIV/0! | #DIV/0! | #DIV/0! | #DIV/0! | 222 | 0 | 0 | 0 | 0 | 0
8 | 11 | 1999 | 223 | 3 | 0 | 0 | #DIV/0! | #DIV/0! | #DIV/0! | #DIV/0! | #DIV/0! | #DIV/0! | #DIV/0! | #DIV/0! | #DIV/0! | #DIV/0! | #DIV/0! | #DIV/0! | #DIV/0! | #DIV/0! | #DIV/0! | #DIV/0! | #DIV/0! | #DIV/0! | #DIV/0! | #DIV/0! | 223 | 0 | 0 | 0 | 0 | 0
8 | 12 | 1999 | 224 | 4 | 0 | 0 | #DIV/0! | #DIV/0! | #DIV/0! | #DIV/0! | #DIV/0! | #DIV/0! | #DIV/0! | #DIV/0! | #DIV/0! | #DIV/0! | #DIV/0! | #DIV/0! | #DIV/0! | #DIV/0! | #DIV/0! | #DIV/0! | #DIV/0! | #DIV/0! | #DIV/0! | #DIV/0! | 224 | 0 | 0 | 0 | 0 | 0
8 | 13 | 1999 | 225 | 5 | 0.11333 | 0 | #DIV/0! | #DIV/0! | #DIV/0! | #DIV/0! | #DIV/0! | #DIV/0! | #DIV/0! | #DIV/0! | #DIV/0! | #DIV/0! | #DIV/0! | #DIV/0! | #DIV/0! | #DIV/0! | #DIV/0! | #DIV/0! | #DIV/0! | #DIV/0! | #DIV/0! | #DIV/0! | 225 | 0 | 0 | 0 | 0 | 0
8 | 14 | 1999 | 226 | 6 | 0.46667 | 0 | #DIV/0! | #DIV/0! | #DIV/0! | #DIV/0! | #DIV/0! | #DIV/0! | #DIV/0! | #DIV/0! | #DIV/0! | #DIV/0! | #DIV/0! | #DIV/0! | #DIV/0! | #DIV/0! | #DIV/0! | #DIV/0! | #DIV/0! | #DIV/0! | #DIV/0! | #DIV/0! | 226 | 0 | 0 | 0 | 0 | 0
8 | 15 | 1999 | 227 | 7 | 0 | 0 | #DIV/0! | #DIV/0! | #DIV/0! | #DIV/0! | #DIV/0! | #DIV/0! | #DIV/0! | #DIV/0! | #DIV/0! | #DIV/0! | #DIV/0! | #DIV/0! | #DIV/0! | #DIV/0! | #DIV/0! | #DIV/0! | #DIV/0! | #DIV/0! | #DIV/0! | #DIV/0! | 227 | 0 | 0 | 0 | 0 | 0
8 | 16 | 1999 | 228 | 1 | 0 | 0 | #DIV/0! | #DIV/0! | #DIV/0! | #DIV/0! | #DIV/0! | #DIV/0! | #DIV/0! | #DIV/0! | #DIV/0! | #DIV/0! | #DIV/0! | #DIV/0! | #DIV/0! | #DIV/0! | #DIV/0! | #DIV/0! | #DIV/0! | #DIV/0! | #DIV/0! | #DIV/0! | 228 | 0 | 0 | 0 | 0 | 0
8 | 17 | 1999 | 229 | 2 | 0 | 0 | #DIV/0! | #DIV/0! | #DIV/0! | #DIV/0! | #DIV/0! | #DIV/0! | #DIV/0! | #DIV/0! | #DIV/0! | #DIV/0! | #DIV/0! | #DIV/0! | #DIV/0! | #DIV/0! | #DIV/0! | #DIV/0! | #DIV/0! | #DIV/0! | #DIV/0! | #DIV/0! | 229 | 0 | 0 | 0 | 0 | 0
8 | 18 | 1999 | 230 | 3 | 0 | 0 | #DIV/0! | #DIV/0! | #DIV/0! | #DIV/0! | #DIV/0! | #DIV/0! | #DIV/0! | #DIV/0! | #DIV/0! | #DIV/0! | #DIV/0! | #DIV/0! | #DIV/0! | #DIV/0! | #DIV/0! | #DIV/0! | #DIV/0! | #DIV/0! | #DIV/0! | #DIV/0! | 230 | 0 | 0 | 0 | 0 | 0
8 | 19 | 1999 | 231 | 4 | 0.02 | 0 | #DIV/0! | #DIV/0! | #DIV/0! | #DIV/0! | #DIV/0! | #DIV/0! | #DIV/0! | #DIV/0! | #DIV/0! | #DIV/0! | #DIV/0! | #DIV/0! | #DIV/0! | #DIV/0! | #DIV/0! | #DIV/0! | #DIV/0! | #DIV/0! | #DIV/0! | #DIV/0! | 231 | 0 | 0 | 0 | 0 | 0
8 | 20 | 1999 | 232 | 5 | 0.38667 | 0 | #DIV/0! | #DIV/0! | #DIV/0! | #DIV/0! | #DIV/0! | #DIV/0! | #DIV/0! | #DIV/0! | #DIV/0! | #DIV/0! | #DIV/0! | #DIV/0! | #DIV/0! | #DIV/0! | #DIV/0! | #DIV/0! | #DIV/0! | #DIV/0! | #DIV/0! | #DIV/0! | 232 | 0 | 0 | 0 | 0 | 0
8 | 21 | 1999 | 233 | 6 | 0.033333 | 0 | #DIV/0! | #DIV/0! | #DIV/0! | #DIV/0! | #DIV/0! | #DIV/0! | #DIV/0! | #DIV/0! | #DIV/0! | #DIV/0! | #DIV/0! | #DIV/0! | #DIV/0! | #DIV/0! | #DIV/0! | #DIV/0! | #DIV/0! | #DIV/0! | #DIV/0! | #DIV/0! | 233 | 0 | 0 | 0 | 0 | 0
8 | 22 | 1999 | 234 | 7 | 0 | 0 | #DIV/0! | #DIV/0! | #DIV/0! | #DIV/0! | #DIV/0! | #DIV/0! | #DIV/0! | #DIV/0! | #DIV/0! | #DIV/0! | #DIV/0! | #DIV/0! | #DIV/0! | #DIV/0! | #DIV/0! | #DIV/0! | #DIV/0! | #DIV/0! | #DIV/0! | #DIV/0! | 234 | 0 | 0 | 0 | 0 | 0
8 | 23 | 1999 | 235 | 1 | 0.033333 | 0 | #DIV/0! | #DIV/0! | #DIV/0! | #DIV/0! | #DIV/0! | #DIV/0! | #DIV/0! | #DIV/0! | #DIV/0! | #DIV/0! | #DIV/0! | #DIV/0! | #DIV/0! | #DIV/0! | #DIV/0! | #DIV/0! | #DIV/0! | #DIV/0! | #DIV/0! | #DIV/0! | 235 | 0 | 0 | 0 | 0 | 0
8 | 24 | 1999 | 236 | 2 | 0.79667 | 0 | #DIV/0! | #DIV/0! | #DIV/0! | #DIV/0! | #DIV/0! | #DIV/0! | #DIV/0! | #DIV/0! | #DIV/0! | #DIV/0! | #DIV/0! | #DIV/0! | #DIV/0! | #DIV/0! | #DIV/0! | #DIV/0! | #DIV/0! | #DIV/0! | #DIV/0! | #DIV/0! | 236 | 0 | 0 | 0 | 0 | 0
8 | 25 | 1999 | 237 | 3 | 1.9633 | 0 | #DIV/0! | #DIV/0! | #DIV/0! | #DIV/0! | #DIV/0! | #DIV/0! | #DIV/0! | #DIV/0! | #DIV/0! | #DIV/0! | #DIV/0! | #DIV/0! | #DIV/0! | #DIV/0! | #DIV/0! | #DIV/0! | #DIV/0! | #DIV/0! | #DIV/0! | #DIV/0! | 237 | 0 | 0 | 0 | 0 | 0
8 | 26 | 1999 | 238 | 4 | 1.5367 | 0 | #DIV/0! | #DIV/0! | #DIV/0! | #DIV/0! | #DIV/0! | #DIV/0! | #DIV/0! | #DIV/0! | #DIV/0! | #DIV/0! | #DIV/0! | #DIV/0! | #DIV/0! | #DIV/0! | #DIV/0! | #DIV/0! | #DIV/0! | #DIV/0! | #DIV/0! | #DIV/0! | 238 | 0 | 0 | 0 | 0 | 0
8 | 27 | 1999 | 239 | 5 | 0.13 | 0 | #DIV/0! | #DIV/0! | #DIV/0! | #DIV/0! | #DIV/0! | #DIV/0! | #DIV/0! | #DIV/0! | #DIV/0! | #DIV/0! | #DIV/0! | #DIV/0! | #DIV/0! | #DIV/0! | #DIV/0! | #DIV/0! | #DIV/0! | #DIV/0! | #DIV/0! | #DIV/0! | 239 | 0 | 0 | 0 | 0 | 0
8 | 28 | 1999 | 240 | 6 | 0 | 0 | #DIV/0! | #DIV/0! | #DIV/0! | #DIV/0! | #DIV/0! | #DIV/0! | #DIV/0! | #DIV/0! | #DIV/0! | #DIV/0! | #DIV/0! | #DIV/0! | #DIV/0! | #DIV/0! | #DIV/0! | #DIV/0! | #DIV/0! | #DIV/0! | #DIV/0! | #DIV/0! | 240 | 0 | 0 | 0 | 0 | 0
8 | 29 | 1999 | 241 | 7 | 0 | 0 | #DIV/0! | #DIV/0! | #DIV/0! | #DIV/0! | #DIV/0! | #DIV/0! | #DIV/0! | #DIV/0! | #DIV/0! | #DIV/0! | #DIV/0! | #DIV/0! | #DIV/0! | #DIV/0! | #DIV/0! | #DIV/0! | #DIV/0! | #DIV/0! | #DIV/0! | #DIV/0! | 241 | 0 | 0 | 0 | 0 | 0
8 | 30 | 1999 | 242 | 1 | 0 | 0 | #DIV/0! | #DIV/0! | #DIV/0! | #DIV/0! | #DIV/0! | #DIV/0! | #DIV/0! | #DIV/0! | #DIV/0! | #DIV/0! | #DIV/0! | #DIV/0! | #DIV/0! | #DIV/0! | #DIV/0! | #DIV/0! | #DIV/0! | #DIV/0! | #DIV/0! | #DIV/0! | 242 | 0 | 0 | 0 | 0 | 0
8 | 31 | 1999 | 243 | 2 | 0 | 0 | #DIV/0! | #DIV/0! | #DIV/0! | #DIV/0! | #DIV/0! | #DIV/0! | #DIV/0! | #DIV/0! | #DIV/0! | #DIV/0! | #DIV/0! | #DIV/0! | #DIV/0! | #DIV/0! | #DIV/0! | #DIV/0! | #DIV/0! | #DIV/0! | #DIV/0! | #DIV/0! | 243 | 0 | 0 | 0 | 0 | 0
9 | 1 | 1999 | 244 | 3 | 0 | 0 | #DIV/0! | #DIV/0! | #DIV/0! | #DIV/0! | #DIV/0! | #DIV/0! | #DIV/0! | #DIV/0! | #DIV/0! | #DIV/0! | #DIV/0! | #DIV/0! | #DIV/0! | #DIV/0! | #DIV/0! | #DIV/0! | #DIV/0! | #DIV/0! | #DIV/0! | #DIV/0! | 244 | 0 | 0 | 0 | 0 | 0
9 | 2 | 1999 | 245 | 4 | 0 | 0 | #DIV/0! | #DIV/0! | #DIV/0! | #DIV/0! | #DIV/0! | #DIV/0! | #DIV/0! | #DIV/0! | #DIV/0! | #DIV/0! | #DIV/0! | #DIV/0! | #DIV/0! | #DIV/0! | #DIV/0! | #DIV/0! | #DIV/0! | #DIV/0! | #DIV/0! | #DIV/0! | 245 | 0 | 0 | 0 | 0 | 0
9 | 3 | 1999 | 246 | 5 | 0 | 0 | #DIV/0! | #DIV/0! | #DIV/0! | #DIV/0! | #DIV/0! | #DIV/0! | #DIV/0! | #DIV/0! | #DIV/0! | #DIV/0! | #DIV/0! | #DIV/0! | #DIV/0! | #DIV/0! | #DIV/0! | #DIV/0! | #DIV/0! | #DIV/0! | #DIV/0! | #DIV/0! | 246 | 0 | 0 | 0 | 0 | 0
9 | 4 | 1999 | 247 | 6 | 0.84333 | 0 | #DIV/0! | #DIV/0! | #DIV/0! | #DIV/0! | #DIV/0! | #DIV/0! | #DIV/0! | #DIV/0! | #DIV/0! | #DIV/0! | #DIV/0! | #DIV/0! | #DIV/0! | #DIV/0! | #DIV/0! | #DIV/0! | #DIV/0! | #DIV/0! | #DIV/0! | #DIV/0! | 247 | 0 | 0 | 0 | 0 | 0
9 | 5 | 1999 | 248 | 7 | 0.88 | 0 | #DIV/0! | #DIV/0! | #DIV/0! | #DIV/0! | #DIV/0! | #DIV/0! | #DIV/0! | #DIV/0! | #DIV/0! | #DIV/0! | #DIV/0! | #DIV/0! | #DIV/0! | #DIV/0! | #DIV/0! | #DIV/0! | #DIV/0! | #DIV/0! | #DIV/0! | #DIV/0! | 248 | 0 | 0 | 0 | 0 | 0
9 | 6 | 1999 | 249 | 1 | 0.48667 | 0 | #DIV/0! | #DIV/0! | #DIV/0! | #DIV/0! | #DIV/0! | #DIV/0! | #DIV/0! | #DIV/0! | #DIV/0! | #DIV/0! | #DIV/0! | #DIV/0! | #DIV/0! | #DIV/0! | #DIV/0! | #DIV/0! | #DIV/0! | #DIV/0! | #DIV/0! | #DIV/0! | 249 | 0 | 0 | 0 | 0 | 0
9 | 7 | 1999 | 250 | 2 | 0.03 | 0 | #DIV/0! | #DIV/0! | #DIV/0! | #DIV/0! | #DIV/0! | #DIV/0! | #DIV/0! | #DIV/0! | #DIV/0! | #DIV/0! | #DIV/0! | #DIV/0! | #DIV/0! | #DIV/0! | #DIV/0! | #DIV/0! | #DIV/0! | #DIV/0! | #DIV/0! | #DIV/0! | 250 | 0 | 0 | 0 | 0 | 0
9 | 8 | 1999 | 251 | 3 | 0.076667 | 0 | #DIV/0! | #DIV/0! | #DIV/0! | #DIV/0! | #DIV/0! | #DIV/0! | #DIV/0! | #DIV/0! | #DIV/0! | #DIV/0! | #DIV/0! | #DIV/0! | #DIV/0! | #DIV/0! | #DIV/0! | #DIV/0! | #DIV/0! | #DIV/0! | #DIV/0! | #DIV/0! | 251 | 0 | 0 | 0 | 0 | 0
9 | 9 | 1999 | 252 | 4 | 0.82333 | 0 | #DIV/0! | #DIV/0! | #DIV/0! | #DIV/0! | #DIV/0! | #DIV/0! | #DIV/0! | #DIV/0! | #DIV/0! | #DIV/0! | #DIV/0! | #DIV/0! | #DIV/0! | #DIV/0! | #DIV/0! | #DIV/0! | #DIV/0! | #DIV/0! | #DIV/0! | #DIV/0! | 252 | 0 | 0 | 0 | 0 | 0
9 | 10 | 1999 | 253 | 5 | 0.04 | 0 | #DIV/0! | #DIV/0! | #DIV/0! | #DIV/0! | #DIV/0! | #DIV/0! | #DIV/0! | #DIV/0! | #DIV/0! | #DIV/0! | #DIV/0! | #DIV/0! | #DIV/0! | #DIV/0! | #DIV/0! | #DIV/0! | #DIV/0! | #DIV/0! | #DIV/0! | #DIV/0! | 253 | 0 | 0 | 0 | 0 | 0
9 | 11 | 1999 | 254 | 6 | 0 | 0 | #DIV/0! | #DIV/0! | #DIV/0! | #DIV/0! | #DIV/0! | #DIV/0! | #DIV/0! | #DIV/0! | #DIV/0! | #DIV/0! | #DIV/0! | #DIV/0! | #DIV/0! | #DIV/0! | #DIV/0! | #DIV/0! | #DIV/0! | #DIV/0! | #DIV/0! | #DIV/0! | 254 | 0 | 0 | 0 | 0 | 0
9 | 12 | 1999 | 255 | 7 | 0 | 0 | #DIV/0! | #DIV/0! | #DIV/0! | #DIV/0! | #DIV/0! | #DIV/0! | #DIV/0! | #DIV/0! | #DIV/0! | #DIV/0! | #DIV/0! | #DIV/0! | #DIV/0! | #DIV/0! | #DIV/0! | #DIV/0! | #DIV/0! | #DIV/0! | #DIV/0! | #DIV/0! | 255 | 0 | 0 | 0 | 0 | 0
9 | 13 | 1999 | 256 | 1 | 0 | 0 | #DIV/0! | #DIV/0! | #DIV/0! | #DIV/0! | #DIV/0! | #DIV/0! | #DIV/0! | #DIV/0! | #DIV/0! | #DIV/0! | #DIV/0! | #DIV/0! | #DIV/0! | #DIV/0! | #DIV/0! | #DIV/0! | #DIV/0! | #DIV/0! | #DIV/0! | #DIV/0! | 256 | 0 | 0 | 0 | 0 | 0
9 | 14 | 1999 | 257 | 2 | 0 | 0 | #DIV/0! | #DIV/0! | #DIV/0! | #DIV/0! | #DIV/0! | #DIV/0! | #DIV/0! | #DIV/0! | #DIV/0! | #DIV/0! | #DIV/0! | #DIV/0! | #DIV/0! | #DIV/0! | #DIV/0! | #DIV/0! | #DIV/0! | #DIV/0! | #DIV/0! | #DIV/0! | 257 | 0 | 0 | 0 | 0 | 0
9 | 15 | 1999 | 258 | 3 | 0.67 | 0 | #DIV/0! | #DIV/0! | #DIV/0! | #DIV/0! | #DIV/0! | #DIV/0! | #DIV/0! | #DIV/0! | #DIV/0! | #DIV/0! | #DIV/0! | #DIV/0! | #DIV/0! | #DIV/0! | #DIV/0! | #DIV/0! | #DIV/0! | #DIV/0! | #DIV/0! | #DIV/0! | 258 | 0 | 0 | 0 | 0 | 0
9 | 16 | 1999 | 259 | 4 | 3.58 | 0 | #DIV/0! | #DIV/0! | #DIV/0! | #DIV/0! | #DIV/0! | #DIV/0! | #DIV/0! | #DIV/0! | #DIV/0! | #DIV/0! | #DIV/0! | #DIV/0! | #DIV/0! | #DIV/0! | #DIV/0! | #DIV/0! | #DIV/0! | #DIV/0! | #DIV/0! | #DIV/0! | 259 | 0 | 0 | 0 | 0 | 0
9 | 17 | 1999 | 260 | 5 | 0 | 0 | #DIV/0! | #DIV/0! | #DIV/0! | #DIV/0! | #DIV/0! | #DIV/0! | #DIV/0! | #DIV/0! | #DIV/0! | #DIV/0! | #DIV/0! | #DIV/0! | #DIV/0! | #DIV/0! | #DIV/0! | #DIV/0! | #DIV/0! | #DIV/0! | #DIV/0! | #DIV/0! | 260 | 0 | 0 | 0 | 0 | 0
9 | 18 | 1999 | 261 | 6 | 0 | 0 | #DIV/0! | #DIV/0! | #DIV/0! | #DIV/0! | #DIV/0! | #DIV/0! | #DIV/0! | #DIV/0! | #DIV/0! | #DIV/0! | #DIV/0! | #DIV/0! | #DIV/0! | #DIV/0! | #DIV/0! | #DIV/0! | #DIV/0! | #DIV/0! | #DIV/0! | #DIV/0! | 261 | 0 | 0 | 0 | 0 | 0
9 | 19 | 1999 | 262 | 7 | 0 | 0 | #DIV/0! | #DIV/0! | #DIV/0! | #DIV/0! | #DIV/0! | #DIV/0! | #DIV/0! | #DIV/0! | #DIV/0! | #DIV/0! | #DIV/0! | #DIV/0! | #DIV/0! | #DIV/0! | #DIV/0! | #DIV/0! | #DIV/0! | #DIV/0! | #DIV/0! | #DIV/0! | 262 | 0 | 0 | 0 | 0 | 0
9 | 20 | 1999 | 263 | 1 | 0.10333 | 0 | #DIV/0! | #DIV/0! | #DIV/0! | #DIV/0! | #DIV/0! | #DIV/0! | #DIV/0! | #DIV/0! | #DIV/0! | #DIV/0! | #DIV/0! | #DIV/0! | #DIV/0! | #DIV/0! | #DIV/0! | #DIV/0! | #DIV/0! | #DIV/0! | #DIV/0! | #DIV/0! | 263 | 0 | 0 | 0 | 0 | 0
9 | 21 | 1999 | 264 | 2 | 1.1133 | 0 | #DIV/0! | #DIV/0! | #DIV/0! | #DIV/0! | #DIV/0! | #DIV/0! | #DIV/0! | #DIV/0! | #DIV/0! | #DIV/0! | #DIV/0! | #DIV/0! | #DIV/0! | #DIV/0! | #DIV/0! | #DIV/0! | #DIV/0! | #DIV/0! | #DIV/0! | #DIV/0! | 264 | 0 | 0 | 0 | 0 | 0
9 | 22 | 1999 | 265 | 3 | 0.073333 | 0 | #DIV/0! | #DIV/0! | #DIV/0! | #DIV/0! | #DIV/0! | #DIV/0! | #DIV/0! | #DIV/0! | #DIV/0! | #DIV/0! | #DIV/0! | #DIV/0! | #DIV/0! | #DIV/0! | #DIV/0! | #DIV/0! | #DIV/0! | #DIV/0! | #DIV/0! | #DIV/0! | 265 | 0 | 0 | 0 | 0 | 0
9 | 23 | 1999 | 266 | 4 | 0 | 0 | #DIV/0! | #DIV/0! | #DIV/0! | #DIV/0! | #DIV/0! | #DIV/0! | #DIV/0! | #DIV/0! | #DIV/0! | #DIV/0! | #DIV/0! | #DIV/0! | #DIV/0! | #DIV/0! | #DIV/0! | #DIV/0! | #DIV/0! | #DIV/0! | #DIV/0! | #DIV/0! | 266 | 0 | 0 | 0 | 0 | 0
9 | 24 | 1999 | 267 | 5 | 0 | 0 | #DIV/0! | #DIV/0! | #DIV/0! | #DIV/0! | #DIV/0! | #DIV/0! | #DIV/0! | #DIV/0! | #DIV/0! | #DIV/0! | #DIV/0! | #DIV/0! | #DIV/0! | #DIV/0! | #DIV/0! | #DIV/0! | #DIV/0! | #DIV/0! | #DIV/0! | #DIV/0! | 267 | 0 | 0 | 0 | 0 | 0
9 | 25 | 1999 | 268 | 6 | 0 | 0 | #DIV/0! | #DIV/0! | #DIV/0! | #DIV/0! | #DIV/0! | #DIV/0! | #DIV/0! | #DIV/0! | #DIV/0! | #DIV/0! | #DIV/0! | #DIV/0! | #DIV/0! | #DIV/0! | #DIV/0! | #DIV/0! | #DIV/0! | #DIV/0! | #DIV/0! | #DIV/0! | 268 | 0 | 0 | 0 | 0 | 0
9 | 26 | 1999 | 269 | 7 | 0 | 0 | #DIV/0! | #DIV/0! | #DIV/0! | #DIV/0! | #DIV/0! | #DIV/0! | #DIV/0! | #DIV/0! | #DIV/0! | #DIV/0! | #DIV/0! | #DIV/0! | #DIV/0! | #DIV/0! | #DIV/0! | #DIV/0! | #DIV/0! | #DIV/0! | #DIV/0! | #DIV/0! | 269 | 0 | 0 | 0 | 0 | 0
9 | 27 | 1999 | 270 | 1 | 0.096667 | 0 | #DIV/0! | #DIV/0! | #DIV/0! | #DIV/0! | #DIV/0! | #DIV/0! | #DIV/0! | #DIV/0! | #DIV/0! | #DIV/0! | #DIV/0! | #DIV/0! | #DIV/0! | #DIV/0! | #DIV/0! | #DIV/0! | #DIV/0! | #DIV/0! | #DIV/0! | #DIV/0! | 270 | 0 | 0 | 0 | 0 | 0
9 | 28 | 1999 | 271 | 2 | 0.10333 | 0 | #DIV/0! | #DIV/0! | #DIV/0! | #DIV/0! | #DIV/0! | #DIV/0! | #DIV/0! | #DIV/0! | #DIV/0! | #DIV/0! | #DIV/0! | #DIV/0! | #DIV/0! | #DIV/0! | #DIV/0! | #DIV/0! | #DIV/0! | #DIV/0! | #DIV/0! | #DIV/0! | 271 | 0 | 0 | 0 | 0 | 0
9 | 29 | 1999 | 272 | 3 | 0.73667 | 0 | #DIV/0! | #DIV/0! | #DIV/0! | #DIV/0! | #DIV/0! | #DIV/0! | #DIV/0! | #DIV/0! | #DIV/0! | #DIV/0! | #DIV/0! | #DIV/0! | #DIV/0! | #DIV/0! | #DIV/0! | #DIV/0! | #DIV/0! | #DIV/0! | #DIV/0! | #DIV/0! | 272 | 0 | 0 | 0 | 0 | 0
9 | 30 | 1999 | 273 | 4 | 0.70667 | 0 | #DIV/0! | #DIV/0! | #DIV/0! | #DIV/0! | #DIV/0! | #DIV/0! | #DIV/0! | #DIV/0! | #DIV/0! | #DIV/0! | #DIV/0! | #DIV/0! | #DIV/0! | #DIV/0! | #DIV/0! | #DIV/0! | #DIV/0! | #DIV/0! | #DIV/0! | #DIV/0! | 273 | 0 | 0 | 0 | 0 | 0
10 | 1 | 1999 | 274 | 5 | 0 | 0 | #DIV/0! | #DIV/0! | #DIV/0! | #DIV/0! | #DIV/0! | #DIV/0! | #DIV/0! | #DIV/0! | #DIV/0! | #DIV/0! | #DIV/0! | #DIV/0! | #DIV/0! | #DIV/0! | #DIV/0! | #DIV/0! | #DIV/0! | #DIV/0! | #DIV/0! | #DIV/0! | 274 | 0 | 0 | 0 | 0 | 0
10 | 2 | 1999 | 275 | 6 | 0 | 0 | #DIV/0! | #DIV/0! | #DIV/0! | #DIV/0! | #DIV/0! | #DIV/0! | #DIV/0! | #DIV/0! | #DIV/0! | #DIV/0! | #DIV/0! | #DIV/0! | #DIV/0! | #DIV/0! | #DIV/0! | #DIV/0! | #DIV/0! | #DIV/0! | #DIV/0! | #DIV/0! | 275 | 0 | 0 | 0 | 0 | 0
10 | 3 | 1999 | 276 | 7 | 0 | 0 | #DIV/0! | #DIV/0! | #DIV/0! | #DIV/0! | #DIV/0! | #DIV/0! | #DIV/0! | #DIV/0! | #DIV/0! | #DIV/0! | #DIV/0! | #DIV/0! | #DIV/0! | #DIV/0! | #DIV/0! | #DIV/0! | #DIV/0! | #DIV/0! | #DIV/0! | #DIV/0! | 276 | 0 | 0 | 0 | 0 | 0
10 | 4 | 1999 | 277 | 1 | 0.68 | 0 | #DIV/0! | #DIV/0! | #DIV/0! | #DIV/0! | #DIV/0! | #DIV/0! | #DIV/0! | #DIV/0! | #DIV/0! | #DIV/0! | #DIV/0! | #DIV/0! | #DIV/0! | #DIV/0! | #DIV/0! | #DIV/0! | #DIV/0! | #DIV/0! | #DIV/0! | #DIV/0! | 277 | 0 | 0 | 0 | 0 | 0
10 | 5 | 1999 | 278 | 2 | 0 | 0 | #DIV/0! | #DIV/0! | #DIV/0! | #DIV/0! | #DIV/0! | #DIV/0! | #DIV/0! | #DIV/0! | #DIV/0! | #DIV/0! | #DIV/0! | #DIV/0! | #DIV/0! | #DIV/0! | #DIV/0! | #DIV/0! | #DIV/0! | #DIV/0! | #DIV/0! | #DIV/0! | 278 | 0 | 0 | 0 | 0 | 0
10 | 6 | 1999 | 279 | 3 | 0 | 0 | #DIV/0! | #DIV/0! | #DIV/0! | #DIV/0! | #DIV/0! | #DIV/0! | #DIV/0! | #DIV/0! | #DIV/0! | #DIV/0! | #DIV/0! | #DIV/0! | #DIV/0! | #DIV/0! | #DIV/0! | #DIV/0! | #DIV/0! | #DIV/0! | #DIV/0! | #DIV/0! | 279 | 0 | 0 | 0 | 0 | 0
10 | 7 | 1999 | 280 | 4 | 0 | 0 | #DIV/0! | #DIV/0! | #DIV/0! | #DIV/0! | #DIV/0! | #DIV/0! | #DIV/0! | #DIV/0! | #DIV/0! | #DIV/0! | #DIV/0! | #DIV/0! | #DIV/0! | #DIV/0! | #DIV/0! | #DIV/0! | #DIV/0! | #DIV/0! | #DIV/0! | #DIV/0! | 280 | 0 | 0 | 0 | 0 | 0
10 | 8 | 1999 | 281 | 5 | 0 | 0 | #DIV/0! | #DIV/0! | #DIV/0! | #DIV/0! | #DIV/0! | #DIV/0! | #DIV/0! | #DIV/0! | #DIV/0! | #DIV/0! | #DIV/0! | #DIV/0! | #DIV/0! | #DIV/0! | #DIV/0! | #DIV/0! | #DIV/0! | #DIV/0! | #DIV/0! | #DIV/0! | 281 | 0 | 0 | 0 | 0 | 0
10 | 9 | 1999 | 282 | 6 | 0.043333 | 0 | #DIV/0! | #DIV/0! | #DIV/0! | #DIV/0! | #DIV/0! | #DIV/0! | #DIV/0! | #DIV/0! | #DIV/0! | #DIV/0! | #DIV/0! | #DIV/0! | #DIV/0! | #DIV/0! | #DIV/0! | #DIV/0! | #DIV/0! | #DIV/0! | #DIV/0! | #DIV/0! | 282 | 0 | 0 | 0 | 0 | 0
10 | 10 | 1999 | 283 | 7 | 0.74667 | 0 | #DIV/0! | #DIV/0! | #DIV/0! | #DIV/0! | #DIV/0! | #DIV/0! | #DIV/0! | #DIV/0! | #DIV/0! | #DIV/0! | #DIV/0! | #DIV/0! | #DIV/0! | #DIV/0! | #DIV/0! | #DIV/0! | #DIV/0! | #DIV/0! | #DIV/0! | #DIV/0! | 283 | 0 | 0 | 0 | 0 | 0
10 | 11 | 1999 | 284 | 1 | 0.0033333 | 0 | #DIV/0! | #DIV/0! | #DIV/0! | #DIV/0! | #DIV/0! | #DIV/0! | #DIV/0! | #DIV/0! | #DIV/0! | #DIV/0! | #DIV/0! | #DIV/0! | #DIV/0! | #DIV/0! | #DIV/0! | #DIV/0! | #DIV/0! | #DIV/0! | #DIV/0! | #DIV/0! | 284 | 0 | 0 | 0 | 0 | 0
10 | 12 | 1999 | 285 | 2 | 0 | 0 | #DIV/0! | #DIV/0! | #DIV/0! | #DIV/0! | #DIV/0! | #DIV/0! | #DIV/0! | #DIV/0! | #DIV/0! | #DIV/0! | #DIV/0! | #DIV/0! | #DIV/0! | #DIV/0! | #DIV/0! | #DIV/0! | #DIV/0! | #DIV/0! | #DIV/0! | #DIV/0! | 285 | 0 | 0 | 0 | 0 | 0
10 | 13 | 1999 | 286 | 3 | 0.046667 | 0 | #DIV/0! | #DIV/0! | #DIV/0! | #DIV/0! | #DIV/0! | #DIV/0! | #DIV/0! | #DIV/0! | #DIV/0! | #DIV/0! | #DIV/0! | #DIV/0! | #DIV/0! | #DIV/0! | #DIV/0! | #DIV/0! | #DIV/0! | #DIV/0! | #DIV/0! | #DIV/0! | 286 | 0 | 0 | 0 | 0 | 0
10 | 14 | 1999 | 287 | 4 | 0 | 0 | #DIV/0! | #DIV/0! | #DIV/0! | #DIV/0! | #DIV/0! | #DIV/0! | #DIV/0! | #DIV/0! | #DIV/0! | #DIV/0! | #DIV/0! | #DIV/0! | #DIV/0! | #DIV/0! | #DIV/0! | #DIV/0! | #DIV/0! | #DIV/0! | #DIV/0! | #DIV/0! | 287 | 0 | 0 | 0 | 0 | 0
10 | 15 | 1999 | 288 | 5 | 0 | 0 | #DIV/0! | #DIV/0! | #DIV/0! | #DIV/0! | #DIV/0! | #DIV/0! | #DIV/0! | #DIV/0! | #DIV/0! | #DIV/0! | #DIV/0! | #DIV/0! | #DIV/0! | #DIV/0! | #DIV/0! | #DIV/0! | #DIV/0! | #DIV/0! | #DIV/0! | #DIV/0! | 288 | 0 | 0 | 0 | 0 | 0
10 | 16 | 1999 | 289 | 6 | 0 | 0 | #DIV/0! | #DIV/0! | #DIV/0! | #DIV/0! | #DIV/0! | #DIV/0! | #DIV/0! | #DIV/0! | #DIV/0! | #DIV/0! | #DIV/0! | #DIV/0! | #DIV/0! | #DIV/0! | #DIV/0! | #DIV/0! | #DIV/0! | #DIV/0! | #DIV/0! | #DIV/0! | 289 | 0 | 0 | 0 | 0 | 0
10 | 17 | 1999 | 290 | 7 | 0.17333 | 0 | #DIV/0! | #DIV/0! | #DIV/0! | #DIV/0! | #DIV/0! | #DIV/0! | #DIV/0! | #DIV/0! | #DIV/0! | #DIV/0! | #DIV/0! | #DIV/0! | #DIV/0! | #DIV/0! | #DIV/0! | #DIV/0! | #DIV/0! | #DIV/0! | #DIV/0! | #DIV/0! | 290 | 0 | 0 | 0 | 0 | 0
10 | 18 | 1999 | 291 | 1 | 0 | 0 | #DIV/0! | #DIV/0! | #DIV/0! | #DIV/0! | #DIV/0! | #DIV/0! | #DIV/0! | #DIV/0! | #DIV/0! | #DIV/0! | #DIV/0! | #DIV/0! | #DIV/0! | #DIV/0! | #DIV/0! | #DIV/0! | #DIV/0! | #DIV/0! | #DIV/0! | #DIV/0! | 291 | 0 | 0 | 0 | 0 | 0
10 | 19 | 1999 | 292 | 2 | 0.0066667 | 0 | #DIV/0! | #DIV/0! | #DIV/0! | #DIV/0! | #DIV/0! | #DIV/0! | #DIV/0! | #DIV/0! | #DIV/0! | #DIV/0! | #DIV/0! | #DIV/0! | #DIV/0! | #DIV/0! | #DIV/0! | #DIV/0! | #DIV/0! | #DIV/0! | #DIV/0! | #DIV/0! | 292 | 0 | 0 | 0 | 0 | 0
10 | 20 | 1999 | 293 | 3 | 0.50667 | 0 | #DIV/0! | #DIV/0! | #DIV/0! | #DIV/0! | #DIV/0! | #DIV/0! | #DIV/0! | #DIV/0! | #DIV/0! | #DIV/0! | #DIV/0! | #DIV/0! | #DIV/0! | #DIV/0! | #DIV/0! | #DIV/0! | #DIV/0! | #DIV/0! | #DIV/0! | #DIV/0! | 293 | 0 | 0 | 0 | 0 | 0
10 | 21 | 1999 | 294 | 4 | 0 | 0 | #DIV/0! | #DIV/0! | #DIV/0! | #DIV/0! | #DIV/0! | #DIV/0! | #DIV/0! | #DIV/0! | #DIV/0! | #DIV/0! | #DIV/0! | #DIV/0! | #DIV/0! | #DIV/0! | #DIV/0! | #DIV/0! | #DIV/0! | #DIV/0! | #DIV/0! | #DIV/0! | 294 | 0 | 0 | 0 | 0 | 0
10 | 22 | 1999 | 295 | 5 | 0.18667 | 0 | #DIV/0! | #DIV/0! | #DIV/0! | #DIV/0! | #DIV/0! | #DIV/0! | #DIV/0! | #DIV/0! | #DIV/0! | #DIV/0! | #DIV/0! | #DIV/0! | #DIV/0! | #DIV/0! | #DIV/0! | #DIV/0! | #DIV/0! | #DIV/0! | #DIV/0! | #DIV/0! | 295 | 0 | 0 | 0 | 0 | 0
10 | 23 | 1999 | 296 | 6 | 0.0033333 | 0 | #DIV/0! | #DIV/0! | #DIV/0! | #DIV/0! | #DIV/0! | #DIV/0! | #DIV/0! | #DIV/0! | #DIV/0! | #DIV/0! | #DIV/0! | #DIV/0! | #DIV/0! | #DIV/0! | #DIV/0! | #DIV/0! | #DIV/0! | #DIV/0! | #DIV/0! | #DIV/0! | 296 | 0 | 0 | 0 | 0 | 0
10 | 24 | 1999 | 297 | 7 | 0 | 0 | #DIV/0! | #DIV/0! | #DIV/0! | #DIV/0! | #DIV/0! | #DIV/0! | #DIV/0! | #DIV/0! | #DIV/0! | #DIV/0! | #DIV/0! | #DIV/0! | #DIV/0! | #DIV/0! | #DIV/0! | #DIV/0! | #DIV/0! | #DIV/0! | #DIV/0! | #DIV/0! | 297 | 0 | 0 | 0 | 0 | 0
10 | 25 | 1999 | 298 | 1 | 0 | 0 | #DIV/0! | #DIV/0! | #DIV/0! | #DIV/0! | #DIV/0! | #DIV/0! | #DIV/0! | #DIV/0! | #DIV/0! | #DIV/0! | #DIV/0! | #DIV/0! | #DIV/0! | #DIV/0! | #DIV/0! | #DIV/0! | #DIV/0! | #DIV/0! | #DIV/0! | #DIV/0! | 298 | 0 | 0 | 0 | 0 | 0
10 | 26 | 1999 | 299 | 2 | 0 | 0 | #DIV/0! | #DIV/0! | #DIV/0! | #DIV/0! | #DIV/0! | #DIV/0! | #DIV/0! | #DIV/0! | #DIV/0! | #DIV/0! | #DIV/0! | #DIV/0! | #DIV/0! | #DIV/0! | #DIV/0! | #DIV/0! | #DIV/0! | #DIV/0! | #DIV/0! | #DIV/0! | 299 | 0 | 0 | 0 | 0 | 0
10 | 27 | 1999 | 300 | 3 | 0 | 0 | #DIV/0! | #DIV/0! | #DIV/0! | #DIV/0! | #DIV/0! | #DIV/0! | #DIV/0! | #DIV/0! | #DIV/0! | #DIV/0! | #DIV/0! | #DIV/0! | #DIV/0! | #DIV/0! | #DIV/0! | #DIV/0! | #DIV/0! | #DIV/0! | #DIV/0! | #DIV/0! | 300 | 0 | 0 | 0 | 0 | 0
10 | 28 | 1999 | 301 | 4 | 0 | 0 | #DIV/0! | #DIV/0! | #DIV/0! | #DIV/0! | #DIV/0! | #DIV/0! | #DIV/0! | #DIV/0! | #DIV/0! | #DIV/0! | #DIV/0! | #DIV/0! | #DIV/0! | #DIV/0! | #DIV/0! | #DIV/0! | #DIV/0! | #DIV/0! | #DIV/0! | #DIV/0! | 301 | 0 | 0 | 0 | 0 | 0
10 | 29 | 1999 | 302 | 5 | 0 | 0 | #DIV/0! | #DIV/0! | #DIV/0! | #DIV/0! | #DIV/0! | #DIV/0! | #DIV/0! | #DIV/0! | #DIV/0! | #DIV/0! | #DIV/0! | #DIV/0! | #DIV/0! | #DIV/0! | #DIV/0! | #DIV/0! | #DIV/0! | #DIV/0! | #DIV/0! | #DIV/0! | 302 | 0 | 0 | 0 | 0 | 0
10 | 30 | 1999 | 303 | 6 | 0 | 0 | #DIV/0! | #DIV/0! | #DIV/0! | #DIV/0! | #DIV/0! | #DIV/0! | #DIV/0! | #DIV/0! | #DIV/0! | #DIV/0! | #DIV/0! | #DIV/0! | #DIV/0! | #DIV/0! | #DIV/0! | #DIV/0! | #DIV/0! | #DIV/0! | #DIV/0! | #DIV/0! | 303 | 0 | 0 | 0 | 0 | 0
10 | 31 | 1999 | 304 | 7 | 0 | 0 | #DIV/0! | #DIV/0! | #DIV/0! | #DIV/0! | #DIV/0! | #DIV/0! | #DIV/0! | #DIV/0! | #DIV/0! | #DIV/0! | #DIV/0! | #DIV/0! | #DIV/0! | #DIV/0! | #DIV/0! | #DIV/0! | #DIV/0! | #DIV/0! | #DIV/0! | #DIV/0! | 304 | 0 | 0 | 0 | 0 | 0
11 | 1 | 1999 | 305 | 1 | 0 | 0 | #DIV/0! | #DIV/0! | #DIV/0! | #DIV/0! | #DIV/0! | #DIV/0! | #DIV/0! | #DIV/0! | #DIV/0! | #DIV/0! | #DIV/0! | #DIV/0! | #DIV/0! | #DIV/0! | #DIV/0! | #DIV/0! | #DIV/0! | #DIV/0! | #DIV/0! | #DIV/0! | 305 | 0 | 0 | 0 | 0 | 0
11 | 2 | 1999 | 306 | 2 | 0.55 | 0 | #DIV/0! | #DIV/0! | #DIV/0! | #DIV/0! | #DIV/0! | #DIV/0! | #DIV/0! | #DIV/0! | #DIV/0! | #DIV/0! | #DIV/0! | #DIV/0! | #DIV/0! | #DIV/0! | #DIV/0! | #DIV/0! | #DIV/0! | #DIV/0! | #DIV/0! | #DIV/0! | 306 | 0 | 0 | 0 | 0 | 0
11 | 3 | 1999 | 307 | 3 | 0 | 0 | #DIV/0! | #DIV/0! | #DIV/0! | #DIV/0! | #DIV/0! | #DIV/0! | #DIV/0! | #DIV/0! | #DIV/0! | #DIV/0! | #DIV/0! | #DIV/0! | #DIV/0! | #DIV/0! | #DIV/0! | #DIV/0! | #DIV/0! | #DIV/0! | #DIV/0! | #DIV/0! | 307 | 0 | 0 | 0 | 0 | 0
11 | 4 | 1999 | 308 | 4 | 0 | 0 | #DIV/0! | #DIV/0! | #DIV/0! | #DIV/0! | #DIV/0! | #DIV/0! | #DIV/0! | #DIV/0! | #DIV/0! | #DIV/0! | #DIV/0! | #DIV/0! | #DIV/0! | #DIV/0! | #DIV/0! | #DIV/0! | #DIV/0! | #DIV/0! | #DIV/0! | #DIV/0! | 308 | 0 | 0 | 0 | 0 | 0
11 | 5 | 1999 | 309 | 5 | 0 | 0 | #DIV/0! | #DIV/0! | #DIV/0! | #DIV/0! | #DIV/0! | #DIV/0! | #DIV/0! | #DIV/0! | #DIV/0! | #DIV/0! | #DIV/0! | #DIV/0! | #DIV/0! | #DIV/0! | #DIV/0! | #DIV/0! | #DIV/0! | #DIV/0! | #DIV/0! | #DIV/0! | 309 | 0 | 0 | 0 | 0 | 0
11 | 6 | 1999 | 310 | 6 | 0 | 0 | #DIV/0! | #DIV/0! | #DIV/0! | #DIV/0! | #DIV/0! | #DIV/0! | #DIV/0! | #DIV/0! | #DIV/0! | #DIV/0! | #DIV/0! | #DIV/0! | #DIV/0! | #DIV/0! | #DIV/0! | #DIV/0! | #DIV/0! | #DIV/0! | #DIV/0! | #DIV/0! | 310 | 0 | 0 | 0 | 0 | 0
11 | 7 | 1999 | 311 | 7 | 0 | 0 | #DIV/0! | #DIV/0! | #DIV/0! | #DIV/0! | #DIV/0! | #DIV/0! | #DIV/0! | #DIV/0! | #DIV/0! | #DIV/0! | #DIV/0! | #DIV/0! | #DIV/0! | #DIV/0! | #DIV/0! | #DIV/0! | #DIV/0! | #DIV/0! | #DIV/0! | #DIV/0! | 311 | 0 | 0 | 0 | 0 | 0
11 | 8 | 1999 | 312 | 1 | 0 | 0 | #DIV/0! | #DIV/0! | #DIV/0! | #DIV/0! | #DIV/0! | #DIV/0! | #DIV/0! | #DIV/0! | #DIV/0! | #DIV/0! | #DIV/0! | #DIV/0! | #DIV/0! | #DIV/0! | #DIV/0! | #DIV/0! | #DIV/0! | #DIV/0! | #DIV/0! | #DIV/0! | 312 | 0 | 0 | 0 | 0 | 0
11 | 9 | 1999 | 313 | 2 | 0 | 0 | #DIV/0! | #DIV/0! | #DIV/0! | #DIV/0! | #DIV/0! | #DIV/0! | #DIV/0! | #DIV/0! | #DIV/0! | #DIV/0! | #DIV/0! | #DIV/0! | #DIV/0! | #DIV/0! | #DIV/0! | #DIV/0! | #DIV/0! | #DIV/0! | #DIV/0! | #DIV/0! | 313 | 0 | 0 | 0 | 0 | 0
11 | 10 | 1999 | 314 | 3 | 0 | 0 | #DIV/0! | #DIV/0! | #DIV/0! | #DIV/0! | #DIV/0! | #DIV/0! | #DIV/0! | #DIV/0! | #DIV/0! | #DIV/0! | #DIV/0! | #DIV/0! | #DIV/0! | #DIV/0! | #DIV/0! | #DIV/0! | #DIV/0! | #DIV/0! | #DIV/0! | #DIV/0! | 314 | 0 | 0 | 0 | 0 | 0
11 | 11 | 1999 | 315 | 4 | 0 | 0 | #DIV/0! | #DIV/0! | #DIV/0! | #DIV/0! | #DIV/0! | #DIV/0! | #DIV/0! | #DIV/0! | #DIV/0! | #DIV/0! | #DIV/0! | #DIV/0! | #DIV/0! | #DIV/0! | #DIV/0! | #DIV/0! | #DIV/0! | #DIV/0! | #DIV/0! | #DIV/0! | 315 | 0 | 0 | 0 | 0 | 0
11 | 12 | 1999 | 316 | 5 | 0 | 0 | #DIV/0! | #DIV/0! | #DIV/0! | #DIV/0! | #DIV/0! | #DIV/0! | #DIV/0! | #DIV/0! | #DIV/0! | #DIV/0! | #DIV/0! | #DIV/0! | #DIV/0! | #DIV/0! | #DIV/0! | #DIV/0! | #DIV/0! | #DIV/0! | #DIV/0! | #DIV/0! | 316 | 0 | 0 | 0 | 0 | 0
11 | 13 | 1999 | 317 | 6 | 0 | 0 | #DIV/0! | #DIV/0! | #DIV/0! | #DIV/0! | #DIV/0! | #DIV/0! | #DIV/0! | #DIV/0! | #DIV/0! | #DIV/0! | #DIV/0! | #DIV/0! | #DIV/0! | #DIV/0! | #DIV/0! | #DIV/0! | #DIV/0! | #DIV/0! | #DIV/0! | #DIV/0! | 317 | 0 | 0 | 0 | 0 | 0
11 | 14 | 1999 | 318 | 7 | 0 | 0 | #DIV/0! | #DIV/0! | #DIV/0! | #DIV/0! | #DIV/0! | #DIV/0! | #DIV/0! | #DIV/0! | #DIV/0! | #DIV/0! | #DIV/0! | #DIV/0! | #DIV/0! | #DIV/0! | #DIV/0! | #DIV/0! | #DIV/0! | #DIV/0! | #DIV/0! | #DIV/0! | 318 | 0 | 0 | 0 | 0 | 0
11 | 15 | 1999 | 319 | 1 | 0 | 0 | #DIV/0! | #DIV/0! | #DIV/0! | #DIV/0! | #DIV/0! | #DIV/0! | #DIV/0! | #DIV/0! | #DIV/0! | #DIV/0! | #DIV/0! | #DIV/0! | #DIV/0! | #DIV/0! | #DIV/0! | #DIV/0! | #DIV/0! | #DIV/0! | #DIV/0! | #DIV/0! | 319 | 0 | 0 | 0 | 0 | 0
11 | 16 | 1999 | 320 | 2 | 0 | 0 | #DIV/0! | #DIV/0! | #DIV/0! | #DIV/0! | #DIV/0! | #DIV/0! | #DIV/0! | #DIV/0! | #DIV/0! | #DIV/0! | #DIV/0! | #DIV/0! | #DIV/0! | #DIV/0! | #DIV/0! | #DIV/0! | #DIV/0! | #DIV/0! | #DIV/0! | #DIV/0! | 320 | 0 | 0 | 0 | 0 | 0
11 | 17 | 1999 | 321 | 3 | 0 | 0 | #DIV/0! | #DIV/0! | #DIV/0! | #DIV/0! | #DIV/0! | #DIV/0! | #DIV/0! | #DIV/0! | #DIV/0! | #DIV/0! | #DIV/0! | #DIV/0! | #DIV/0! | #DIV/0! | #DIV/0! | #DIV/0! | #DIV/0! | #DIV/0! | #DIV/0! | #DIV/0! | 321 | 0 | 0 | 0 | 0 | 0
11 | 18 | 1999 | 322 | 4 | 0 | 0 | #DIV/0! | #DIV/0! | #DIV/0! | #DIV/0! | #DIV/0! | #DIV/0! | #DIV/0! | #DIV/0! | #DIV/0! | #DIV/0! | #DIV/0! | #DIV/0! | #DIV/0! | #DIV/0! | #DIV/0! | #DIV/0! | #DIV/0! | #DIV/0! | #DIV/0! | #DIV/0! | 322 | 0 | 0 | 0 | 0 | 0
11 | 19 | 1999 | 323 | 5 | 0 | 0 | #DIV/0! | #DIV/0! | #DIV/0! | #DIV/0! | #DIV/0! | #DIV/0! | #DIV/0! | #DIV/0! | #DIV/0! | #DIV/0! | #DIV/0! | #DIV/0! | #DIV/0! | #DIV/0! | #DIV/0! | #DIV/0! | #DIV/0! | #DIV/0! | #DIV/0! | #DIV/0! | 323 | 0 | 0 | 0 | 0 | 0
11 | 20 | 1999 | 324 | 6 | 0 | 0 | #DIV/0! | #DIV/0! | #DIV/0! | #DIV/0! | #DIV/0! | #DIV/0! | #DIV/0! | #DIV/0! | #DIV/0! | #DIV/0! | #DIV/0! | #DIV/0! | #DIV/0! | #DIV/0! | #DIV/0! | #DIV/0! | #DIV/0! | #DIV/0! | #DIV/0! | #DIV/0! | 324 | 0 | 0 | 0 | 0 | 0
11 | 21 | 1999 | 325 | 7 | 0 | 0 | #DIV/0! | #DIV/0! | #DIV/0! | #DIV/0! | #DIV/0! | #DIV/0! | #DIV/0! | #DIV/0! | #DIV/0! | #DIV/0! | #DIV/0! | #DIV/0! | #DIV/0! | #DIV/0! | #DIV/0! | #DIV/0! | #DIV/0! | #DIV/0! | #DIV/0! | #DIV/0! | 325 | 0 | 0 | 0 | 0 | 0
11 | 22 | 1999 | 326 | 1 | 0 | 0 | #DIV/0! | #DIV/0! | #DIV/0! | #DIV/0! | #DIV/0! | #DIV/0! | #DIV/0! | #DIV/0! | #DIV/0! | #DIV/0! | #DIV/0! | #DIV/0! | #DIV/0! | #DIV/0! | #DIV/0! | #DIV/0! | #DIV/0! | #DIV/0! | #DIV/0! | #DIV/0! | 326 | 0 | 0 | 0 | 0 | 0
11 | 23 | 1999 | 327 | 2 | 0.023333 | 0 | #DIV/0! | #DIV/0! | #DIV/0! | #DIV/0! | #DIV/0! | #DIV/0! | #DIV/0! | #DIV/0! | #DIV/0! | #DIV/0! | #DIV/0! | #DIV/0! | #DIV/0! | #DIV/0! | #DIV/0! | #DIV/0! | #DIV/0! | #DIV/0! | #DIV/0! | #DIV/0! | 327 | 0 | 0 | 0 | 0 | 0
11 | 24 | 1999 | 328 | 3 | 0 | 0 | #DIV/0! | #DIV/0! | #DIV/0! | #DIV/0! | #DIV/0! | #DIV/0! | #DIV/0! | #DIV/0! | #DIV/0! | #DIV/0! | #DIV/0! | #DIV/0! | #DIV/0! | #DIV/0! | #DIV/0! | #DIV/0! | #DIV/0! | #DIV/0! | #DIV/0! | #DIV/0! | 328 | 0 | 0 | 0 | 0 | 0
11 | 25 | 1999 | 329 | 4 | 0.05 | 0 | #DIV/0! | #DIV/0! | #DIV/0! | #DIV/0! | #DIV/0! | #DIV/0! | #DIV/0! | #DIV/0! | #DIV/0! | #DIV/0! | #DIV/0! | #DIV/0! | #DIV/0! | #DIV/0! | #DIV/0! | #DIV/0! | #DIV/0! | #DIV/0! | #DIV/0! | #DIV/0! | 329 | 0 | 0 | 0 | 0 | 0
11 | 26 | 1999 | 330 | 5 | 1.17 | 0 | #DIV/0! | #DIV/0! | #DIV/0! | #DIV/0! | #DIV/0! | #DIV/0! | #DIV/0! | #DIV/0! | #DIV/0! | #DIV/0! | #DIV/0! | #DIV/0! | #DIV/0! | #DIV/0! | #DIV/0! | #DIV/0! | #DIV/0! | #DIV/0! | #DIV/0! | #DIV/0! | 330 | 0 | 0 | 0 | 0 | 0
11 | 27 | 1999 | 331 | 6 | 0.036667 | 0 | #DIV/0! | #DIV/0! | #DIV/0! | #DIV/0! | #DIV/0! | #DIV/0! | #DIV/0! | #DIV/0! | #DIV/0! | #DIV/0! | #DIV/0! | #DIV/0! | #DIV/0! | #DIV/0! | #DIV/0! | #DIV/0! | #DIV/0! | #DIV/0! | #DIV/0! | #DIV/0! | 331 | 0 | 0 | 0 | 0 | 0
11 | 28 | 1999 | 332 | 7 | 0 | 0 | #DIV/0! | #DIV/0! | #DIV/0! | #DIV/0! | #DIV/0! | #DIV/0! | #DIV/0! | #DIV/0! | #DIV/0! | #DIV/0! | #DIV/0! | #DIV/0! | #DIV/0! | #DIV/0! | #DIV/0! | #DIV/0! | #DIV/0! | #DIV/0! | #DIV/0! | #DIV/0! | 332 | 0 | 0 | 0 | 0 | 0
11 | 29 | 1999 | 333 | 1 | 0 | 0 | #DIV/0! | #DIV/0! | #DIV/0! | #DIV/0! | #DIV/0! | #DIV/0! | #DIV/0! | #DIV/0! | #DIV/0! | #DIV/0! | #DIV/0! | #DIV/0! | #DIV/0! | #DIV/0! | #DIV/0! | #DIV/0! | #DIV/0! | #DIV/0! | #DIV/0! | #DIV/0! | 333 | 0 | 0 | 0 | 0 | 0
11 | 30 | 1999 | 334 | 2 | 0 | 0 | #DIV/0! | #DIV/0! | #DIV/0! | #DIV/0! | #DIV/0! | #DIV/0! | #DIV/0! | #DIV/0! | #DIV/0! | #DIV/0! | #DIV/0! | #DIV/0! | #DIV/0! | #DIV/0! | #DIV/0! | #DIV/0! | #DIV/0! | #DIV/0! | #DIV/0! | #DIV/0! | 334 | 0 | 0 | 0 | 0 | 0
12 | 1 | 1999 | 335 | 3 | 0 | 0 | #DIV/0! | #DIV/0! | #DIV/0! | #DIV/0! | #DIV/0! | #DIV/0! | #DIV/0! | #DIV/0! | #DIV/0! | #DIV/0! | #DIV/0! | #DIV/0! | #DIV/0! | #DIV/0! | #DIV/0! | #DIV/0! | #DIV/0! | #DIV/0! | #DIV/0! | #DIV/0! | 335 | 0 | 0 | 0 | 0 | 0
12 | 2 | 1999 | 336 | 4 | 0 | 0 | #DIV/0! | #DIV/0! | #DIV/0! | #DIV/0! | #DIV/0! | #DIV/0! | #DIV/0! | #DIV/0! | #DIV/0! | #DIV/0! | #DIV/0! | #DIV/0! | #DIV/0! | #DIV/0! | #DIV/0! | #DIV/0! | #DIV/0! | #DIV/0! | #DIV/0! | #DIV/0! | 336 | 0 | 0 | 0 | 0 | 0
12 | 3 | 1999 | 337 | 5 | 0 | 0 | #DIV/0! | #DIV/0! | #DIV/0! | #DIV/0! | #DIV/0! | #DIV/0! | #DIV/0! | #DIV/0! | #DIV/0! | #DIV/0! | #DIV/0! | #DIV/0! | #DIV/0! | #DIV/0! | #DIV/0! | #DIV/0! | #DIV/0! | #DIV/0! | #DIV/0! | #DIV/0! | 337 | 0 | 0 | 0 | 0 | 0
12 | 4 | 1999 | 338 | 6 | 0 | 0 | #DIV/0! | #DIV/0! | #DIV/0! | #DIV/0! | #DIV/0! | #DIV/0! | #DIV/0! | #DIV/0! | #DIV/0! | #DIV/0! | #DIV/0! | #DIV/0! | #DIV/0! | #DIV/0! | #DIV/0! | #DIV/0! | #DIV/0! | #DIV/0! | #DIV/0! | #DIV/0! | 338 | 0 | 0 | 0 | 0 | 0
12 | 5 | 1999 | 339 | 7 | 0 | 0 | #DIV/0! | #DIV/0! | #DIV/0! | #DIV/0! | #DIV/0! | #DIV/0! | #DIV/0! | #DIV/0! | #DIV/0! | #DIV/0! | #DIV/0! | #DIV/0! | #DIV/0! | #DIV/0! | #DIV/0! | #DIV/0! | #DIV/0! | #DIV/0! | #DIV/0! | #DIV/0! | 339 | 0 | 0 | 0 | 0 | 0
12 | 6 | 1999 | 340 | 1 | 0.53333 | 0 | #DIV/0! | #DIV/0! | #DIV/0! | #DIV/0! | #DIV/0! | #DIV/0! | #DIV/0! | #DIV/0! | #DIV/0! | #DIV/0! | #DIV/0! | #DIV/0! | #DIV/0! | #DIV/0! | #DIV/0! | #DIV/0! | #DIV/0! | #DIV/0! | #DIV/0! | #DIV/0! | 340 | 0 | 0 | 0 | 0 | 0
12 | 7 | 1999 | 341 | 2 | 0 | 0 | #DIV/0! | #DIV/0! | #DIV/0! | #DIV/0! | #DIV/0! | #DIV/0! | #DIV/0! | #DIV/0! | #DIV/0! | #DIV/0! | #DIV/0! | #DIV/0! | #DIV/0! | #DIV/0! | #DIV/0! | #DIV/0! | #DIV/0! | #DIV/0! | #DIV/0! | #DIV/0! | 341 | 0 | 0 | 0 | 0 | 0
12 | 8 | 1999 | 342 | 3 | 0 | 0 | #DIV/0! | #DIV/0! | #DIV/0! | #DIV/0! | #DIV/0! | #DIV/0! | #DIV/0! | #DIV/0! | #DIV/0! | #DIV/0! | #DIV/0! | #DIV/0! | #DIV/0! | #DIV/0! | #DIV/0! | #DIV/0! | #DIV/0! | #DIV/0! | #DIV/0! | #DIV/0! | 342 | 0 | 0 | 0 | 0 | 0
12 | 9 | 1999 | 343 | 4 | 0 | 0 | #DIV/0! | #DIV/0! | #DIV/0! | #DIV/0! | #DIV/0! | #DIV/0! | #DIV/0! | #DIV/0! | #DIV/0! | #DIV/0! | #DIV/0! | #DIV/0! | #DIV/0! | #DIV/0! | #DIV/0! | #DIV/0! | #DIV/0! | #DIV/0! | #DIV/0! | #DIV/0! | 343 | 0 | 0 | 0 | 0 | 0
12 | 10 | 1999 | 344 | 5 | 0.48 | 0 | #DIV/0! | #DIV/0! | #DIV/0! | #DIV/0! | #DIV/0! | #DIV/0! | #DIV/0! | #DIV/0! | #DIV/0! | #DIV/0! | #DIV/0! | #DIV/0! | #DIV/0! | #DIV/0! | #DIV/0! | #DIV/0! | #DIV/0! | #DIV/0! | #DIV/0! | #DIV/0! | 344 | 0 | 0 | 0 | 0 | 0
12 | 11 | 1999 | 345 | 6 | 0 | 0 | #DIV/0! | #DIV/0! | #DIV/0! | #DIV/0! | #DIV/0! | #DIV/0! | #DIV/0! | #DIV/0! | #DIV/0! | #DIV/0! | #DIV/0! | #DIV/0! | #DIV/0! | #DIV/0! | #DIV/0! | #DIV/0! | #DIV/0! | #DIV/0! | #DIV/0! | #DIV/0! | 345 | 0 | 0 | 0 | 0 | 0
12 | 12 | 1999 | 346 | 7 | 0 | 0 | #DIV/0! | #DIV/0! | #DIV/0! | #DIV/0! | #DIV/0! | #DIV/0! | #DIV/0! | #DIV/0! | #DIV/0! | #DIV/0! | #DIV/0! | #DIV/0! | #DIV/0! | #DIV/0! | #DIV/0! | #DIV/0! | #DIV/0! | #DIV/0! | #DIV/0! | #DIV/0! | 346 | 0 | 0 | 0 | 0 | 0
12 | 13 | 1999 | 347 | 1 | 0.44 | 0 | #DIV/0! | #DIV/0! | #DIV/0! | #DIV/0! | #DIV/0! | #DIV/0! | #DIV/0! | #DIV/0! | #DIV/0! | #DIV/0! | #DIV/0! | #DIV/0! | #DIV/0! | #DIV/0! | #DIV/0! | #DIV/0! | #DIV/0! | #DIV/0! | #DIV/0! | #DIV/0! | 347 | 0 | 0 | 0 | 0 | 0
12 | 14 | 1999 | 348 | 2 | 1.0033 | 0 | #DIV/0! | #DIV/0! | #DIV/0! | #DIV/0! | #DIV/0! | #DIV/0! | #DIV/0! | #DIV/0! | #DIV/0! | #DIV/0! | #DIV/0! | #DIV/0! | #DIV/0! | #DIV/0! | #DIV/0! | #DIV/0! | #DIV/0! | #DIV/0! | #DIV/0! | #DIV/0! | 348 | 0 | 0 | 0 | 0 | 0
12 | 15 | 1999 | 349 | 3 | 0 | 0 | #DIV/0! | #DIV/0! | #DIV/0! | #DIV/0! | #DIV/0! | #DIV/0! | #DIV/0! | #DIV/0! | #DIV/0! | #DIV/0! | #DIV/0! | #DIV/0! | #DIV/0! | #DIV/0! | #DIV/0! | #DIV/0! | #DIV/0! | #DIV/0! | #DIV/0! | #DIV/0! | 349 | 0 | 0 | 0 | 0 | 0
12 | 16 | 1999 | 350 | 4 | 0 | 0 | #DIV/0! | #DIV/0! | #DIV/0! | #DIV/0! | #DIV/0! | #DIV/0! | #DIV/0! | #DIV/0! | #DIV/0! | #DIV/0! | #DIV/0! | #DIV/0! | #DIV/0! | #DIV/0! | #DIV/0! | #DIV/0! | #DIV/0! | #DIV/0! | #DIV/0! | #DIV/0! | 350 | 0 | 0 | 0 | 0 | 0
12 | 17 | 1999 | 351 | 5 | 0 | 0 | #DIV/0! | #DIV/0! | #DIV/0! | #DIV/0! | #DIV/0! | #DIV/0! | #DIV/0! | #DIV/0! | #DIV/0! | #DIV/0! | #DIV/0! | #DIV/0! | #DIV/0! | #DIV/0! | #DIV/0! | #DIV/0! | #DIV/0! | #DIV/0! | #DIV/0! | #DIV/0! | 351 | 0 | 0 | 0 | 0 | 0
12 | 18 | 1999 | 352 | 6 | 0 | 0 | #DIV/0! | #DIV/0! | #DIV/0! | #DIV/0! | #DIV/0! | #DIV/0! | #DIV/0! | #DIV/0! | #DIV/0! | #DIV/0! | #DIV/0! | #DIV/0! | #DIV/0! | #DIV/0! | #DIV/0! | #DIV/0! | #DIV/0! | #DIV/0! | #DIV/0! | #DIV/0! | 352 | 0 | 0 | 0 | 0 | 0
12 | 19 | 1999 | 353 | 7 | 0 | 0 | #DIV/0! | #DIV/0! | #DIV/0! | #DIV/0! | #DIV/0! | #DIV/0! | #DIV/0! | #DIV/0! | #DIV/0! | #DIV/0! | #DIV/0! | #DIV/0! | #DIV/0! | #DIV/0! | #DIV/0! | #DIV/0! | #DIV/0! | #DIV/0! | #DIV/0! | #DIV/0! | 353 | 0 | 0 | 0 | 0 | 0
12 | 20 | 1999 | 354 | 1 | 0.2 | 0 | #DIV/0! | #DIV/0! | #DIV/0! | #DIV/0! | #DIV/0! | #DIV/0! | #DIV/0! | #DIV/0! | #DIV/0! | #DIV/0! | #DIV/0! | #DIV/0! | #DIV/0! | #DIV/0! | #DIV/0! | #DIV/0! | #DIV/0! | #DIV/0! | #DIV/0! | #DIV/0! | 354 | 0 | 0 | 0 | 0 | 0
12 | 21 | 1999 | 355 | 2 | 0.02 | 0 | #DIV/0! | #DIV/0! | #DIV/0! | #DIV/0! | #DIV/0! | #DIV/0! | #DIV/0! | #DIV/0! | #DIV/0! | #DIV/0! | #DIV/0! | #DIV/0! | #DIV/0! | #DIV/0! | #DIV/0! | #DIV/0! | #DIV/0! | #DIV/0! | #DIV/0! | #DIV/0! | 355 | 0 | 0 | 0 | 0 | 0
12 | 22 | 1999 | 356 | 3 | 0.03 | 0 | #DIV/0! | #DIV/0! | #DIV/0! | #DIV/0! | #DIV/0! | #DIV/0! | #DIV/0! | #DIV/0! | #DIV/0! | #DIV/0! | #DIV/0! | #DIV/0! | #DIV/0! | #DIV/0! | #DIV/0! | #DIV/0! | #DIV/0! | #DIV/0! | #DIV/0! | #DIV/0! | 356 | 0 | 0 | 0 | 0 | 0
12 | 23 | 1999 | 357 | 4 | 0 | 0 | #DIV/0! | #DIV/0! | #DIV/0! | #DIV/0! | #DIV/0! | #DIV/0! | #DIV/0! | #DIV/0! | #DIV/0! | #DIV/0! | #DIV/0! | #DIV/0! | #DIV/0! | #DIV/0! | #DIV/0! | #DIV/0! | #DIV/0! | #DIV/0! | #DIV/0! | #DIV/0! | 357 | 0 | 0 | 0 | 0 | 0
12 | 24 | 1999 | 358 | 5 | 0 | 0 | #DIV/0! | #DIV/0! | #DIV/0! | #DIV/0! | #DIV/0! | #DIV/0! | #DIV/0! | #DIV/0! | #DIV/0! | #DIV/0! | #DIV/0! | #DIV/0! | #DIV/0! | #DIV/0! | #DIV/0! | #DIV/0! | #DIV/0! | #DIV/0! | #DIV/0! | #DIV/0! | 358 | 0 | 0 | 0 | 0 | 0
12 | 25 | 1999 | 359 | 6 | 0 | 0 | #DIV/0! | #DIV/0! | #DIV/0! | #DIV/0! | #DIV/0! | #DIV/0! | #DIV/0! | #DIV/0! | #DIV/0! | #DIV/0! | #DIV/0! | #DIV/0! | #DIV/0! | #DIV/0! | #DIV/0! | #DIV/0! | #DIV/0! | #DIV/0! | #DIV/0! | #DIV/0! | 359 | 0 | 0 | 0 | 0 | 0
12 | 26 | 1999 | 360 | 7 | 0 | 0 | #DIV/0! | #DIV/0! | #DIV/0! | #DIV/0! | #DIV/0! | #DIV/0! | #DIV/0! | #DIV/0! | #DIV/0! | #DIV/0! | #DIV/0! | #DIV/0! | #DIV/0! | #DIV/0! | #DIV/0! | #DIV/0! | #DIV/0! | #DIV/0! | #DIV/0! | #DIV/0! | 360 | 0 | 0 | 0 | 0 | 0
12 | 27 | 1999 | 361 | 1 | 0 | 0 | #DIV/0! | #DIV/0! | #DIV/0! | #DIV/0! | #DIV/0! | #DIV/0! | #DIV/0! | #DIV/0! | #DIV/0! | #DIV/0! | #DIV/0! | #DIV/0! | #DIV/0! | #DIV/0! | #DIV/0! | #DIV/0! | #DIV/0! | #DIV/0! | #DIV/0! | #DIV/0! | 361 | 0 | 0 | 0 | 0 | 0
12 | 28 | 1999 | 362 | 2 | 0 | 0 | #DIV/0! | #DIV/0! | #DIV/0! | #DIV/0! | #DIV/0! | #DIV/0! | #DIV/0! | #DIV/0! | #DIV/0! | #DIV/0! | #DIV/0! | #DIV/0! | #DIV/0! | #DIV/0! | #DIV/0! | #DIV/0! | #DIV/0! | #DIV/0! | #DIV/0! | #DIV/0! | 362 | 0 | 0 | 0 | 0 | 0
12 | 29 | 1999 | 363 | 3 | 0 | 0 | #DIV/0! | #DIV/0! | #DIV/0! | #DIV/0! | #DIV/0! | #DIV/0! | #DIV/0! | #DIV/0! | #DIV/0! | #DIV/0! | #DIV/0! | #DIV/0! | #DIV/0! | #DIV/0! | #DIV/0! | #DIV/0! | #DIV/0! | #DIV/0! | #DIV/0! | #DIV/0! | 363 | 0 | 0 | 0 | 0 | 0
12 | 30 | 1999 | 364 | 4 | 0 | 0 | #DIV/0! | #DIV/0! | #DIV/0! | #DIV/0! | #DIV/0! | #DIV/0! | #DIV/0! | #DIV/0! | #DIV/0! | #DIV/0! | #DIV/0! | #DIV/0! | #DIV/0! | #DIV/0! | #DIV/0! | #DIV/0! | #DIV/0! | #DIV/0! | #DIV/0! | #DIV/0! | 364 | 0 | 0 | 0 | 0 | 0
12 | 31 | 1999 | 365 | 5 | 0 | 0 | #DIV/0! | #DIV/0! | #DIV/0! | #DIV/0! | #DIV/0! | #DIV/0! | #DIV/0! | #DIV/0! | #DIV/0! | #DIV/0! | #DIV/0! | #DIV/0! | #DIV/0! | #DIV/0! | #DIV/0! | #DIV/0! | #DIV/0! | #DIV/0! | #DIV/0! | #DIV/0! | 365 | 0 | 0 | 0 | 0 | 0
1 | 1 | 2000 | 1 | 6 | 0 | 0 | #DIV/0! | #DIV/0! | #DIV/0! | #DIV/0! | #DIV/0! | #DIV/0! | #DIV/0! | #DIV/0! | #DIV/0! | #DIV/0! | #DIV/0! | #DIV/0! | #DIV/0! | #DIV/0! | #DIV/0! | #DIV/0! | #DIV/0! | #DIV/0! | #DIV/0! | #DIV/0! | 366 | 0 | 0 | 0 | 0 | 0
1 | 2 | 2000 | 2 | 7 | 0 | 0 | #DIV/0! | #DIV/0! | #DIV/0! | #DIV/0! | #DIV/0! | #DIV/0! | #DIV/0! | #DIV/0! | #DIV/0! | #DIV/0! | #DIV/0! | #DIV/0! | #DIV/0! | #DIV/0! | #DIV/0! | #DIV/0! | #DIV/0! | #DIV/0! | #DIV/0! | #DIV/0! | 367 | 0 | 0 | 0 | 0 | 0
1 | 3 | 2000 | 3 | 1 | 0 | 0 | #DIV/0! | #DIV/0! | #DIV/0! | #DIV/0! | #DIV/0! | #DIV/0! | #DIV/0! | #DIV/0! | #DIV/0! | #DIV/0! | #DIV/0! | #DIV/0! | #DIV/0! | #DIV/0! | #DIV/0! | #DIV/0! | #DIV/0! | #DIV/0! | #DIV/0! | #DIV/0! | 368 | 0 | 0 | 0 | 0 | 0
1 | 4 | 2000 | 4 | 2 | 0.91333 | 0 | #DIV/0! | #DIV/0! | #DIV/0! | #DIV/0! | #DIV/0! | #DIV/0! | #DIV/0! | #DIV/0! | #DIV/0! | #DIV/0! | #DIV/0! | #DIV/0! | #DIV/0! | #DIV/0! | #DIV/0! | #DIV/0! | #DIV/0! | #DIV/0! | #DIV/0! | #DIV/0! | 369 | 0 | 0 | 0 | 0 | 0
1 | 5 | 2000 | 5 | 3 | 0 | 0 | #DIV/0! | #DIV/0! | #DIV/0! | #DIV/0! | #DIV/0! | #DIV/0! | #DIV/0! | #DIV/0! | #DIV/0! | #DIV/0! | #DIV/0! | #DIV/0! | #DIV/0! | #DIV/0! | #DIV/0! | #DIV/0! | #DIV/0! | #DIV/0! | #DIV/0! | #DIV/0! | 370 | 0 | 0 | 0 | 0 | 0
1 | 6 | 2000 | 6 | 4 | 0 | 0 | #DIV/0! | #DIV/0! | #DIV/0! | #DIV/0! | #DIV/0! | #DIV/0! | #DIV/0! | #DIV/0! | #DIV/0! | #DIV/0! | #DIV/0! | #DIV/0! | #DIV/0! | #DIV/0! | #DIV/0! | #DIV/0! | #DIV/0! | #DIV/0! | #DIV/0! | #DIV/0! | 371 | 0 | 0 | 0 | 0 | 0
1 | 7 | 2000 | 7 | 5 | 0 | 0 | #DIV/0! | #DIV/0! | #DIV/0! | #DIV/0! | #DIV/0! | #DIV/0! | #DIV/0! | #DIV/0! | #DIV/0! | #DIV/0! | #DIV/0! | #DIV/0! | #DIV/0! | #DIV/0! | #DIV/0! | #DIV/0! | #DIV/0! | #DIV/0! | #DIV/0! | #DIV/0! | 372 | 0 | 0 | 0 | 0 | 0
1 | 8 | 2000 | 8 | 6 | 0 | 0 | #DIV/0! | #DIV/0! | #DIV/0! | #DIV/0! | #DIV/0! | #DIV/0! | #DIV/0! | #DIV/0! | #DIV/0! | #DIV/0! | #DIV/0! | #DIV/0! | #DIV/0! | #DIV/0! | #DIV/0! | #DIV/0! | #DIV/0! | #DIV/0! | #DIV/0! | #DIV/0! | 373 | 0 | 0 | 0 | 0 | 0
1 | 9 | 2000 | 9 | 7 | 0.0033333 | 0 | #DIV/0! | #DIV/0! | #DIV/0! | #DIV/0! | #DIV/0! | #DIV/0! | #DIV/0! | #DIV/0! | #DIV/0! | #DIV/0! | #DIV/0! | #DIV/0! | #DIV/0! | #DIV/0! | #DIV/0! | #DIV/0! | #DIV/0! | #DIV/0! | #DIV/0! | #DIV/0! | 374 | 0 | 0 | 0 | 0 | 0
1 | 10 | 2000 | 10 | 1 | 0.51667 | 0 | #DIV/0! | #DIV/0! | #DIV/0! | #DIV/0! | #DIV/0! | #DIV/0! | #DIV/0! | #DIV/0! | #DIV/0! | #DIV/0! | #DIV/0! | #DIV/0! | #DIV/0! | #DIV/0! | #DIV/0! | #DIV/0! | #DIV/0! | #DIV/0! | #DIV/0! | #DIV/0! | 375 | 0 | 0 | 0 | 0 | 0
1 | 11 | 2000 | 11 | 2 | 0.013333 | 0 | #DIV/0! | #DIV/0! | #DIV/0! | #DIV/0! | #DIV/0! | #DIV/0! | #DIV/0! | #DIV/0! | #DIV/0! | #DIV/0! | #DIV/0! | #DIV/0! | #DIV/0! | #DIV/0! | #DIV/0! | #DIV/0! | #DIV/0! | #DIV/0! | #DIV/0! | #DIV/0! | 376 | 0 | 0 | 0 | 0 | 0
1 | 12 | 2000 | 12 | 3 | 0 | 0 | #DIV/0! | #DIV/0! | #DIV/0! | #DIV/0! | #DIV/0! | #DIV/0! | #DIV/0! | #DIV/0! | #DIV/0! | #DIV/0! | #DIV/0! | #DIV/0! | #DIV/0! | #DIV/0! | #DIV/0! | #DIV/0! | #DIV/0! | #DIV/0! | #DIV/0! | #DIV/0! | 377 | 0 | 0 | 0 | 0 | 0
1 | 13 | 2000 | 13 | 4 | 0 | 0 | #DIV/0! | #DIV/0! | #DIV/0! | #DIV/0! | #DIV/0! | #DIV/0! | #DIV/0! | #DIV/0! | #DIV/0! | #DIV/0! | #DIV/0! | #DIV/0! | #DIV/0! | #DIV/0! | #DIV/0! | #DIV/0! | #DIV/0! | #DIV/0! | #DIV/0! | #DIV/0! | 378 | 0 | 0 | 0 | 0 | 0
1 | 14 | 2000 | 14 | 5 | 0 | 0 | #DIV/0! | #DIV/0! | #DIV/0! | #DIV/0! | #DIV/0! | #DIV/0! | #DIV/0! | #DIV/0! | #DIV/0! | #DIV/0! | #DIV/0! | #DIV/0! | #DIV/0! | #DIV/0! | #DIV/0! | #DIV/0! | #DIV/0! | #DIV/0! | #DIV/0! | #DIV/0! | 379 | 0 | 0 | 0 | 0 | 0
1 | 15 | 2000 | 15 | 6 | 0 | 0 | #DIV/0! | #DIV/0! | #DIV/0! | #DIV/0! | #DIV/0! | #DIV/0! | #DIV/0! | #DIV/0! | #DIV/0! | #DIV/0! | #DIV/0! | #DIV/0! | #DIV/0! | #DIV/0! | #DIV/0! | #DIV/0! | #DIV/0! | #DIV/0! | #DIV/0! | #DIV/0! | 380 | 0 | 0 | 0 | 0 | 0
1 | 16 | 2000 | 16 | 7 | 0 | 0 | #DIV/0! | #DIV/0! | #DIV/0! | #DIV/0! | #DIV/0! | #DIV/0! | #DIV/0! | #DIV/0! | #DIV/0! | #DIV/0! | #DIV/0! | #DIV/0! | #DIV/0! | #DIV/0! | #DIV/0! | #DIV/0! | #DIV/0! | #DIV/0! | #DIV/0! | #DIV/0! | 381 | 0 | 0 | 0 | 0 | 0
1 | 17 | 2000 | 17 | 1 | 0 | 0 | #DIV/0! | #DIV/0! | #DIV/0! | #DIV/0! | #DIV/0! | #DIV/0! | #DIV/0! | #DIV/0! | #DIV/0! | #DIV/0! | #DIV/0! | #DIV/0! | #DIV/0! | #DIV/0! | #DIV/0! | #DIV/0! | #DIV/0! | #DIV/0! | #DIV/0! | #DIV/0! | 382 | 0 | 0 | 0 | 0 | 0
1 | 18 | 2000 | 18 | 2 | 0 | 0 | #DIV/0! | #DIV/0! | #DIV/0! | #DIV/0! | #DIV/0! | #DIV/0! | #DIV/0! | #DIV/0! | #DIV/0! | #DIV/0! | #DIV/0! | #DIV/0! | #DIV/0! | #DIV/0! | #DIV/0! | #DIV/0! | #DIV/0! | #DIV/0! | #DIV/0! | #DIV/0! | 383 | 0 | 0 | 0 | 0 | 0
1 | 19 | 2000 | 19 | 3 | 0 | 0 | #DIV/0! | #DIV/0! | #DIV/0! | #DIV/0! | #DIV/0! | #DIV/0! | #DIV/0! | #DIV/0! | #DIV/0! | #DIV/0! | #DIV/0! | #DIV/0! | #DIV/0! | #DIV/0! | #DIV/0! | #DIV/0! | #DIV/0! | #DIV/0! | #DIV/0! | #DIV/0! | 384 | 0 | 0 | 0 | 0 | 0
1 | 20 | 2000 | 20 | 4 | 0.24 | 0 | #DIV/0! | #DIV/0! | #DIV/0! | #DIV/0! | #DIV/0! | #DIV/0! | #DIV/0! | #DIV/0! | #DIV/0! | #DIV/0! | #DIV/0! | #DIV/0! | #DIV/0! | #DIV/0! | #DIV/0! | #DIV/0! | #DIV/0! | #DIV/0! | #DIV/0! | #DIV/0! | 385 | 0 | 0 | 0 | 0 | 0
1 | 21 | 2000 | 21 | 5 | 0 | 0 | #DIV/0! | #DIV/0! | #DIV/0! | #DIV/0! | #DIV/0! | #DIV/0! | #DIV/0! | #DIV/0! | #DIV/0! | #DIV/0! | #DIV/0! | #DIV/0! | #DIV/0! | #DIV/0! | #DIV/0! | #DIV/0! | #DIV/0! | #DIV/0! | #DIV/0! | #DIV/0! | 386 | 0 | 0 | 0 | 0 | 0
1 | 22 | 2000 | 22 | 6 | 0 | 0 | #DIV/0! | #DIV/0! | #DIV/0! | #DIV/0! | #DIV/0! | #DIV/0! | #DIV/0! | #DIV/0! | #DIV/0! | #DIV/0! | #DIV/0! | #DIV/0! | #DIV/0! | #DIV/0! | #DIV/0! | #DIV/0! | #DIV/0! | #DIV/0! | #DIV/0! | #DIV/0! | 387 | 0 | 0 | 0 | 0 | 0
1 | 23 | 2000 | 23 | 7 | 0 | 0 | #DIV/0! | #DIV/0! | #DIV/0! | #DIV/0! | #DIV/0! | #DIV/0! | #DIV/0! | #DIV/0! | #DIV/0! | #DIV/0! | #DIV/0! | #DIV/0! | #DIV/0! | #DIV/0! | #DIV/0! | #DIV/0! | #DIV/0! | #DIV/0! | #DIV/0! | #DIV/0! | 388 | 0 | 0 | 0 | 0 | 0
1 | 24 | 2000 | 24 | 1 | 0 | 0 | #DIV/0! | #DIV/0! | #DIV/0! | #DIV/0! | #DIV/0! | #DIV/0! | #DIV/0! | #DIV/0! | #DIV/0! | #DIV/0! | #DIV/0! | #DIV/0! | #DIV/0! | #DIV/0! | #DIV/0! | #DIV/0! | #DIV/0! | #DIV/0! | #DIV/0! | #DIV/0! | 389 | 0 | 0 | 0 | 0 | 0
1 | 25 | 2000 | 25 | 2 | 0.91 | 0 | #DIV/0! | #DIV/0! | #DIV/0! | #DIV/0! | #DIV/0! | #DIV/0! | #DIV/0! | #DIV/0! | #DIV/0! | #DIV/0! | #DIV/0! | #DIV/0! | #DIV/0! | #DIV/0! | #DIV/0! | #DIV/0! | #DIV/0! | #DIV/0! | #DIV/0! | #DIV/0! | 390 | 0 | 0 | 0 | 0 | 0
1 | 26 | 2000 | 26 | 3 | 0 | 0 | #DIV/0! | #DIV/0! | #DIV/0! | #DIV/0! | #DIV/0! | #DIV/0! | #DIV/0! | #DIV/0! | #DIV/0! | #DIV/0! | #DIV/0! | #DIV/0! | #DIV/0! | #DIV/0! | #DIV/0! | #DIV/0! | #DIV/0! | #DIV/0! | #DIV/0! | #DIV/0! | 391 | 0 | 0 | 0 | 0 | 0
1 | 27 | 2000 | 27 | 4 | 0 | 0 | #DIV/0! | #DIV/0! | #DIV/0! | #DIV/0! | #DIV/0! | #DIV/0! | #DIV/0! | #DIV/0! | #DIV/0! | #DIV/0! | #DIV/0! | #DIV/0! | #DIV/0! | #DIV/0! | #DIV/0! | #DIV/0! | #DIV/0! | #DIV/0! | #DIV/0! | #DIV/0! | 392 | 0 | 0 | 0 | 0 | 0
1 | 28 | 2000 | 28 | 5 | 0 | 0 | #DIV/0! | #DIV/0! | #DIV/0! | #DIV/0! | #DIV/0! | #DIV/0! | #DIV/0! | #DIV/0! | #DIV/0! | #DIV/0! | #DIV/0! | #DIV/0! | #DIV/0! | #DIV/0! | #DIV/0! | #DIV/0! | #DIV/0! | #DIV/0! | #DIV/0! | #DIV/0! | 393 | 0 | 0 | 0 | 0 | 0
1 | 29 | 2000 | 29 | 6 | 0 | 0 | #DIV/0! | #DIV/0! | #DIV/0! | #DIV/0! | #DIV/0! | #DIV/0! | #DIV/0! | #DIV/0! | #DIV/0! | #DIV/0! | #DIV/0! | #DIV/0! | #DIV/0! | #DIV/0! | #DIV/0! | #DIV/0! | #DIV/0! | #DIV/0! | #DIV/0! | #DIV/0! | 394 | 0 | 0 | 0 | 0 | 0
1 | 30 | 2000 | 30 | 7 | 0.67 | 0 | #DIV/0! | #DIV/0! | #DIV/0! | #DIV/0! | #DIV/0! | #DIV/0! | #DIV/0! | #DIV/0! | #DIV/0! | #DIV/0! | #DIV/0! | #DIV/0! | #DIV/0! | #DIV/0! | #DIV/0! | #DIV/0! | #DIV/0! | #DIV/0! | #DIV/0! | #DIV/0! | 395 | 0 | 0 | 0 | 0 | 0
1 | 31 | 2000 | 31 | 1 | 0 | 0 | #DIV/0! | #DIV/0! | #DIV/0! | #DIV/0! | #DIV/0! | #DIV/0! | #DIV/0! | #DIV/0! | #DIV/0! | #DIV/0! | #DIV/0! | #DIV/0! | #DIV/0! | #DIV/0! | #DIV/0! | #DIV/0! | #DIV/0! | #DIV/0! | #DIV/0! | #DIV/0! | 396 | 0 | 0 | 0 | 0 | 0
2 | 1 | 2000 | 32 | 2 | 0 | 0 | #DIV/0! | #DIV/0! | #DIV/0! | #DIV/0! | #DIV/0! | #DIV/0! | #DIV/0! | #DIV/0! | #DIV/0! | #DIV/0! | #DIV/0! | #DIV/0! | #DIV/0! | #DIV/0! | #DIV/0! | #DIV/0! | #DIV/0! | #DIV/0! | #DIV/0! | #DIV/0! | 397 | 0 | 0 | 0 | 0 | 0
2 | 2 | 2000 | 33 | 3 | 0 | 0 | #DIV/0! | #DIV/0! | #DIV/0! | #DIV/0! | #DIV/0! | #DIV/0! | #DIV/0! | #DIV/0! | #DIV/0! | #DIV/0! | #DIV/0! | #DIV/0! | #DIV/0! | #DIV/0! | #DIV/0! | #DIV/0! | #DIV/0! | #DIV/0! | #DIV/0! | #DIV/0! | 398 | 0 | 0 | 0 | 0 | 0
2 | 3 | 2000 | 34 | 4 | 0 | 0 | #DIV/0! | #DIV/0! | #DIV/0! | #DIV/0! | #DIV/0! | #DIV/0! | #DIV/0! | #DIV/0! | #DIV/0! | #DIV/0! | #DIV/0! | #DIV/0! | #DIV/0! | #DIV/0! | #DIV/0! | #DIV/0! | #DIV/0! | #DIV/0! | #DIV/0! | #DIV/0! | 399 | 0 | 0 | 0 | 0 | 0
2 | 4 | 2000 | 35 | 5 | 0.023333 | 0 | #DIV/0! | #DIV/0! | #DIV/0! | #DIV/0! | #DIV/0! | #DIV/0! | #DIV/0! | #DIV/0! | #DIV/0! | #DIV/0! | #DIV/0! | #DIV/0! | #DIV/0! | #DIV/0! | #DIV/0! | #DIV/0! | #DIV/0! | #DIV/0! | #DIV/0! | #DIV/0! | 400 | 0 | 0 | 0 | 0 | 0
2 | 5 | 2000 | 36 | 6 | 0 | 0 | #DIV/0! | #DIV/0! | #DIV/0! | #DIV/0! | #DIV/0! | #DIV/0! | #DIV/0! | #DIV/0! | #DIV/0! | #DIV/0! | #DIV/0! | #DIV/0! | #DIV/0! | #DIV/0! | #DIV/0! | #DIV/0! | #DIV/0! | #DIV/0! | #DIV/0! | #DIV/0! | 401 | 0 | 0 | 0 | 0 | 0
2 | 6 | 2000 | 37 | 7 | 0 | 0 | #DIV/0! | #DIV/0! | #DIV/0! | #DIV/0! | #DIV/0! | #DIV/0! | #DIV/0! | #DIV/0! | #DIV/0! | #DIV/0! | #DIV/0! | #DIV/0! | #DIV/0! | #DIV/0! | #DIV/0! | #DIV/0! | #DIV/0! | #DIV/0! | #DIV/0! | #DIV/0! | 402 | 0 | 0 | 0 | 0 | 0
2 | 7 | 2000 | 38 | 1 | 0 | 0 | #DIV/0! | #DIV/0! | #DIV/0! | #DIV/0! | #DIV/0! | #DIV/0! | #DIV/0! | #DIV/0! | #DIV/0! | #DIV/0! | #DIV/0! | #DIV/0! | #DIV/0! | #DIV/0! | #DIV/0! | #DIV/0! | #DIV/0! | #DIV/0! | #DIV/0! | #DIV/0! | 403 | 0 | 0 | 0 | 0 | 0
2 | 8 | 2000 | 39 | 2 | 0 | 0 | #DIV/0! | #DIV/0! | #DIV/0! | #DIV/0! | #DIV/0! | #DIV/0! | #DIV/0! | #DIV/0! | #DIV/0! | #DIV/0! | #DIV/0! | #DIV/0! | #DIV/0! | #DIV/0! | #DIV/0! | #DIV/0! | #DIV/0! | #DIV/0! | #DIV/0! | #DIV/0! | 404 | 0 | 0 | 0 | 0 | 0
2 | 9 | 2000 | 40 | 3 | 0 | 0 | #DIV/0! | #DIV/0! | #DIV/0! | #DIV/0! | #DIV/0! | #DIV/0! | #DIV/0! | #DIV/0! | #DIV/0! | #DIV/0! | #DIV/0! | #DIV/0! | #DIV/0! | #DIV/0! | #DIV/0! | #DIV/0! | #DIV/0! | #DIV/0! | #DIV/0! | #DIV/0! | 405 | 0 | 0 | 0 | 0 | 0
2 | 10 | 2000 | 41 | 4 | 0 | 0 | #DIV/0! | #DIV/0! | #DIV/0! | #DIV/0! | #DIV/0! | #DIV/0! | #DIV/0! | #DIV/0! | #DIV/0! | #DIV/0! | #DIV/0! | #DIV/0! | #DIV/0! | #DIV/0! | #DIV/0! | #DIV/0! | #DIV/0! | #DIV/0! | #DIV/0! | #DIV/0! | 406 | 0 | 0 | 0 | 0 | 0
2 | 11 | 2000 | 42 | 5 | 0.0066667 | 0 | #DIV/0! | #DIV/0! | #DIV/0! | #DIV/0! | #DIV/0! | #DIV/0! | #DIV/0! | #DIV/0! | #DIV/0! | #DIV/0! | #DIV/0! | #DIV/0! | #DIV/0! | #DIV/0! | #DIV/0! | #DIV/0! | #DIV/0! | #DIV/0! | #DIV/0! | #DIV/0! | 407 | 0 | 0 | 0 | 0 | 0
2 | 12 | 2000 | 43 | 6 | 0 | 0 | #DIV/0! | #DIV/0! | #DIV/0! | #DIV/0! | #DIV/0! | #DIV/0! | #DIV/0! | #DIV/0! | #DIV/0! | #DIV/0! | #DIV/0! | #DIV/0! | #DIV/0! | #DIV/0! | #DIV/0! | #DIV/0! | #DIV/0! | #DIV/0! | #DIV/0! | #DIV/0! | 408 | 0 | 0 | 0 | 0 | 0
2 | 13 | 2000 | 44 | 7 | 0.036667 | 0 | #DIV/0! | #DIV/0! | #DIV/0! | #DIV/0! | #DIV/0! | #DIV/0! | #DIV/0! | #DIV/0! | #DIV/0! | #DIV/0! | #DIV/0! | #DIV/0! | #DIV/0! | #DIV/0! | #DIV/0! | #DIV/0! | #DIV/0! | #DIV/0! | #DIV/0! | #DIV/0! | 409 | 0 | 0 | 0 | 0 | 0
2 | 14 | 2000 | 45 | 1 | 0.19 | 0 | #DIV/0! | #DIV/0! | #DIV/0! | #DIV/0! | #DIV/0! | #DIV/0! | #DIV/0! | #DIV/0! | #DIV/0! | #DIV/0! | #DIV/0! | #DIV/0! | #DIV/0! | #DIV/0! | #DIV/0! | #DIV/0! | #DIV/0! | #DIV/0! | #DIV/0! | #DIV/0! | 410 | 0 | 0 | 0 | 0 | 0
2 | 15 | 2000 | 46 | 2 | 0 | 0 | #DIV/0! | #DIV/0! | #DIV/0! | #DIV/0! | #DIV/0! | #DIV/0! | #DIV/0! | #DIV/0! | #DIV/0! | #DIV/0! | #DIV/0! | #DIV/0! | #DIV/0! | #DIV/0! | #DIV/0! | #DIV/0! | #DIV/0! | #DIV/0! | #DIV/0! | #DIV/0! | 411 | 0 | 0 | 0 | 0 | 0
2 | 16 | 2000 | 47 | 3 | 0.0033333 | 0 | #DIV/0! | #DIV/0! | #DIV/0! | #DIV/0! | #DIV/0! | #DIV/0! | #DIV/0! | #DIV/0! | #DIV/0! | #DIV/0! | #DIV/0! | #DIV/0! | #DIV/0! | #DIV/0! | #DIV/0! | #DIV/0! | #DIV/0! | #DIV/0! | #DIV/0! | #DIV/0! | 412 | 0 | 0 | 0 | 0 | 0
2 | 17 | 2000 | 48 | 4 | 0 | 0 | #DIV/0! | #DIV/0! | #DIV/0! | #DIV/0! | #DIV/0! | #DIV/0! | #DIV/0! | #DIV/0! | #DIV/0! | #DIV/0! | #DIV/0! | #DIV/0! | #DIV/0! | #DIV/0! | #DIV/0! | #DIV/0! | #DIV/0! | #DIV/0! | #DIV/0! | #DIV/0! | 413 | 0 | 0 | 0 | 0 | 0
2 | 18 | 2000 | 49 | 5 | 0.75333 | 0 | #DIV/0! | #DIV/0! | #DIV/0! | #DIV/0! | #DIV/0! | #DIV/0! | #DIV/0! | #DIV/0! | #DIV/0! | #DIV/0! | #DIV/0! | #DIV/0! | #DIV/0! | #DIV/0! | #DIV/0! | #DIV/0! | #DIV/0! | #DIV/0! | #DIV/0! | #DIV/0! | 414 | 0 | 0 | 0 | 0 | 0
2 | 19 | 2000 | 50 | 6 | 0.22 | 0 | #DIV/0! | #DIV/0! | #DIV/0! | #DIV/0! | #DIV/0! | #DIV/0! | #DIV/0! | #DIV/0! | #DIV/0! | #DIV/0! | #DIV/0! | #DIV/0! | #DIV/0! | #DIV/0! | #DIV/0! | #DIV/0! | #DIV/0! | #DIV/0! | #DIV/0! | #DIV/0! | 415 | 0 | 0 | 0 | 0 | 0
2 | 20 | 2000 | 51 | 7 | 0 | 0 | #DIV/0! | #DIV/0! | #DIV/0! | #DIV/0! | #DIV/0! | #DIV/0! | #DIV/0! | #DIV/0! | #DIV/0! | #DIV/0! | #DIV/0! | #DIV/0! | #DIV/0! | #DIV/0! | #DIV/0! | #DIV/0! | #DIV/0! | #DIV/0! | #DIV/0! | #DIV/0! | 416 | 0 | 0 | 0 | 0 | 0
2 | 21 | 2000 | 52 | 1 | 0 | 0 | #DIV/0! | #DIV/0! | #DIV/0! | #DIV/0! | #DIV/0! | #DIV/0! | #DIV/0! | #DIV/0! | #DIV/0! | #DIV/0! | #DIV/0! | #DIV/0! | #DIV/0! | #DIV/0! | #DIV/0! | #DIV/0! | #DIV/0! | #DIV/0! | #DIV/0! | #DIV/0! | 417 | 0 | 0 | 0 | 0 | 0
2 | 22 | 2000 | 53 | 2 | 0 | 0 | #DIV/0! | #DIV/0! | #DIV/0! | #DIV/0! | #DIV/0! | #DIV/0! | #DIV/0! | #DIV/0! | #DIV/0! | #DIV/0! | #DIV/0! | #DIV/0! | #DIV/0! | #DIV/0! | #DIV/0! | #DIV/0! | #DIV/0! | #DIV/0! | #DIV/0! | #DIV/0! | 418 | 0 | 0 | 0 | 0 | 0
2 | 23 | 2000 | 54 | 3 | 0 | 0 | #DIV/0! | #DIV/0! | #DIV/0! | #DIV/0! | #DIV/0! | #DIV/0! | #DIV/0! | #DIV/0! | #DIV/0! | #DIV/0! | #DIV/0! | #DIV/0! | #DIV/0! | #DIV/0! | #DIV/0! | #DIV/0! | #DIV/0! | #DIV/0! | #DIV/0! | #DIV/0! | 419 | 0 | 0 | 0 | 0 | 0
2 | 24 | 2000 | 55 | 4 | 0 | 0 | #DIV/0! | #DIV/0! | #DIV/0! | #DIV/0! | #DIV/0! | #DIV/0! | #DIV/0! | #DIV/0! | #DIV/0! | #DIV/0! | #DIV/0! | #DIV/0! | #DIV/0! | #DIV/0! | #DIV/0! | #DIV/0! | #DIV/0! | #DIV/0! | #DIV/0! | #DIV/0! | 420 | 0 | 0 | 0 | 0 | 0
2 | 25 | 2000 | 56 | 5 | 0 | 0 | #DIV/0! | #DIV/0! | #DIV/0! | #DIV/0! | #DIV/0! | #DIV/0! | #DIV/0! | #DIV/0! | #DIV/0! | #DIV/0! | #DIV/0! | #DIV/0! | #DIV/0! | #DIV/0! | #DIV/0! | #DIV/0! | #DIV/0! | #DIV/0! | #DIV/0! | #DIV/0! | 421 | 0 | 0 | 0 | 0 | 0
2 | 26 | 2000 | 57 | 6 | 0 | 0 | #DIV/0! | #DIV/0! | #DIV/0! | #DIV/0! | #DIV/0! | #DIV/0! | #DIV/0! | #DIV/0! | #DIV/0! | #DIV/0! | #DIV/0! | #DIV/0! | #DIV/0! | #DIV/0! | #DIV/0! | #DIV/0! | #DIV/0! | #DIV/0! | #DIV/0! | #DIV/0! | 422 | 0 | 0 | 0 | 0 | 0
2 | 27 | 2000 | 58 | 7 | 0.62 | 0 | #DIV/0! | #DIV/0! | #DIV/0! | #DIV/0! | #DIV/0! | #DIV/0! | #DIV/0! | #DIV/0! | #DIV/0! | #DIV/0! | #DIV/0! | #DIV/0! | #DIV/0! | #DIV/0! | #DIV/0! | #DIV/0! | #DIV/0! | #DIV/0! | #DIV/0! | #DIV/0! | 423 | 0 | 0 | 0 | 0 | 0
2 | 28 | 2000 | 59 | 1 | 0.14333 | 0 | #DIV/0! | #DIV/0! | #DIV/0! | #DIV/0! | #DIV/0! | #DIV/0! | #DIV/0! | #DIV/0! | #DIV/0! | #DIV/0! | #DIV/0! | #DIV/0! | #DIV/0! | #DIV/0! | #DIV/0! | #DIV/0! | #DIV/0! | #DIV/0! | #DIV/0! | #DIV/0! | 424 | 0 | 0 | 0 | 0 | 0
2 | 29 | 2000 | 60 | 2 | 0 | 0 | #DIV/0! | #DIV/0! | #DIV/0! | #DIV/0! | #DIV/0! | #DIV/0! | #DIV/0! | #DIV/0! | #DIV/0! | #DIV/0! | #DIV/0! | #DIV/0! | #DIV/0! | #DIV/0! | #DIV/0! | #DIV/0! | #DIV/0! | #DIV/0! | #DIV/0! | #DIV/0! | 425 | 0 | 0 | 0 | 0 | 0
3 | 1 | 2000 | 61 | 3 | 0.0066667 | 0 | #DIV/0! | #DIV/0! | #DIV/0! | #DIV/0! | #DIV/0! | #DIV/0! | #DIV/0! | #DIV/0! | #DIV/0! | #DIV/0! | #DIV/0! | #DIV/0! | #DIV/0! | #DIV/0! | #DIV/0! | #DIV/0! | #DIV/0! | #DIV/0! | #DIV/0! | #DIV/0! | 426 | 0 | 0 | 0 | 0 | 0
3 | 2 | 2000 | 62 | 4 | 0 | 0 | #DIV/0! | #DIV/0! | #DIV/0! | #DIV/0! | #DIV/0! | #DIV/0! | #DIV/0! | #DIV/0! | #DIV/0! | #DIV/0! | #DIV/0! | #DIV/0! | #DIV/0! | #DIV/0! | #DIV/0! | #DIV/0! | #DIV/0! | #DIV/0! | #DIV/0! | #DIV/0! | 427 | 0 | 0 | 0 | 0 | 0
3 | 3 | 2000 | 63 | 5 | 0 | 0 | #DIV/0! | #DIV/0! | #DIV/0! | #DIV/0! | #DIV/0! | #DIV/0! | #DIV/0! | #DIV/0! | #DIV/0! | #DIV/0! | #DIV/0! | #DIV/0! | #DIV/0! | #DIV/0! | #DIV/0! | #DIV/0! | #DIV/0! | #DIV/0! | #DIV/0! | #DIV/0! | 428 | 0 | 0 | 0 | 0 | 0
3 | 4 | 2000 | 64 | 6 | 0 | 0 | #DIV/0! | #DIV/0! | #DIV/0! | #DIV/0! | #DIV/0! | #DIV/0! | #DIV/0! | #DIV/0! | #DIV/0! | #DIV/0! | #DIV/0! | #DIV/0! | #DIV/0! | #DIV/0! | #DIV/0! | #DIV/0! | #DIV/0! | #DIV/0! | #DIV/0! | #DIV/0! | 429 | 0 | 0 | 0 | 0 | 0
3 | 5 | 2000 | 65 | 7 | 0 | 0 | #DIV/0! | #DIV/0! | #DIV/0! | #DIV/0! | #DIV/0! | #DIV/0! | #DIV/0! | #DIV/0! | #DIV/0! | #DIV/0! | #DIV/0! | #DIV/0! | #DIV/0! | #DIV/0! | #DIV/0! | #DIV/0! | #DIV/0! | #DIV/0! | #DIV/0! | #DIV/0! | 430 | 0 | 0 | 0 | 0 | 0
3 | 6 | 2000 | 66 | 1 | 0 | 0 | #DIV/0! | #DIV/0! | #DIV/0! | #DIV/0! | #DIV/0! | #DIV/0! | #DIV/0! | #DIV/0! | #DIV/0! | #DIV/0! | #DIV/0! | #DIV/0! | #DIV/0! | #DIV/0! | #DIV/0! | #DIV/0! | #DIV/0! | #DIV/0! | #DIV/0! | #DIV/0! | 431 | 0 | 0 | 0 | 0 | 0
3 | 7 | 2000 | 67 | 2 | 0 | 0 | #DIV/0! | #DIV/0! | #DIV/0! | #DIV/0! | #DIV/0! | #DIV/0! | #DIV/0! | #DIV/0! | #DIV/0! | #DIV/0! | #DIV/0! | #DIV/0! | #DIV/0! | #DIV/0! | #DIV/0! | #DIV/0! | #DIV/0! | #DIV/0! | #DIV/0! | #DIV/0! | 432 | 0 | 0 | 0 | 0 | 0
3 | 8 | 2000 | 68 | 3 | 0 | 0 | #DIV/0! | #DIV/0! | #DIV/0! | #DIV/0! | #DIV/0! | #DIV/0! | #DIV/0! | #DIV/0! | #DIV/0! | #DIV/0! | #DIV/0! | #DIV/0! | #DIV/0! | #DIV/0! | #DIV/0! | #DIV/0! | #DIV/0! | #DIV/0! | #DIV/0! | #DIV/0! | 433 | 0 | 0 | 0 | 0 | 0
3 | 9 | 2000 | 69 | 4 | 0 | 0 | #DIV/0! | #DIV/0! | #DIV/0! | #DIV/0! | #DIV/0! | #DIV/0! | #DIV/0! | #DIV/0! | #DIV/0! | #DIV/0! | #DIV/0! | #DIV/0! | #DIV/0! | #DIV/0! | #DIV/0! | #DIV/0! | #DIV/0! | #DIV/0! | #DIV/0! | #DIV/0! | 434 | 0 | 0 | 0 | 0 | 0
3 | 10 | 2000 | 70 | 5 | 0 | 0 | #DIV/0! | #DIV/0! | #DIV/0! | #DIV/0! | #DIV/0! | #DIV/0! | #DIV/0! | #DIV/0! | #DIV/0! | #DIV/0! | #DIV/0! | #DIV/0! | #DIV/0! | #DIV/0! | #DIV/0! | #DIV/0! | #DIV/0! | #DIV/0! | #DIV/0! | #DIV/0! | 435 | 0 | 0 | 0 | 0 | 0
3 | 11 | 2000 | 71 | 6 | 0.24 | 0 | #DIV/0! | #DIV/0! | #DIV/0! | #DIV/0! | #DIV/0! | #DIV/0! | #DIV/0! | #DIV/0! | #DIV/0! | #DIV/0! | #DIV/0! | #DIV/0! | #DIV/0! | #DIV/0! | #DIV/0! | #DIV/0! | #DIV/0! | #DIV/0! | #DIV/0! | #DIV/0! | 436 | 0 | 0 | 0 | 0 | 0
3 | 12 | 2000 | 72 | 7 | 0.13 | 0 | #DIV/0! | #DIV/0! | #DIV/0! | #DIV/0! | #DIV/0! | #DIV/0! | #DIV/0! | #DIV/0! | #DIV/0! | #DIV/0! | #DIV/0! | #DIV/0! | #DIV/0! | #DIV/0! | #DIV/0! | #DIV/0! | #DIV/0! | #DIV/0! | #DIV/0! | #DIV/0! | 437 | 0 | 0 | 0 | 0 | 0
3 | 13 | 2000 | 73 | 1 | 0 | 0 | #DIV/0! | #DIV/0! | #DIV/0! | #DIV/0! | #DIV/0! | #DIV/0! | #DIV/0! | #DIV/0! | #DIV/0! | #DIV/0! | #DIV/0! | #DIV/0! | #DIV/0! | #DIV/0! | #DIV/0! | #DIV/0! | #DIV/0! | #DIV/0! | #DIV/0! | #DIV/0! | 438 | 0 | 0 | 0 | 0 | 0
3 | 14 | 2000 | 74 | 2 | 0 | 0 | #DIV/0! | #DIV/0! | #DIV/0! | #DIV/0! | #DIV/0! | #DIV/0! | #DIV/0! | #DIV/0! | #DIV/0! | #DIV/0! | #DIV/0! | #DIV/0! | #DIV/0! | #DIV/0! | #DIV/0! | #DIV/0! | #DIV/0! | #DIV/0! | #DIV/0! | #DIV/0! | 439 | 0 | 0 | 0 | 0 | 0
3 | 15 | 2000 | 75 | 3 | 0 | 0 | #DIV/0! | #DIV/0! | #DIV/0! | #DIV/0! | #DIV/0! | #DIV/0! | #DIV/0! | #DIV/0! | #DIV/0! | #DIV/0! | #DIV/0! | #DIV/0! | #DIV/0! | #DIV/0! | #DIV/0! | #DIV/0! | #DIV/0! | #DIV/0! | #DIV/0! | #DIV/0! | 440 | 0 | 0 | 0 | 0 | 0
3 | 16 | 2000 | 76 | 4 | 0.35667 | 0 | #DIV/0! | #DIV/0! | #DIV/0! | #DIV/0! | #DIV/0! | #DIV/0! | #DIV/0! | #DIV/0! | #DIV/0! | #DIV/0! | #DIV/0! | #DIV/0! | #DIV/0! | #DIV/0! | #DIV/0! | #DIV/0! | #DIV/0! | #DIV/0! | #DIV/0! | #DIV/0! | 441 | 0 | 0 | 0 | 0 | 0
3 | 17 | 2000 | 77 | 5 | 0.10333 | 0 | #DIV/0! | #DIV/0! | #DIV/0! | #DIV/0! | #DIV/0! | #DIV/0! | #DIV/0! | #DIV/0! | #DIV/0! | #DIV/0! | #DIV/0! | #DIV/0! | #DIV/0! | #DIV/0! | #DIV/0! | #DIV/0! | #DIV/0! | #DIV/0! | #DIV/0! | #DIV/0! | 442 | 0 | 0 | 0 | 0 | 0
3 | 18 | 2000 | 78 | 6 | 0 | 0 | #DIV/0! | #DIV/0! | #DIV/0! | #DIV/0! | #DIV/0! | #DIV/0! | #DIV/0! | #DIV/0! | #DIV/0! | #DIV/0! | #DIV/0! | #DIV/0! | #DIV/0! | #DIV/0! | #DIV/0! | #DIV/0! | #DIV/0! | #DIV/0! | #DIV/0! | #DIV/0! | 443 | 0 | 0 | 0 | 0 | 0
3 | 19 | 2000 | 79 | 7 | 0 | 0 | #DIV/0! | #DIV/0! | #DIV/0! | #DIV/0! | #DIV/0! | #DIV/0! | #DIV/0! | #DIV/0! | #DIV/0! | #DIV/0! | #DIV/0! | #DIV/0! | #DIV/0! | #DIV/0! | #DIV/0! | #DIV/0! | #DIV/0! | #DIV/0! | #DIV/0! | #DIV/0! | 444 | 0 | 0 | 0 | 0 | 0
3 | 20 | 2000 | 80 | 1 | 0.036667 | 0 | #DIV/0! | #DIV/0! | #DIV/0! | #DIV/0! | #DIV/0! | #DIV/0! | #DIV/0! | #DIV/0! | #DIV/0! | #DIV/0! | #DIV/0! | #DIV/0! | #DIV/0! | #DIV/0! | #DIV/0! | #DIV/0! | #DIV/0! | #DIV/0! | #DIV/0! | #DIV/0! | 445 | 0 | 0 | 0 | 0 | 0
3 | 21 | 2000 | 81 | 2 | 1.6267 | 0 | #DIV/0! | #DIV/0! | #DIV/0! | #DIV/0! | #DIV/0! | #DIV/0! | #DIV/0! | #DIV/0! | #DIV/0! | #DIV/0! | #DIV/0! | #DIV/0! | #DIV/0! | #DIV/0! | #DIV/0! | #DIV/0! | #DIV/0! | #DIV/0! | #DIV/0! | #DIV/0! | 446 | 0 | 0 | 0 | 0 | 0
3 | 22 | 2000 | 82 | 3 | 0.25333 | 0 | #DIV/0! | #DIV/0! | #DIV/0! | #DIV/0! | #DIV/0! | #DIV/0! | #DIV/0! | #DIV/0! | #DIV/0! | #DIV/0! | #DIV/0! | #DIV/0! | #DIV/0! | #DIV/0! | #DIV/0! | #DIV/0! | #DIV/0! | #DIV/0! | #DIV/0! | #DIV/0! | 447 | 0 | 0 | 0 | 0 | 0
3 | 23 | 2000 | 83 | 4 | 0 | 0 | #DIV/0! | #DIV/0! | #DIV/0! | #DIV/0! | #DIV/0! | #DIV/0! | #DIV/0! | #DIV/0! | #DIV/0! | #DIV/0! | #DIV/0! | #DIV/0! | #DIV/0! | #DIV/0! | #DIV/0! | #DIV/0! | #DIV/0! | #DIV/0! | #DIV/0! | #DIV/0! | 448 | 0 | 0 | 0 | 0 | 0
3 | 24 | 2000 | 84 | 5 | 0 | 0 | #DIV/0! | #DIV/0! | #DIV/0! | #DIV/0! | #DIV/0! | #DIV/0! | #DIV/0! | #DIV/0! | #DIV/0! | #DIV/0! | #DIV/0! | #DIV/0! | #DIV/0! | #DIV/0! | #DIV/0! | #DIV/0! | #DIV/0! | #DIV/0! | #DIV/0! | #DIV/0! | 449 | 0 | 0 | 0 | 0 | 0
3 | 25 | 2000 | 85 | 6 | 0.22 | 0 | #DIV/0! | #DIV/0! | #DIV/0! | #DIV/0! | #DIV/0! | #DIV/0! | #DIV/0! | #DIV/0! | #DIV/0! | #DIV/0! | #DIV/0! | #DIV/0! | #DIV/0! | #DIV/0! | #DIV/0! | #DIV/0! | #DIV/0! | #DIV/0! | #DIV/0! | #DIV/0! | 450 | 0 | 0 | 0 | 0 | 0
3 | 26 | 2000 | 86 | 7 | 0 | 0 | #DIV/0! | #DIV/0! | #DIV/0! | #DIV/0! | #DIV/0! | #DIV/0! | #DIV/0! | #DIV/0! | #DIV/0! | #DIV/0! | #DIV/0! | #DIV/0! | #DIV/0! | #DIV/0! | #DIV/0! | #DIV/0! | #DIV/0! | #DIV/0! | #DIV/0! | #DIV/0! | 451 | 0 | 0 | 0 | 0 | 0
3 | 27 | 2000 | 87 | 1 | 0.78667 | 0 | #DIV/0! | #DIV/0! | #DIV/0! | #DIV/0! | #DIV/0! | #DIV/0! | #DIV/0! | #DIV/0! | #DIV/0! | #DIV/0! | #DIV/0! | #DIV/0! | #DIV/0! | #DIV/0! | #DIV/0! | #DIV/0! | #DIV/0! | #DIV/0! | #DIV/0! | #DIV/0! | 452 | 0 | 0 | 0 | 0 | 0
3 | 28 | 2000 | 88 | 2 | 0.13333 | 0 | #DIV/0! | #DIV/0! | #DIV/0! | #DIV/0! | #DIV/0! | #DIV/0! | #DIV/0! | #DIV/0! | #DIV/0! | #DIV/0! | #DIV/0! | #DIV/0! | #DIV/0! | #DIV/0! | #DIV/0! | #DIV/0! | #DIV/0! | #DIV/0! | #DIV/0! | #DIV/0! | 453 | 0 | 0 | 0 | 0 | 0
3 | 29 | 2000 | 89 | 3 | 0 | 0 | #DIV/0! | #DIV/0! | #DIV/0! | #DIV/0! | #DIV/0! | #DIV/0! | #DIV/0! | #DIV/0! | #DIV/0! | #DIV/0! | #DIV/0! | #DIV/0! | #DIV/0! | #DIV/0! | #DIV/0! | #DIV/0! | #DIV/0! | #DIV/0! | #DIV/0! | #DIV/0! | 454 | 0 | 0 | 0 | 0 | 0
3 | 30 | 2000 | 90 | 4 | 0 | 0 | #DIV/0! | #DIV/0! | #DIV/0! | #DIV/0! | #DIV/0! | #DIV/0! | #DIV/0! | #DIV/0! | #DIV/0! | #DIV/0! | #DIV/0! | #DIV/0! | #DIV/0! | #DIV/0! | #DIV/0! | #DIV/0! | #DIV/0! | #DIV/0! | #DIV/0! | #DIV/0! | 455 | 0 | 0 | 0 | 0 | 0
3 | 31 | 2000 | 91 | 5 | 0 | 0 | #DIV/0! | #DIV/0! | #DIV/0! | #DIV/0! | #DIV/0! | #DIV/0! | #DIV/0! | #DIV/0! | #DIV/0! | #DIV/0! | #DIV/0! | #DIV/0! | #DIV/0! | #DIV/0! | #DIV/0! | #DIV/0! | #DIV/0! | #DIV/0! | #DIV/0! | #DIV/0! | 456 | 0 | 0 | 0 | 0 | 0
4 | 1 | 2000 | 92 | 6 | 0 | 0 | #DIV/0! | #DIV/0! | #DIV/0! | #DIV/0! | #DIV/0! | #DIV/0! | #DIV/0! | #DIV/0! | #DIV/0! | #DIV/0! | #DIV/0! | #DIV/0! | #DIV/0! | #DIV/0! | #DIV/0! | #DIV/0! | #DIV/0! | #DIV/0! | #DIV/0! | #DIV/0! | 457 | 0 | 0 | 0 | 0 | 0
4 | 2 | 2000 | 93 | 7 | 0.046667 | 0 | #DIV/0! | #DIV/0! | #DIV/0! | #DIV/0! | #DIV/0! | #DIV/0! | #DIV/0! | #DIV/0! | #DIV/0! | #DIV/0! | #DIV/0! | #DIV/0! | #DIV/0! | #DIV/0! | #DIV/0! | #DIV/0! | #DIV/0! | #DIV/0! | #DIV/0! | #DIV/0! | 458 | 0 | 0 | 0 | 0 | 0
4 | 3 | 2000 | 94 | 1 | 0.16333 | 0 | #DIV/0! | #DIV/0! | #DIV/0! | #DIV/0! | #DIV/0! | #DIV/0! | #DIV/0! | #DIV/0! | #DIV/0! | #DIV/0! | #DIV/0! | #DIV/0! | #DIV/0! | #DIV/0! | #DIV/0! | #DIV/0! | #DIV/0! | #DIV/0! | #DIV/0! | #DIV/0! | 459 | 0 | 0 | 0 | 0 | 0
4 | 4 | 2000 | 95 | 2 | 0.25333 | 0 | #DIV/0! | #DIV/0! | #DIV/0! | #DIV/0! | #DIV/0! | #DIV/0! | #DIV/0! | #DIV/0! | #DIV/0! | #DIV/0! | #DIV/0! | #DIV/0! | #DIV/0! | #DIV/0! | #DIV/0! | #DIV/0! | #DIV/0! | #DIV/0! | #DIV/0! | #DIV/0! | 460 | 0 | 0 | 0 | 0 | 0
4 | 5 | 2000 | 96 | 3 | 0 | 0 | #DIV/0! | #DIV/0! | #DIV/0! | #DIV/0! | #DIV/0! | #DIV/0! | #DIV/0! | #DIV/0! | #DIV/0! | #DIV/0! | #DIV/0! | #DIV/0! | #DIV/0! | #DIV/0! | #DIV/0! | #DIV/0! | #DIV/0! | #DIV/0! | #DIV/0! | #DIV/0! | 461 | 0 | 0 | 0 | 0 | 0
4 | 6 | 2000 | 97 | 4 | 0 | 0 | #DIV/0! | #DIV/0! | #DIV/0! | #DIV/0! | #DIV/0! | #DIV/0! | #DIV/0! | #DIV/0! | #DIV/0! | #DIV/0! | #DIV/0! | #DIV/0! | #DIV/0! | #DIV/0! | #DIV/0! | #DIV/0! | #DIV/0! | #DIV/0! | #DIV/0! | #DIV/0! | 462 | 0 | 0 | 0 | 0 | 0
4 | 7 | 2000 | 98 | 5 | 0 | 0 | #DIV/0! | #DIV/0! | #DIV/0! | #DIV/0! | #DIV/0! | #DIV/0! | #DIV/0! | #DIV/0! | #DIV/0! | #DIV/0! | #DIV/0! | #DIV/0! | #DIV/0! | #DIV/0! | #DIV/0! | #DIV/0! | #DIV/0! | #DIV/0! | #DIV/0! | #DIV/0! | 463 | 0 | 0 | 0 | 0 | 0
4 | 8 | 2000 | 99 | 6 | 0.96 | 0 | #DIV/0! | #DIV/0! | #DIV/0! | #DIV/0! | #DIV/0! | #DIV/0! | #DIV/0! | #DIV/0! | #DIV/0! | #DIV/0! | #DIV/0! | #DIV/0! | #DIV/0! | #DIV/0! | #DIV/0! | #DIV/0! | #DIV/0! | #DIV/0! | #DIV/0! | #DIV/0! | 464 | 0 | 0 | 0 | 0 | 0
4 | 9 | 2000 | 100 | 7 | 0.056667 | 0 | #DIV/0! | #DIV/0! | #DIV/0! | #DIV/0! | #DIV/0! | #DIV/0! | #DIV/0! | #DIV/0! | #DIV/0! | #DIV/0! | #DIV/0! | #DIV/0! | #DIV/0! | #DIV/0! | #DIV/0! | #DIV/0! | #DIV/0! | #DIV/0! | #DIV/0! | #DIV/0! | 465 | 0 | 0 | 0 | 0 | 0
4 | 10 | 2000 | 101 | 1 | 0 | 0 | #DIV/0! | #DIV/0! | #DIV/0! | #DIV/0! | #DIV/0! | #DIV/0! | #DIV/0! | #DIV/0! | #DIV/0! | #DIV/0! | #DIV/0! | #DIV/0! | #DIV/0! | #DIV/0! | #DIV/0! | #DIV/0! | #DIV/0! | #DIV/0! | #DIV/0! | #DIV/0! | 466 | 0 | 0 | 0 | 0 | 0
4 | 11 | 2000 | 102 | 2 | 0.03 | 0 | #DIV/0! | #DIV/0! | #DIV/0! | #DIV/0! | #DIV/0! | #DIV/0! | #DIV/0! | #DIV/0! | #DIV/0! | #DIV/0! | #DIV/0! | #DIV/0! | #DIV/0! | #DIV/0! | #DIV/0! | #DIV/0! | #DIV/0! | #DIV/0! | #DIV/0! | #DIV/0! | 467 | 0 | 0 | 0 | 0 | 0
4 | 12 | 2000 | 103 | 3 | 0.01 | 0 | #DIV/0! | #DIV/0! | #DIV/0! | #DIV/0! | #DIV/0! | #DIV/0! | #DIV/0! | #DIV/0! | #DIV/0! | #DIV/0! | #DIV/0! | #DIV/0! | #DIV/0! | #DIV/0! | #DIV/0! | #DIV/0! | #DIV/0! | #DIV/0! | #DIV/0! | #DIV/0! | 468 | 0 | 0 | 0 | 0 | 0
4 | 13 | 2000 | 104 | 4 | 0 | 0 | #DIV/0! | #DIV/0! | #DIV/0! | #DIV/0! | #DIV/0! | #DIV/0! | #DIV/0! | #DIV/0! | #DIV/0! | #DIV/0! | #DIV/0! | #DIV/0! | #DIV/0! | #DIV/0! | #DIV/0! | #DIV/0! | #DIV/0! | #DIV/0! | #DIV/0! | #DIV/0! | 469 | 0 | 0 | 0 | 0 | 0
4 | 14 | 2000 | 105 | 5 | 0 | 0 | #DIV/0! | #DIV/0! | #DIV/0! | #DIV/0! | #DIV/0! | #DIV/0! | #DIV/0! | #DIV/0! | #DIV/0! | #DIV/0! | #DIV/0! | #DIV/0! | #DIV/0! | #DIV/0! | #DIV/0! | #DIV/0! | #DIV/0! | #DIV/0! | #DIV/0! | #DIV/0! | 470 | 0 | 0 | 0 | 0 | 0
4 | 15 | 2000 | 106 | 6 | 0.14 | 0 | #DIV/0! | #DIV/0! | #DIV/0! | #DIV/0! | #DIV/0! | #DIV/0! | #DIV/0! | #DIV/0! | #DIV/0! | #DIV/0! | #DIV/0! | #DIV/0! | #DIV/0! | #DIV/0! | #DIV/0! | #DIV/0! | #DIV/0! | #DIV/0! | #DIV/0! | #DIV/0! | 471 | 0 | 0 | 0 | 0 | 0
4 | 16 | 2000 | 107 | 7 | 0.026667 | 0 | #DIV/0! | #DIV/0! | #DIV/0! | #DIV/0! | #DIV/0! | #DIV/0! | #DIV/0! | #DIV/0! | #DIV/0! | #DIV/0! | #DIV/0! | #DIV/0! | #DIV/0! | #DIV/0! | #DIV/0! | #DIV/0! | #DIV/0! | #DIV/0! | #DIV/0! | #DIV/0! | 472 | 0 | 0 | 0 | 0 | 0
4 | 17 | 2000 | 108 | 1 | 1.4633 | 0 | #DIV/0! | #DIV/0! | #DIV/0! | #DIV/0! | #DIV/0! | #DIV/0! | #DIV/0! | #DIV/0! | #DIV/0! | #DIV/0! | #DIV/0! | #DIV/0! | #DIV/0! | #DIV/0! | #DIV/0! | #DIV/0! | #DIV/0! | #DIV/0! | #DIV/0! | #DIV/0! | 473 | 0 | 0 | 0 | 0 | 0
4 | 18 | 2000 | 109 | 2 | 0.36667 | 0 | #DIV/0! | #DIV/0! | #DIV/0! | #DIV/0! | #DIV/0! | #DIV/0! | #DIV/0! | #DIV/0! | #DIV/0! | #DIV/0! | #DIV/0! | #DIV/0! | #DIV/0! | #DIV/0! | #DIV/0! | #DIV/0! | #DIV/0! | #DIV/0! | #DIV/0! | #DIV/0! | 474 | 0 | 0 | 0 | 0 | 0
4 | 19 | 2000 | 110 | 3 | 0 | 0 | #DIV/0! | #DIV/0! | #DIV/0! | #DIV/0! | #DIV/0! | #DIV/0! | #DIV/0! | #DIV/0! | #DIV/0! | #DIV/0! | #DIV/0! | #DIV/0! | #DIV/0! | #DIV/0! | #DIV/0! | #DIV/0! | #DIV/0! | #DIV/0! | #DIV/0! | #DIV/0! | 475 | 0 | 0 | 0 | 0 | 0
4 | 20 | 2000 | 111 | 4 | 0 | 0 | #DIV/0! | #DIV/0! | #DIV/0! | #DIV/0! | #DIV/0! | #DIV/0! | #DIV/0! | #DIV/0! | #DIV/0! | #DIV/0! | #DIV/0! | #DIV/0! | #DIV/0! | #DIV/0! | #DIV/0! | #DIV/0! | #DIV/0! | #DIV/0! | #DIV/0! | #DIV/0! | 476 | 0 | 0 | 0 | 0 | 0
4 | 21 | 2000 | 112 | 5 | 0.68 | 0 | #DIV/0! | #DIV/0! | #DIV/0! | #DIV/0! | #DIV/0! | #DIV/0! | #DIV/0! | #DIV/0! | #DIV/0! | #DIV/0! | #DIV/0! | #DIV/0! | #DIV/0! | #DIV/0! | #DIV/0! | #DIV/0! | #DIV/0! | #DIV/0! | #DIV/0! | #DIV/0! | 477 | 0 | 0 | 0 | 0 | 0
4 | 22 | 2000 | 113 | 6 | 0.02 | 0 | #DIV/0! | #DIV/0! | #DIV/0! | #DIV/0! | #DIV/0! | #DIV/0! | #DIV/0! | #DIV/0! | #DIV/0! | #DIV/0! | #DIV/0! | #DIV/0! | #DIV/0! | #DIV/0! | #DIV/0! | #DIV/0! | #DIV/0! | #DIV/0! | #DIV/0! | #DIV/0! | 478 | 0 | 0 | 0 | 0 | 0
4 | 23 | 2000 | 114 | 7 | 0 | 0 | #DIV/0! | #DIV/0! | #DIV/0! | #DIV/0! | #DIV/0! | #DIV/0! | #DIV/0! | #DIV/0! | #DIV/0! | #DIV/0! | #DIV/0! | #DIV/0! | #DIV/0! | #DIV/0! | #DIV/0! | #DIV/0! | #DIV/0! | #DIV/0! | #DIV/0! | #DIV/0! | 479 | 0 | 0 | 0 | 0 | 0
4 | 24 | 2000 | 115 | 1 | 0 | 0 | #DIV/0! | #DIV/0! | #DIV/0! | #DIV/0! | #DIV/0! | #DIV/0! | #DIV/0! | #DIV/0! | #DIV/0! | #DIV/0! | #DIV/0! | #DIV/0! | #DIV/0! | #DIV/0! | #DIV/0! | #DIV/0! | #DIV/0! | #DIV/0! | #DIV/0! | #DIV/0! | 480 | 0 | 0 | 0 | 0 | 0
4 | 25 | 2000 | 116 | 2 | 0.62 | 0 | #DIV/0! | #DIV/0! | #DIV/0! | #DIV/0! | #DIV/0! | #DIV/0! | #DIV/0! | #DIV/0! | #DIV/0! | #DIV/0! | #DIV/0! | #DIV/0! | #DIV/0! | #DIV/0! | #DIV/0! | #DIV/0! | #DIV/0! | #DIV/0! | #DIV/0! | #DIV/0! | 481 | 0 | 0 | 0 | 0 | 0
4 | 26 | 2000 | 117 | 3 | 0 | 0 | #DIV/0! | #DIV/0! | #DIV/0! | #DIV/0! | #DIV/0! | #DIV/0! | #DIV/0! | #DIV/0! | #DIV/0! | #DIV/0! | #DIV/0! | #DIV/0! | #DIV/0! | #DIV/0! | #DIV/0! | #DIV/0! | #DIV/0! | #DIV/0! | #DIV/0! | #DIV/0! | 482 | 0 | 0 | 0 | 0 | 0
4 | 27 | 2000 | 118 | 4 | 0.013333 | 0 | #DIV/0! | #DIV/0! | #DIV/0! | #DIV/0! | #DIV/0! | #DIV/0! | #DIV/0! | #DIV/0! | #DIV/0! | #DIV/0! | #DIV/0! | #DIV/0! | #DIV/0! | #DIV/0! | #DIV/0! | #DIV/0! | #DIV/0! | #DIV/0! | #DIV/0! | #DIV/0! | 483 | 0 | 0 | 0 | 0 | 0
4 | 28 | 2000 | 119 | 5 | 0 | 0 | #DIV/0! | #DIV/0! | #DIV/0! | #DIV/0! | #DIV/0! | #DIV/0! | #DIV/0! | #DIV/0! | #DIV/0! | #DIV/0! | #DIV/0! | #DIV/0! | #DIV/0! | #DIV/0! | #DIV/0! | #DIV/0! | #DIV/0! | #DIV/0! | #DIV/0! | #DIV/0! | 484 | 0 | 0 | 0 | 0 | 0
4 | 29 | 2000 | 120 | 6 | 0 | 0 | #DIV/0! | #DIV/0! | #DIV/0! | #DIV/0! | #DIV/0! | #DIV/0! | #DIV/0! | #DIV/0! | #DIV/0! | #DIV/0! | #DIV/0! | #DIV/0! | #DIV/0! | #DIV/0! | #DIV/0! | #DIV/0! | #DIV/0! | #DIV/0! | #DIV/0! | #DIV/0! | 485 | 0 | 0 | 0 | 0 | 0
4 | 30 | 2000 | 121 | 7 | 0 | 0 | #DIV/0! | #DIV/0! | #DIV/0! | #DIV/0! | #DIV/0! | #DIV/0! | #DIV/0! | #DIV/0! | #DIV/0! | #DIV/0! | #DIV/0! | #DIV/0! | #DIV/0! | #DIV/0! | #DIV/0! | #DIV/0! | #DIV/0! | #DIV/0! | #DIV/0! | #DIV/0! | 486 | 0 | 0 | 0 | 0 | 0
5 | 1 | 2000 | 122 | 1 | 0 | 0 | #DIV/0! | #DIV/0! | #DIV/0! | #DIV/0! | #DIV/0! | #DIV/0! | #DIV/0! | #DIV/0! | #DIV/0! | #DIV/0! | #DIV/0! | #DIV/0! | #DIV/0! | #DIV/0! | #DIV/0! | #DIV/0! | #DIV/0! | #DIV/0! | #DIV/0! | #DIV/0! | 487 | 0 | 0 | 0 | 0 | 0
5 | 2 | 2000 | 123 | 2 | 0.036667 | 0 | #DIV/0! | #DIV/0! | #DIV/0! | #DIV/0! | #DIV/0! | #DIV/0! | #DIV/0! | #DIV/0! | #DIV/0! | #DIV/0! | #DIV/0! | #DIV/0! | #DIV/0! | #DIV/0! | #DIV/0! | #DIV/0! | #DIV/0! | #DIV/0! | #DIV/0! | #DIV/0! | 488 | 0 | 0 | 0 | 0 | 0
5 | 3 | 2000 | 124 | 3 | 0 | 0 | #DIV/0! | #DIV/0! | #DIV/0! | #DIV/0! | #DIV/0! | #DIV/0! | #DIV/0! | #DIV/0! | #DIV/0! | #DIV/0! | #DIV/0! | #DIV/0! | #DIV/0! | #DIV/0! | #DIV/0! | #DIV/0! | #DIV/0! | #DIV/0! | #DIV/0! | #DIV/0! | 489 | 0 | 0 | 0 | 0 | 0
5 | 4 | 2000 | 125 | 4 | 0 | 0 | #DIV/0! | #DIV/0! | #DIV/0! | #DIV/0! | #DIV/0! | #DIV/0! | #DIV/0! | #DIV/0! | #DIV/0! | #DIV/0! | #DIV/0! | #DIV/0! | #DIV/0! | #DIV/0! | #DIV/0! | #DIV/0! | #DIV/0! | #DIV/0! | #DIV/0! | #DIV/0! | 490 | 0 | 0 | 0 | 0 | 0
5 | 5 | 2000 | 126 | 5 | 0 | 0 | #DIV/0! | #DIV/0! | #DIV/0! | #DIV/0! | #DIV/0! | #DIV/0! | #DIV/0! | #DIV/0! | #DIV/0! | #DIV/0! | #DIV/0! | #DIV/0! | #DIV/0! | #DIV/0! | #DIV/0! | #DIV/0! | #DIV/0! | #DIV/0! | #DIV/0! | #DIV/0! | 491 | 0 | 0 | 0 | 0 | 0
5 | 6 | 2000 | 127 | 6 | 0 | 0 | #DIV/0! | #DIV/0! | #DIV/0! | #DIV/0! | #DIV/0! | #DIV/0! | #DIV/0! | #DIV/0! | #DIV/0! | #DIV/0! | #DIV/0! | #DIV/0! | #DIV/0! | #DIV/0! | #DIV/0! | #DIV/0! | #DIV/0! | #DIV/0! | #DIV/0! | #DIV/0! | 492 | 0 | 0 | 0 | 0 | 0
5 | 7 | 2000 | 128 | 7 | 0 | 0 | #DIV/0! | #DIV/0! | #DIV/0! | #DIV/0! | #DIV/0! | #DIV/0! | #DIV/0! | #DIV/0! | #DIV/0! | #DIV/0! | #DIV/0! | #DIV/0! | #DIV/0! | #DIV/0! | #DIV/0! | #DIV/0! | #DIV/0! | #DIV/0! | #DIV/0! | #DIV/0! | 493 | 0 | 0 | 0 | 0 | 0
5 | 8 | 2000 | 129 | 1 | 0.0033333 | 0 | #DIV/0! | #DIV/0! | #DIV/0! | #DIV/0! | #DIV/0! | #DIV/0! | #DIV/0! | #DIV/0! | #DIV/0! | #DIV/0! | #DIV/0! | #DIV/0! | #DIV/0! | #DIV/0! | #DIV/0! | #DIV/0! | #DIV/0! | #DIV/0! | #DIV/0! | #DIV/0! | 494 | 0 | 0 | 0 | 0 | 0
5 | 9 | 2000 | 130 | 2 | 0 | 0 | #DIV/0! | #DIV/0! | #DIV/0! | #DIV/0! | #DIV/0! | #DIV/0! | #DIV/0! | #DIV/0! | #DIV/0! | #DIV/0! | #DIV/0! | #DIV/0! | #DIV/0! | #DIV/0! | #DIV/0! | #DIV/0! | #DIV/0! | #DIV/0! | #DIV/0! | #DIV/0! | 495 | 0 | 0 | 0 | 0 | 0
5 | 10 | 2000 | 131 | 3 | 0.39667 | 0 | #DIV/0! | #DIV/0! | #DIV/0! | #DIV/0! | #DIV/0! | #DIV/0! | #DIV/0! | #DIV/0! | #DIV/0! | #DIV/0! | #DIV/0! | #DIV/0! | #DIV/0! | #DIV/0! | #DIV/0! | #DIV/0! | #DIV/0! | #DIV/0! | #DIV/0! | #DIV/0! | 496 | 0 | 0 | 0 | 0 | 0
5 | 11 | 2000 | 132 | 4 | 0 | 0 | #DIV/0! | #DIV/0! | #DIV/0! | #DIV/0! | #DIV/0! | #DIV/0! | #DIV/0! | #DIV/0! | #DIV/0! | #DIV/0! | #DIV/0! | #DIV/0! | #DIV/0! | #DIV/0! | #DIV/0! | #DIV/0! | #DIV/0! | #DIV/0! | #DIV/0! | #DIV/0! | 497 | 0 | 0 | 0 | 0 | 0
5 | 12 | 2000 | 133 | 5 | 0 | 0 | #DIV/0! | #DIV/0! | #DIV/0! | #DIV/0! | #DIV/0! | #DIV/0! | #DIV/0! | #DIV/0! | #DIV/0! | #DIV/0! | #DIV/0! | #DIV/0! | #DIV/0! | #DIV/0! | #DIV/0! | #DIV/0! | #DIV/0! | #DIV/0! | #DIV/0! | #DIV/0! | 498 | 0 | 0 | 0 | 0 | 0
5 | 13 | 2000 | 134 | 6 | 0.43667 | 0 | #DIV/0! | #DIV/0! | #DIV/0! | #DIV/0! | #DIV/0! | #DIV/0! | #DIV/0! | #DIV/0! | #DIV/0! | #DIV/0! | #DIV/0! | #DIV/0! | #DIV/0! | #DIV/0! | #DIV/0! | #DIV/0! | #DIV/0! | #DIV/0! | #DIV/0! | #DIV/0! | 499 | 0 | 0 | 0 | 0 | 0
5 | 14 | 2000 | 135 | 7 | 0 | 0 | #DIV/0! | #DIV/0! | #DIV/0! | #DIV/0! | #DIV/0! | #DIV/0! | #DIV/0! | #DIV/0! | #DIV/0! | #DIV/0! | #DIV/0! | #DIV/0! | #DIV/0! | #DIV/0! | #DIV/0! | #DIV/0! | #DIV/0! | #DIV/0! | #DIV/0! | #DIV/0! | 500 | 0 | 0 | 0 | 0 | 0
5 | 15 | 2000 | 136 | 1 | 0 | 0 | #DIV/0! | #DIV/0! | #DIV/0! | #DIV/0! | #DIV/0! | #DIV/0! | #DIV/0! | #DIV/0! | #DIV/0! | #DIV/0! | #DIV/0! | #DIV/0! | #DIV/0! | #DIV/0! | #DIV/0! | #DIV/0! | #DIV/0! | #DIV/0! | #DIV/0! | #DIV/0! | 501 | 0 | 0 | 0 | 0 | 0
5 | 16 | 2000 | 137 | 2 | 0 | 0 | #DIV/0! | #DIV/0! | #DIV/0! | #DIV/0! | #DIV/0! | #DIV/0! | #DIV/0! | #DIV/0! | #DIV/0! | #DIV/0! | #DIV/0! | #DIV/0! | #DIV/0! | #DIV/0! | #DIV/0! | #DIV/0! | #DIV/0! | #DIV/0! | #DIV/0! | #DIV/0! | 502 | 0 | 0 | 0 | 0 | 0
5 | 17 | 2000 | 138 | 3 | 0.01 | 0 | #DIV/0! | #DIV/0! | #DIV/0! | #DIV/0! | #DIV/0! | #DIV/0! | #DIV/0! | #DIV/0! | #DIV/0! | #DIV/0! | #DIV/0! | #DIV/0! | #DIV/0! | #DIV/0! | #DIV/0! | #DIV/0! | #DIV/0! | #DIV/0! | #DIV/0! | #DIV/0! | 503 | 0 | 0 | 0 | 0 | 0
5 | 18 | 2000 | 139 | 4 | 0 | 0 | #DIV/0! | #DIV/0! | #DIV/0! | #DIV/0! | #DIV/0! | #DIV/0! | #DIV/0! | #DIV/0! | #DIV/0! | #DIV/0! | #DIV/0! | #DIV/0! | #DIV/0! | #DIV/0! | #DIV/0! | #DIV/0! | #DIV/0! | #DIV/0! | #DIV/0! | #DIV/0! | 504 | 0 | 0 | 0 | 0 | 0
5 | 19 | 2000 | 140 | 5 | 0.34 | 0 | #DIV/0! | #DIV/0! | #DIV/0! | #DIV/0! | #DIV/0! | #DIV/0! | #DIV/0! | #DIV/0! | #DIV/0! | #DIV/0! | #DIV/0! | #DIV/0! | #DIV/0! | #DIV/0! | #DIV/0! | #DIV/0! | #DIV/0! | #DIV/0! | #DIV/0! | #DIV/0! | 505 | 0 | 0 | 0 | 0 | 0
5 | 20 | 2000 | 141 | 6 | 0.02 | 0 | #DIV/0! | #DIV/0! | #DIV/0! | #DIV/0! | #DIV/0! | #DIV/0! | #DIV/0! | #DIV/0! | #DIV/0! | #DIV/0! | #DIV/0! | #DIV/0! | #DIV/0! | #DIV/0! | #DIV/0! | #DIV/0! | #DIV/0! | #DIV/0! | #DIV/0! | #DIV/0! | 506 | 0 | 0 | 0 | 0 | 0
5 | 21 | 2000 | 142 | 7 | 0.18667 | 0 | #DIV/0! | #DIV/0! | #DIV/0! | #DIV/0! | #DIV/0! | #DIV/0! | #DIV/0! | #DIV/0! | #DIV/0! | #DIV/0! | #DIV/0! | #DIV/0! | #DIV/0! | #DIV/0! | #DIV/0! | #DIV/0! | #DIV/0! | #DIV/0! | #DIV/0! | #DIV/0! | 507 | 0 | 0 | 0 | 0 | 0
5 | 22 | 2000 | 143 | 1 | 0.73667 | 0 | #DIV/0! | #DIV/0! | #DIV/0! | #DIV/0! | #DIV/0! | #DIV/0! | #DIV/0! | #DIV/0! | #DIV/0! | #DIV/0! | #DIV/0! | #DIV/0! | #DIV/0! | #DIV/0! | #DIV/0! | #DIV/0! | #DIV/0! | #DIV/0! | #DIV/0! | #DIV/0! | 508 | 0 | 0 | 0 | 0 | 0
5 | 23 | 2000 | 144 | 2 | 0.03 | 0 | #DIV/0! | #DIV/0! | #DIV/0! | #DIV/0! | #DIV/0! | #DIV/0! | #DIV/0! | #DIV/0! | #DIV/0! | #DIV/0! | #DIV/0! | #DIV/0! | #DIV/0! | #DIV/0! | #DIV/0! | #DIV/0! | #DIV/0! | #DIV/0! | #DIV/0! | #DIV/0! | 509 | 0 | 0 | 0 | 0 | 0
5 | 24 | 2000 | 145 | 3 | 0.15667 | 0 | #DIV/0! | #DIV/0! | #DIV/0! | #DIV/0! | #DIV/0! | #DIV/0! | #DIV/0! | #DIV/0! | #DIV/0! | #DIV/0! | #DIV/0! | #DIV/0! | #DIV/0! | #DIV/0! | #DIV/0! | #DIV/0! | #DIV/0! | #DIV/0! | #DIV/0! | #DIV/0! | 510 | 0 | 0 | 0 | 0 | 0
5 | 25 | 2000 | 146 | 4 | 0 | 0 | #DIV/0! | #DIV/0! | #DIV/0! | #DIV/0! | #DIV/0! | #DIV/0! | #DIV/0! | #DIV/0! | #DIV/0! | #DIV/0! | #DIV/0! | #DIV/0! | #DIV/0! | #DIV/0! | #DIV/0! | #DIV/0! | #DIV/0! | #DIV/0! | #DIV/0! | #DIV/0! | 511 | 0 | 0 | 0 | 0 | 0
5 | 26 | 2000 | 147 | 5 | 0 | 0 | #DIV/0! | #DIV/0! | #DIV/0! | #DIV/0! | #DIV/0! | #DIV/0! | #DIV/0! | #DIV/0! | #DIV/0! | #DIV/0! | #DIV/0! | #DIV/0! | #DIV/0! | #DIV/0! | #DIV/0! | #DIV/0! | #DIV/0! | #DIV/0! | #DIV/0! | #DIV/0! | 512 | 0 | 0 | 0 | 0 | 0
5 | 27 | 2000 | 148 | 6 | 0.12333 | 0 | #DIV/0! | #DIV/0! | #DIV/0! | #DIV/0! | #DIV/0! | #DIV/0! | #DIV/0! | #DIV/0! | #DIV/0! | #DIV/0! | #DIV/0! | #DIV/0! | #DIV/0! | #DIV/0! | #DIV/0! | #DIV/0! | #DIV/0! | #DIV/0! | #DIV/0! | #DIV/0! | 513 | 0 | 0 | 0 | 0 | 0
5 | 28 | 2000 | 149 | 7 | 0.34667 | 0 | #DIV/0! | #DIV/0! | #DIV/0! | #DIV/0! | #DIV/0! | #DIV/0! | #DIV/0! | #DIV/0! | #DIV/0! | #DIV/0! | #DIV/0! | #DIV/0! | #DIV/0! | #DIV/0! | #DIV/0! | #DIV/0! | #DIV/0! | #DIV/0! | #DIV/0! | #DIV/0! | 514 | 0 | 0 | 0 | 0 | 0
5 | 29 | 2000 | 150 | 1 | 0 | 0 | #DIV/0! | #DIV/0! | #DIV/0! | #DIV/0! | #DIV/0! | #DIV/0! | #DIV/0! | #DIV/0! | #DIV/0! | #DIV/0! | #DIV/0! | #DIV/0! | #DIV/0! | #DIV/0! | #DIV/0! | #DIV/0! | #DIV/0! | #DIV/0! | #DIV/0! | #DIV/0! | 515 | 0 | 0 | 0 | 0 | 0
5 | 30 | 2000 | 151 | 2 | 0 | 0 | #DIV/0! | #DIV/0! | #DIV/0! | #DIV/0! | #DIV/0! | #DIV/0! | #DIV/0! | #DIV/0! | #DIV/0! | #DIV/0! | #DIV/0! | #DIV/0! | #DIV/0! | #DIV/0! | #DIV/0! | #DIV/0! | #DIV/0! | #DIV/0! | #DIV/0! | #DIV/0! | 516 | 0 | 0 | 0 | 0 | 0
5 | 31 | 2000 | 152 | 3 | 0 | 0 | #DIV/0! | #DIV/0! | #DIV/0! | #DIV/0! | #DIV/0! | #DIV/0! | #DIV/0! | #DIV/0! | #DIV/0! | #DIV/0! | #DIV/0! | #DIV/0! | #DIV/0! | #DIV/0! | #DIV/0! | #DIV/0! | #DIV/0! | #DIV/0! | #DIV/0! | #DIV/0! | 517 | 0 | 0 | 0 | 0 | 0
6 | 1 | 2000 | 153 | 4 | 0 | 0 | #DIV/0! | #DIV/0! | #DIV/0! | #DIV/0! | #DIV/0! | #DIV/0! | #DIV/0! | #DIV/0! | #DIV/0! | #DIV/0! | #DIV/0! | #DIV/0! | #DIV/0! | #DIV/0! | #DIV/0! | #DIV/0! | #DIV/0! | #DIV/0! | #DIV/0! | #DIV/0! | 518 | 0 | 0 | 0 | 0 | 0
6 | 2 | 2000 | 154 | 5 | 0.40667 | 0 | #DIV/0! | #DIV/0! | #DIV/0! | #DIV/0! | #DIV/0! | #DIV/0! | #DIV/0! | #DIV/0! | #DIV/0! | #DIV/0! | #DIV/0! | #DIV/0! | #DIV/0! | #DIV/0! | #DIV/0! | #DIV/0! | #DIV/0! | #DIV/0! | #DIV/0! | #DIV/0! | 519 | 0 | 0 | 0 | 0 | 0
6 | 3 | 2000 | 155 | 6 | 0 | 0 | #DIV/0! | #DIV/0! | #DIV/0! | #DIV/0! | #DIV/0! | #DIV/0! | #DIV/0! | #DIV/0! | #DIV/0! | #DIV/0! | #DIV/0! | #DIV/0! | #DIV/0! | #DIV/0! | #DIV/0! | #DIV/0! | #DIV/0! | #DIV/0! | #DIV/0! | #DIV/0! | 520 | 0 | 0 | 0 | 0 | 0
6 | 4 | 2000 | 156 | 7 | 0 | 0 | #DIV/0! | #DIV/0! | #DIV/0! | #DIV/0! | #DIV/0! | #DIV/0! | #DIV/0! | #DIV/0! | #DIV/0! | #DIV/0! | #DIV/0! | #DIV/0! | #DIV/0! | #DIV/0! | #DIV/0! | #DIV/0! | #DIV/0! | #DIV/0! | #DIV/0! | #DIV/0! | 521 | 0 | 0 | 0 | 0 | 0
6 | 5 | 2000 | 157 | 1 | 0.07 | 0 | #DIV/0! | #DIV/0! | #DIV/0! | #DIV/0! | #DIV/0! | #DIV/0! | #DIV/0! | #DIV/0! | #DIV/0! | #DIV/0! | #DIV/0! | #DIV/0! | #DIV/0! | #DIV/0! | #DIV/0! | #DIV/0! | #DIV/0! | #DIV/0! | #DIV/0! | #DIV/0! | 522 | 0 | 0 | 0 | 0 | 0
6 | 6 | 2000 | 158 | 2 | 0.37667 | 0 | #DIV/0! | #DIV/0! | #DIV/0! | #DIV/0! | #DIV/0! | #DIV/0! | #DIV/0! | #DIV/0! | #DIV/0! | #DIV/0! | #DIV/0! | #DIV/0! | #DIV/0! | #DIV/0! | #DIV/0! | #DIV/0! | #DIV/0! | #DIV/0! | #DIV/0! | #DIV/0! | 523 | 0 | 0 | 0 | 0 | 0
6 | 7 | 2000 | 159 | 3 | 0 | 0 | #DIV/0! | #DIV/0! | #DIV/0! | #DIV/0! | #DIV/0! | #DIV/0! | #DIV/0! | #DIV/0! | #DIV/0! | #DIV/0! | #DIV/0! | #DIV/0! | #DIV/0! | #DIV/0! | #DIV/0! | #DIV/0! | #DIV/0! | #DIV/0! | #DIV/0! | #DIV/0! | 524 | 0 | 0 | 0 | 0 | 0
6 | 8 | 2000 | 160 | 4 | 0 | 0 | #DIV/0! | #DIV/0! | #DIV/0! | #DIV/0! | #DIV/0! | #DIV/0! | #DIV/0! | #DIV/0! | #DIV/0! | #DIV/0! | #DIV/0! | #DIV/0! | #DIV/0! | #DIV/0! | #DIV/0! | #DIV/0! | #DIV/0! | #DIV/0! | #DIV/0! | #DIV/0! | 525 | 0 | 0 | 0 | 0 | 0
6 | 9 | 2000 | 161 | 5 | 0 | 0 | #DIV/0! | #DIV/0! | #DIV/0! | #DIV/0! | #DIV/0! | #DIV/0! | #DIV/0! | #DIV/0! | #DIV/0! | #DIV/0! | #DIV/0! | #DIV/0! | #DIV/0! | #DIV/0! | #DIV/0! | #DIV/0! | #DIV/0! | #DIV/0! | #DIV/0! | #DIV/0! | 526 | 0 | 0 | 0 | 0 | 0
6 | 10 | 2000 | 162 | 6 | 0 | 0 | #DIV/0! | #DIV/0! | #DIV/0! | #DIV/0! | #DIV/0! | #DIV/0! | #DIV/0! | #DIV/0! | #DIV/0! | #DIV/0! | #DIV/0! | #DIV/0! | #DIV/0! | #DIV/0! | #DIV/0! | #DIV/0! | #DIV/0! | #DIV/0! | #DIV/0! | #DIV/0! | 527 | 0 | 0 | 0 | 0 | 0
6 | 11 | 2000 | 163 | 7 | 0 | 0 | #DIV/0! | #DIV/0! | #DIV/0! | #DIV/0! | #DIV/0! | #DIV/0! | #DIV/0! | #DIV/0! | #DIV/0! | #DIV/0! | #DIV/0! | #DIV/0! | #DIV/0! | #DIV/0! | #DIV/0! | #DIV/0! | #DIV/0! | #DIV/0! | #DIV/0! | #DIV/0! | 528 | 0 | 0 | 0 | 0 | 0
6 | 12 | 2000 | 164 | 1 | 0.13333 | 0 | #DIV/0! | #DIV/0! | #DIV/0! | #DIV/0! | #DIV/0! | #DIV/0! | #DIV/0! | #DIV/0! | #DIV/0! | #DIV/0! | #DIV/0! | #DIV/0! | #DIV/0! | #DIV/0! | #DIV/0! | #DIV/0! | #DIV/0! | #DIV/0! | #DIV/0! | #DIV/0! | 529 | 0 | 0 | 0 | 0 | 0
6 | 13 | 2000 | 165 | 2 | 0.09 | 0 | #DIV/0! | #DIV/0! | #DIV/0! | #DIV/0! | #DIV/0! | #DIV/0! | #DIV/0! | #DIV/0! | #DIV/0! | #DIV/0! | #DIV/0! | #DIV/0! | #DIV/0! | #DIV/0! | #DIV/0! | #DIV/0! | #DIV/0! | #DIV/0! | #DIV/0! | #DIV/0! | 530 | 0 | 0 | 0 | 0 | 0
6 | 14 | 2000 | 166 | 3 | 0.023333 | 0 | #DIV/0! | #DIV/0! | #DIV/0! | #DIV/0! | #DIV/0! | #DIV/0! | #DIV/0! | #DIV/0! | #DIV/0! | #DIV/0! | #DIV/0! | #DIV/0! | #DIV/0! | #DIV/0! | #DIV/0! | #DIV/0! | #DIV/0! | #DIV/0! | #DIV/0! | #DIV/0! | 531 | 0 | 0 | 0 | 0 | 0
6 | 15 | 2000 | 167 | 4 | 0.75 | 0 | #DIV/0! | #DIV/0! | #DIV/0! | #DIV/0! | #DIV/0! | #DIV/0! | #DIV/0! | #DIV/0! | #DIV/0! | #DIV/0! | #DIV/0! | #DIV/0! | #DIV/0! | #DIV/0! | #DIV/0! | #DIV/0! | #DIV/0! | #DIV/0! | #DIV/0! | #DIV/0! | 532 | 0 | 0 | 0 | 0 | 0
6 | 16 | 2000 | 168 | 5 | 0 | 0 | #DIV/0! | #DIV/0! | #DIV/0! | #DIV/0! | #DIV/0! | #DIV/0! | #DIV/0! | #DIV/0! | #DIV/0! | #DIV/0! | #DIV/0! | #DIV/0! | #DIV/0! | #DIV/0! | #DIV/0! | #DIV/0! | #DIV/0! | #DIV/0! | #DIV/0! | #DIV/0! | 533 | 0 | 0 | 0 | 0 | 0
6 | 17 | 2000 | 169 | 6 | 0.45667 | 0 | #DIV/0! | #DIV/0! | #DIV/0! | #DIV/0! | #DIV/0! | #DIV/0! | #DIV/0! | #DIV/0! | #DIV/0! | #DIV/0! | #DIV/0! | #DIV/0! | #DIV/0! | #DIV/0! | #DIV/0! | #DIV/0! | #DIV/0! | #DIV/0! | #DIV/0! | #DIV/0! | 534 | 0 | 0 | 0 | 0 | 0
6 | 18 | 2000 | 170 | 7 | 0.6 | 0 | #DIV/0! | #DIV/0! | #DIV/0! | #DIV/0! | #DIV/0! | #DIV/0! | #DIV/0! | #DIV/0! | #DIV/0! | #DIV/0! | #DIV/0! | #DIV/0! | #DIV/0! | #DIV/0! | #DIV/0! | #DIV/0! | #DIV/0! | #DIV/0! | #DIV/0! | #DIV/0! | 535 | 0 | 0 | 0 | 0 | 0
6 | 19 | 2000 | 171 | 1 | 0.013333 | 0 | #DIV/0! | #DIV/0! | #DIV/0! | #DIV/0! | #DIV/0! | #DIV/0! | #DIV/0! | #DIV/0! | #DIV/0! | #DIV/0! | #DIV/0! | #DIV/0! | #DIV/0! | #DIV/0! | #DIV/0! | #DIV/0! | #DIV/0! | #DIV/0! | #DIV/0! | #DIV/0! | 536 | 0 | 0 | 0 | 0 | 0
6 | 20 | 2000 | 172 | 2 | 0 | 0 | #DIV/0! | #DIV/0! | #DIV/0! | #DIV/0! | #DIV/0! | #DIV/0! | #DIV/0! | #DIV/0! | #DIV/0! | #DIV/0! | #DIV/0! | #DIV/0! | #DIV/0! | #DIV/0! | #DIV/0! | #DIV/0! | #DIV/0! | #DIV/0! | #DIV/0! | #DIV/0! | 537 | 0 | 0 | 0 | 0 | 0
6 | 21 | 2000 | 173 | 3 | 0.68 | 0 | #DIV/0! | #DIV/0! | #DIV/0! | #DIV/0! | #DIV/0! | #DIV/0! | #DIV/0! | #DIV/0! | #DIV/0! | #DIV/0! | #DIV/0! | #DIV/0! | #DIV/0! | #DIV/0! | #DIV/0! | #DIV/0! | #DIV/0! | #DIV/0! | #DIV/0! | #DIV/0! | 538 | 0 | 0 | 0 | 0 | 0
6 | 22 | 2000 | 174 | 4 | 0.066667 | 0 | #DIV/0! | #DIV/0! | #DIV/0! | #DIV/0! | #DIV/0! | #DIV/0! | #DIV/0! | #DIV/0! | #DIV/0! | #DIV/0! | #DIV/0! | #DIV/0! | #DIV/0! | #DIV/0! | #DIV/0! | #DIV/0! | #DIV/0! | #DIV/0! | #DIV/0! | #DIV/0! | 539 | 0 | 0 | 0 | 0 | 0
6 | 23 | 2000 | 175 | 5 | 0 | 0 | #DIV/0! | #DIV/0! | #DIV/0! | #DIV/0! | #DIV/0! | #DIV/0! | #DIV/0! | #DIV/0! | #DIV/0! | #DIV/0! | #DIV/0! | #DIV/0! | #DIV/0! | #DIV/0! | #DIV/0! | #DIV/0! | #DIV/0! | #DIV/0! | #DIV/0! | #DIV/0! | 540 | 0 | 0 | 0 | 0 | 0
6 | 24 | 2000 | 176 | 6 | 0 | 0 | #DIV/0! | #DIV/0! | #DIV/0! | #DIV/0! | #DIV/0! | #DIV/0! | #DIV/0! | #DIV/0! | #DIV/0! | #DIV/0! | #DIV/0! | #DIV/0! | #DIV/0! | #DIV/0! | #DIV/0! | #DIV/0! | #DIV/0! | #DIV/0! | #DIV/0! | #DIV/0! | 541 | 0 | 0 | 0 | 0 | 0
6 | 25 | 2000 | 177 | 7 | 0.33667 | 0 | #DIV/0! | #DIV/0! | #DIV/0! | #DIV/0! | #DIV/0! | #DIV/0! | #DIV/0! | #DIV/0! | #DIV/0! | #DIV/0! | #DIV/0! | #DIV/0! | #DIV/0! | #DIV/0! | #DIV/0! | #DIV/0! | #DIV/0! | #DIV/0! | #DIV/0! | #DIV/0! | 542 | 0 | 0 | 0 | 0 | 0
6 | 26 | 2000 | 178 | 1 | 0.37333 | 0 | #DIV/0! | #DIV/0! | #DIV/0! | #DIV/0! | #DIV/0! | #DIV/0! | #DIV/0! | #DIV/0! | #DIV/0! | #DIV/0! | #DIV/0! | #DIV/0! | #DIV/0! | #DIV/0! | #DIV/0! | #DIV/0! | #DIV/0! | #DIV/0! | #DIV/0! | #DIV/0! | 543 | 0 | 0 | 0 | 0 | 0
6 | 27 | 2000 | 179 | 2 | 0.26333 | 0 | #DIV/0! | #DIV/0! | #DIV/0! | #DIV/0! | #DIV/0! | #DIV/0! | #DIV/0! | #DIV/0! | #DIV/0! | #DIV/0! | #DIV/0! | #DIV/0! | #DIV/0! | #DIV/0! | #DIV/0! | #DIV/0! | #DIV/0! | #DIV/0! | #DIV/0! | #DIV/0! | 544 | 0 | 0 | 0 | 0 | 0
6 | 28 | 2000 | 180 | 3 | 0.10667 | 0 | #DIV/0! | #DIV/0! | #DIV/0! | #DIV/0! | #DIV/0! | #DIV/0! | #DIV/0! | #DIV/0! | #DIV/0! | #DIV/0! | #DIV/0! | #DIV/0! | #DIV/0! | #DIV/0! | #DIV/0! | #DIV/0! | #DIV/0! | #DIV/0! | #DIV/0! | #DIV/0! | 545 | 0 | 0 | 0 | 0 | 0
6 | 29 | 2000 | 181 | 4 | 0.083333 | 0 | #DIV/0! | #DIV/0! | #DIV/0! | #DIV/0! | #DIV/0! | #DIV/0! | #DIV/0! | #DIV/0! | #DIV/0! | #DIV/0! | #DIV/0! | #DIV/0! | #DIV/0! | #DIV/0! | #DIV/0! | #DIV/0! | #DIV/0! | #DIV/0! | #DIV/0! | #DIV/0! | 546 | 0 | 0 | 0 | 0 | 0
6 | 30 | 2000 | 182 | 5 | 0 | 0 | #DIV/0! | #DIV/0! | #DIV/0! | #DIV/0! | #DIV/0! | #DIV/0! | #DIV/0! | #DIV/0! | #DIV/0! | #DIV/0! | #DIV/0! | #DIV/0! | #DIV/0! | #DIV/0! | #DIV/0! | #DIV/0! | #DIV/0! | #DIV/0! | #DIV/0! | #DIV/0! | 547 | 0 | 0 | 0 | 0 | 0
7 | 1 | 2000 | 183 | 6 | 0 | 0 | #DIV/0! | #DIV/0! | #DIV/0! | #DIV/0! | #DIV/0! | #DIV/0! | #DIV/0! | #DIV/0! | #DIV/0! | #DIV/0! | #DIV/0! | #DIV/0! | #DIV/0! | #DIV/0! | #DIV/0! | #DIV/0! | #DIV/0! | #DIV/0! | #DIV/0! | #DIV/0! | 548 | 0 | 0 | 0 | 0 | 0
7 | 2 | 2000 | 184 | 7 | 0 | 0 | #DIV/0! | #DIV/0! | #DIV/0! | #DIV/0! | #DIV/0! | #DIV/0! | #DIV/0! | #DIV/0! | #DIV/0! | #DIV/0! | #DIV/0! | #DIV/0! | #DIV/0! | #DIV/0! | #DIV/0! | #DIV/0! | #DIV/0! | #DIV/0! | #DIV/0! | #DIV/0! | 549 | 0 | 0 | 0 | 0 | 0
7 | 3 | 2000 | 185 | 1 | 0.50667 | 0 | #DIV/0! | #DIV/0! | #DIV/0! | #DIV/0! | #DIV/0! | #DIV/0! | #DIV/0! | #DIV/0! | #DIV/0! | #DIV/0! | #DIV/0! | #DIV/0! | #DIV/0! | #DIV/0! | #DIV/0! | #DIV/0! | #DIV/0! | #DIV/0! | #DIV/0! | #DIV/0! | 550 | 0 | 0 | 0 | 0 | 0
7 | 4 | 2000 | 186 | 2 | 0.023333 | 0 | #DIV/0! | #DIV/0! | #DIV/0! | #DIV/0! | #DIV/0! | #DIV/0! | #DIV/0! | #DIV/0! | #DIV/0! | #DIV/0! | #DIV/0! | #DIV/0! | #DIV/0! | #DIV/0! | #DIV/0! | #DIV/0! | #DIV/0! | #DIV/0! | #DIV/0! | #DIV/0! | 551 | 0 | 0 | 0 | 0 | 0
7 | 5 | 2000 | 187 | 3 | 0 | 0 | #DIV/0! | #DIV/0! | #DIV/0! | #DIV/0! | #DIV/0! | #DIV/0! | #DIV/0! | #DIV/0! | #DIV/0! | #DIV/0! | #DIV/0! | #DIV/0! | #DIV/0! | #DIV/0! | #DIV/0! | #DIV/0! | #DIV/0! | #DIV/0! | #DIV/0! | #DIV/0! | 552 | 0 | 0 | 0 | 0 | 0
7 | 6 | 2000 | 188 | 4 | 0 | 0 | #DIV/0! | #DIV/0! | #DIV/0! | #DIV/0! | #DIV/0! | #DIV/0! | #DIV/0! | #DIV/0! | #DIV/0! | #DIV/0! | #DIV/0! | #DIV/0! | #DIV/0! | #DIV/0! | #DIV/0! | #DIV/0! | #DIV/0! | #DIV/0! | #DIV/0! | #DIV/0! | 553 | 0 | 0 | 0 | 0 | 0
7 | 7 | 2000 | 189 | 5 | 0.0033333 | 0 | #DIV/0! | #DIV/0! | #DIV/0! | #DIV/0! | #DIV/0! | #DIV/0! | #DIV/0! | #DIV/0! | #DIV/0! | #DIV/0! | #DIV/0! | #DIV/0! | #DIV/0! | #DIV/0! | #DIV/0! | #DIV/0! | #DIV/0! | #DIV/0! | #DIV/0! | #DIV/0! | 554 | 0 | 0 | 0 | 0 | 0
7 | 8 | 2000 | 190 | 6 | 0 | 0 | #DIV/0! | #DIV/0! | #DIV/0! | #DIV/0! | #DIV/0! | #DIV/0! | #DIV/0! | #DIV/0! | #DIV/0! | #DIV/0! | #DIV/0! | #DIV/0! | #DIV/0! | #DIV/0! | #DIV/0! | #DIV/0! | #DIV/0! | #DIV/0! | #DIV/0! | #DIV/0! | 555 | 0 | 0 | 0 | 0 | 0
7 | 9 | 2000 | 191 | 7 | 0 | 0 | #DIV/0! | #DIV/0! | #DIV/0! | #DIV/0! | #DIV/0! | #DIV/0! | #DIV/0! | #DIV/0! | #DIV/0! | #DIV/0! | #DIV/0! | #DIV/0! | #DIV/0! | #DIV/0! | #DIV/0! | #DIV/0! | #DIV/0! | #DIV/0! | #DIV/0! | #DIV/0! | 556 | 0 | 0 | 0 | 0 | 0
7 | 10 | 2000 | 192 | 1 | 0.09 | 0 | #DIV/0! | #DIV/0! | #DIV/0! | #DIV/0! | #DIV/0! | #DIV/0! | #DIV/0! | #DIV/0! | #DIV/0! | #DIV/0! | #DIV/0! | #DIV/0! | #DIV/0! | #DIV/0! | #DIV/0! | #DIV/0! | #DIV/0! | #DIV/0! | #DIV/0! | #DIV/0! | 557 | 0 | 0 | 0 | 0 | 0
7 | 11 | 2000 | 193 | 2 | 0 | 0 | #DIV/0! | #DIV/0! | #DIV/0! | #DIV/0! | #DIV/0! | #DIV/0! | #DIV/0! | #DIV/0! | #DIV/0! | #DIV/0! | #DIV/0! | #DIV/0! | #DIV/0! | #DIV/0! | #DIV/0! | #DIV/0! | #DIV/0! | #DIV/0! | #DIV/0! | #DIV/0! | 558 | 0 | 0 | 0 | 0 | 0
7 | 12 | 2000 | 194 | 3 | 0 | 0 | #DIV/0! | #DIV/0! | #DIV/0! | #DIV/0! | #DIV/0! | #DIV/0! | #DIV/0! | #DIV/0! | #DIV/0! | #DIV/0! | #DIV/0! | #DIV/0! | #DIV/0! | #DIV/0! | #DIV/0! | #DIV/0! | #DIV/0! | #DIV/0! | #DIV/0! | #DIV/0! | 559 | 0 | 0 | 0 | 0 | 0
7 | 13 | 2000 | 195 | 4 | 0.05 | 0 | #DIV/0! | #DIV/0! | #DIV/0! | #DIV/0! | #DIV/0! | #DIV/0! | #DIV/0! | #DIV/0! | #DIV/0! | #DIV/0! | #DIV/0! | #DIV/0! | #DIV/0! | #DIV/0! | #DIV/0! | #DIV/0! | #DIV/0! | #DIV/0! | #DIV/0! | #DIV/0! | 560 | 0 | 0 | 0 | 0 | 0
7 | 14 | 2000 | 196 | 5 | 1.04 | 0 | #DIV/0! | #DIV/0! | #DIV/0! | #DIV/0! | #DIV/0! | #DIV/0! | #DIV/0! | #DIV/0! | #DIV/0! | #DIV/0! | #DIV/0! | #DIV/0! | #DIV/0! | #DIV/0! | #DIV/0! | #DIV/0! | #DIV/0! | #DIV/0! | #DIV/0! | #DIV/0! | 561 | 0 | 0 | 0 | 0 | 0
7 | 15 | 2000 | 197 | 6 | 0.11 | 0 | #DIV/0! | #DIV/0! | #DIV/0! | #DIV/0! | #DIV/0! | #DIV/0! | #DIV/0! | #DIV/0! | #DIV/0! | #DIV/0! | #DIV/0! | #DIV/0! | #DIV/0! | #DIV/0! | #DIV/0! | #DIV/0! | #DIV/0! | #DIV/0! | #DIV/0! | #DIV/0! | 562 | 0 | 0 | 0 | 0 | 0
7 | 16 | 2000 | 198 | 7 | 0.16667 | 0 | #DIV/0! | #DIV/0! | #DIV/0! | #DIV/0! | #DIV/0! | #DIV/0! | #DIV/0! | #DIV/0! | #DIV/0! | #DIV/0! | #DIV/0! | #DIV/0! | #DIV/0! | #DIV/0! | #DIV/0! | #DIV/0! | #DIV/0! | #DIV/0! | #DIV/0! | #DIV/0! | 563 | 0 | 0 | 0 | 0 | 0
7 | 17 | 2000 | 199 | 1 | 0.0033333 | 0 | #DIV/0! | #DIV/0! | #DIV/0! | #DIV/0! | #DIV/0! | #DIV/0! | #DIV/0! | #DIV/0! | #DIV/0! | #DIV/0! | #DIV/0! | #DIV/0! | #DIV/0! | #DIV/0! | #DIV/0! | #DIV/0! | #DIV/0! | #DIV/0! | #DIV/0! | #DIV/0! | 564 | 0 | 0 | 0 | 0 | 0
7 | 18 | 2000 | 200 | 2 | 0 | 0 | #DIV/0! | #DIV/0! | #DIV/0! | #DIV/0! | #DIV/0! | #DIV/0! | #DIV/0! | #DIV/0! | #DIV/0! | #DIV/0! | #DIV/0! | #DIV/0! | #DIV/0! | #DIV/0! | #DIV/0! | #DIV/0! | #DIV/0! | #DIV/0! | #DIV/0! | #DIV/0! | 565 | 0 | 0 | 0 | 0 | 0
7 | 19 | 2000 | 201 | 3 | 0.58333 | 0 | #DIV/0! | #DIV/0! | #DIV/0! | #DIV/0! | #DIV/0! | #DIV/0! | #DIV/0! | #DIV/0! | #DIV/0! | #DIV/0! | #DIV/0! | #DIV/0! | #DIV/0! | #DIV/0! | #DIV/0! | #DIV/0! | #DIV/0! | #DIV/0! | #DIV/0! | #DIV/0! | 566 | 0 | 0 | 0 | 0 | 0
7 | 20 | 2000 | 202 | 4 | 0.033333 | 0 | #DIV/0! | #DIV/0! | #DIV/0! | #DIV/0! | #DIV/0! | #DIV/0! | #DIV/0! | #DIV/0! | #DIV/0! | #DIV/0! | #DIV/0! | #DIV/0! | #DIV/0! | #DIV/0! | #DIV/0! | #DIV/0! | #DIV/0! | #DIV/0! | #DIV/0! | #DIV/0! | 567 | 0 | 0 | 0 | 0 | 0
7 | 21 | 2000 | 203 | 5 | 0.033333 | 0 | #DIV/0! | #DIV/0! | #DIV/0! | #DIV/0! | #DIV/0! | #DIV/0! | #DIV/0! | #DIV/0! | #DIV/0! | #DIV/0! | #DIV/0! | #DIV/0! | #DIV/0! | #DIV/0! | #DIV/0! | #DIV/0! | #DIV/0! | #DIV/0! | #DIV/0! | #DIV/0! | 568 | 0 | 0 | 0 | 0 | 0
7 | 22 | 2000 | 204 | 6 | 0.01 | 0 | #DIV/0! | #DIV/0! | #DIV/0! | #DIV/0! | #DIV/0! | #DIV/0! | #DIV/0! | #DIV/0! | #DIV/0! | #DIV/0! | #DIV/0! | #DIV/0! | #DIV/0! | #DIV/0! | #DIV/0! | #DIV/0! | #DIV/0! | #DIV/0! | #DIV/0! | #DIV/0! | 569 | 0 | 0 | 0 | 0 | 0
7 | 23 | 2000 | 205 | 7 | 0 | 0 | #DIV/0! | #DIV/0! | #DIV/0! | #DIV/0! | #DIV/0! | #DIV/0! | #DIV/0! | #DIV/0! | #DIV/0! | #DIV/0! | #DIV/0! | #DIV/0! | #DIV/0! | #DIV/0! | #DIV/0! | #DIV/0! | #DIV/0! | #DIV/0! | #DIV/0! | #DIV/0! | 570 | 0 | 0 | 0 | 0 | 0
7 | 24 | 2000 | 206 | 1 | 0.24333 | 0 | #DIV/0! | #DIV/0! | #DIV/0! | #DIV/0! | #DIV/0! | #DIV/0! | #DIV/0! | #DIV/0! | #DIV/0! | #DIV/0! | #DIV/0! | #DIV/0! | #DIV/0! | #DIV/0! | #DIV/0! | #DIV/0! | #DIV/0! | #DIV/0! | #DIV/0! | #DIV/0! | 571 | 0 | 0 | 0 | 0 | 0
7 | 25 | 2000 | 207 | 2 | 0 | 0 | #DIV/0! | #DIV/0! | #DIV/0! | #DIV/0! | #DIV/0! | #DIV/0! | #DIV/0! | #DIV/0! | #DIV/0! | #DIV/0! | #DIV/0! | #DIV/0! | #DIV/0! | #DIV/0! | #DIV/0! | #DIV/0! | #DIV/0! | #DIV/0! | #DIV/0! | #DIV/0! | 572 | 0 | 0 | 0 | 0 | 0
7 | 26 | 2000 | 208 | 3 | 0.86333 | 0 | #DIV/0! | #DIV/0! | #DIV/0! | #DIV/0! | #DIV/0! | #DIV/0! | #DIV/0! | #DIV/0! | #DIV/0! | #DIV/0! | #DIV/0! | #DIV/0! | #DIV/0! | #DIV/0! | #DIV/0! | #DIV/0! | #DIV/0! | #DIV/0! | #DIV/0! | #DIV/0! | 573 | 0 | 0 | 0 | 0 | 0
7 | 27 | 2000 | 209 | 4 | 0.02 | 0 | #DIV/0! | #DIV/0! | #DIV/0! | #DIV/0! | #DIV/0! | #DIV/0! | #DIV/0! | #DIV/0! | #DIV/0! | #DIV/0! | #DIV/0! | #DIV/0! | #DIV/0! | #DIV/0! | #DIV/0! | #DIV/0! | #DIV/0! | #DIV/0! | #DIV/0! | #DIV/0! | 574 | 0 | 0 | 0 | 0 | 0
7 | 28 | 2000 | 210 | 5 | 0.98333 | 0 | #DIV/0! | #DIV/0! | #DIV/0! | #DIV/0! | #DIV/0! | #DIV/0! | #DIV/0! | #DIV/0! | #DIV/0! | #DIV/0! | #DIV/0! | #DIV/0! | #DIV/0! | #DIV/0! | #DIV/0! | #DIV/0! | #DIV/0! | #DIV/0! | #DIV/0! | #DIV/0! | 575 | 0 | 0 | 0 | 0 | 0
7 | 29 | 2000 | 211 | 6 | 0 | 0 | #DIV/0! | #DIV/0! | #DIV/0! | #DIV/0! | #DIV/0! | #DIV/0! | #DIV/0! | #DIV/0! | #DIV/0! | #DIV/0! | #DIV/0! | #DIV/0! | #DIV/0! | #DIV/0! | #DIV/0! | #DIV/0! | #DIV/0! | #DIV/0! | #DIV/0! | #DIV/0! | 576 | 0 | 0 | 0 | 0 | 0
7 | 30 | 2000 | 212 | 7 | 0.31333 | 0 | #DIV/0! | #DIV/0! | #DIV/0! | #DIV/0! | #DIV/0! | #DIV/0! | #DIV/0! | #DIV/0! | #DIV/0! | #DIV/0! | #DIV/0! | #DIV/0! | #DIV/0! | #DIV/0! | #DIV/0! | #DIV/0! | #DIV/0! | #DIV/0! | #DIV/0! | #DIV/0! | 577 | 0 | 0 | 0 | 0 | 0
7 | 31 | 2000 | 213 | 1 | 0.066667 | 0 | #DIV/0! | #DIV/0! | #DIV/0! | #DIV/0! | #DIV/0! | #DIV/0! | #DIV/0! | #DIV/0! | #DIV/0! | #DIV/0! | #DIV/0! | #DIV/0! | #DIV/0! | #DIV/0! | #DIV/0! | #DIV/0! | #DIV/0! | #DIV/0! | #DIV/0! | #DIV/0! | 578 | 0 | 0 | 0 | 0 | 0
8 | 1 | 2000 | 214 | 2 | 0.38333 | 0 | #DIV/0! | #DIV/0! | #DIV/0! | #DIV/0! | #DIV/0! | #DIV/0! | #DIV/0! | #DIV/0! | #DIV/0! | #DIV/0! | #DIV/0! | #DIV/0! | #DIV/0! | #DIV/0! | #DIV/0! | #DIV/0! | #DIV/0! | #DIV/0! | #DIV/0! | #DIV/0! | 579 | 0 | 0 | 0 | 0 | 0
8 | 2 | 2000 | 215 | 3 | 0.01 | 0 | #DIV/0! | #DIV/0! | #DIV/0! | #DIV/0! | #DIV/0! | #DIV/0! | #DIV/0! | #DIV/0! | #DIV/0! | #DIV/0! | #DIV/0! | #DIV/0! | #DIV/0! | #DIV/0! | #DIV/0! | #DIV/0! | #DIV/0! | #DIV/0! | #DIV/0! | #DIV/0! | 580 | 0 | 0 | 0 | 0 | 0
8 | 3 | 2000 | 216 | 4 | 0.18333 | 0 | #DIV/0! | #DIV/0! | #DIV/0! | #DIV/0! | #DIV/0! | #DIV/0! | #DIV/0! | #DIV/0! | #DIV/0! | #DIV/0! | #DIV/0! | #DIV/0! | #DIV/0! | #DIV/0! | #DIV/0! | #DIV/0! | #DIV/0! | #DIV/0! | #DIV/0! | #DIV/0! | 581 | 0 | 0 | 0 | 0 | 0
8 | 4 | 2000 | 217 | 5 | 0.19333 | 0 | #DIV/0! | #DIV/0! | #DIV/0! | #DIV/0! | #DIV/0! | #DIV/0! | #DIV/0! | #DIV/0! | #DIV/0! | #DIV/0! | #DIV/0! | #DIV/0! | #DIV/0! | #DIV/0! | #DIV/0! | #DIV/0! | #DIV/0! | #DIV/0! | #DIV/0! | #DIV/0! | 582 | 0 | 0 | 0 | 0 | 0
8 | 5 | 2000 | 218 | 6 | 0 | 0 | #DIV/0! | #DIV/0! | #DIV/0! | #DIV/0! | #DIV/0! | #DIV/0! | #DIV/0! | #DIV/0! | #DIV/0! | #DIV/0! | #DIV/0! | #DIV/0! | #DIV/0! | #DIV/0! | #DIV/0! | #DIV/0! | #DIV/0! | #DIV/0! | #DIV/0! | #DIV/0! | 583 | 0 | 0 | 0 | 0 | 0
8 | 6 | 2000 | 219 | 7 | 0.70667 | 0 | #DIV/0! | #DIV/0! | #DIV/0! | #DIV/0! | #DIV/0! | #DIV/0! | #DIV/0! | #DIV/0! | #DIV/0! | #DIV/0! | #DIV/0! | #DIV/0! | #DIV/0! | #DIV/0! | #DIV/0! | #DIV/0! | #DIV/0! | #DIV/0! | #DIV/0! | #DIV/0! | 584 | 0 | 0 | 0 | 0 | 0
8 | 7 | 2000 | 220 | 1 | 1.0667 | 0 | #DIV/0! | #DIV/0! | #DIV/0! | #DIV/0! | #DIV/0! | #DIV/0! | #DIV/0! | #DIV/0! | #DIV/0! | #DIV/0! | #DIV/0! | #DIV/0! | #DIV/0! | #DIV/0! | #DIV/0! | #DIV/0! | #DIV/0! | #DIV/0! | #DIV/0! | #DIV/0! | 585 | 0 | 0 | 0 | 0 | 0
8 | 8 | 2000 | 221 | 2 | 0 | 0 | #DIV/0! | #DIV/0! | #DIV/0! | #DIV/0! | #DIV/0! | #DIV/0! | #DIV/0! | #DIV/0! | #DIV/0! | #DIV/0! | #DIV/0! | #DIV/0! | #DIV/0! | #DIV/0! | #DIV/0! | #DIV/0! | #DIV/0! | #DIV/0! | #DIV/0! | #DIV/0! | 586 | 0 | 0 | 0 | 0 | 0
8 | 9 | 2000 | 222 | 3 | 0.19667 | 0 | #DIV/0! | #DIV/0! | #DIV/0! | #DIV/0! | #DIV/0! | #DIV/0! | #DIV/0! | #DIV/0! | #DIV/0! | #DIV/0! | #DIV/0! | #DIV/0! | #DIV/0! | #DIV/0! | #DIV/0! | #DIV/0! | #DIV/0! | #DIV/0! | #DIV/0! | #DIV/0! | 587 | 0 | 0 | 0 | 0 | 0
8 | 10 | 2000 | 223 | 4 | 0.0033333 | 0 | #DIV/0! | #DIV/0! | #DIV/0! | #DIV/0! | #DIV/0! | #DIV/0! | #DIV/0! | #DIV/0! | #DIV/0! | #DIV/0! | #DIV/0! | #DIV/0! | #DIV/0! | #DIV/0! | #DIV/0! | #DIV/0! | #DIV/0! | #DIV/0! | #DIV/0! | #DIV/0! | 588 | 0 | 0 | 0 | 0 | 0
8 | 11 | 2000 | 224 | 5 | 0 | 0 | #DIV/0! | #DIV/0! | #DIV/0! | #DIV/0! | #DIV/0! | #DIV/0! | #DIV/0! | #DIV/0! | #DIV/0! | #DIV/0! | #DIV/0! | #DIV/0! | #DIV/0! | #DIV/0! | #DIV/0! | #DIV/0! | #DIV/0! | #DIV/0! | #DIV/0! | #DIV/0! | 589 | 0 | 0 | 0 | 0 | 0
8 | 12 | 2000 | 225 | 6 | 0 | 0 | #DIV/0! | #DIV/0! | #DIV/0! | #DIV/0! | #DIV/0! | #DIV/0! | #DIV/0! | #DIV/0! | #DIV/0! | #DIV/0! | #DIV/0! | #DIV/0! | #DIV/0! | #DIV/0! | #DIV/0! | #DIV/0! | #DIV/0! | #DIV/0! | #DIV/0! | #DIV/0! | 590 | 0 | 0 | 0 | 0 | 0
8 | 13 | 2000 | 226 | 7 | 0.07 | 0 | #DIV/0! | #DIV/0! | #DIV/0! | #DIV/0! | #DIV/0! | #DIV/0! | #DIV/0! | #DIV/0! | #DIV/0! | #DIV/0! | #DIV/0! | #DIV/0! | #DIV/0! | #DIV/0! | #DIV/0! | #DIV/0! | #DIV/0! | #DIV/0! | #DIV/0! | #DIV/0! | 591 | 0 | 0 | 0 | 0 | 0
8 | 14 | 2000 | 227 | 1 | 0.04 | 0 | #DIV/0! | #DIV/0! | #DIV/0! | #DIV/0! | #DIV/0! | #DIV/0! | #DIV/0! | #DIV/0! | #DIV/0! | #DIV/0! | #DIV/0! | #DIV/0! | #DIV/0! | #DIV/0! | #DIV/0! | #DIV/0! | #DIV/0! | #DIV/0! | #DIV/0! | #DIV/0! | 592 | 0 | 0 | 0 | 0 | 0
8 | 15 | 2000 | 228 | 2 | 0.0066667 | 0 | #DIV/0! | #DIV/0! | #DIV/0! | #DIV/0! | #DIV/0! | #DIV/0! | #DIV/0! | #DIV/0! | #DIV/0! | #DIV/0! | #DIV/0! | #DIV/0! | #DIV/0! | #DIV/0! | #DIV/0! | #DIV/0! | #DIV/0! | #DIV/0! | #DIV/0! | #DIV/0! | 593 | 0 | 0 | 0 | 0 | 0
8 | 16 | 2000 | 229 | 3 | 0 | 0 | #DIV/0! | #DIV/0! | #DIV/0! | #DIV/0! | #DIV/0! | #DIV/0! | #DIV/0! | #DIV/0! | #DIV/0! | #DIV/0! | #DIV/0! | #DIV/0! | #DIV/0! | #DIV/0! | #DIV/0! | #DIV/0! | #DIV/0! | #DIV/0! | #DIV/0! | #DIV/0! | 594 | 0 | 0 | 0 | 0 | 0
8 | 17 | 2000 | 230 | 4 | 0 | 0 | #DIV/0! | #DIV/0! | #DIV/0! | #DIV/0! | #DIV/0! | #DIV/0! | #DIV/0! | #DIV/0! | #DIV/0! | #DIV/0! | #DIV/0! | #DIV/0! | #DIV/0! | #DIV/0! | #DIV/0! | #DIV/0! | #DIV/0! | #DIV/0! | #DIV/0! | #DIV/0! | 595 | 0 | 0 | 0 | 0 | 0
8 | 18 | 2000 | 231 | 5 | 0.17333 | 0 | #DIV/0! | #DIV/0! | #DIV/0! | #DIV/0! | #DIV/0! | #DIV/0! | #DIV/0! | #DIV/0! | #DIV/0! | #DIV/0! | #DIV/0! | #DIV/0! | #DIV/0! | #DIV/0! | #DIV/0! | #DIV/0! | #DIV/0! | #DIV/0! | #DIV/0! | #DIV/0! | 596 | 0 | 0 | 0 | 0 | 0
8 | 19 | 2000 | 232 | 6 | 0 | 0 | #DIV/0! | #DIV/0! | #DIV/0! | #DIV/0! | #DIV/0! | #DIV/0! | #DIV/0! | #DIV/0! | #DIV/0! | #DIV/0! | #DIV/0! | #DIV/0! | #DIV/0! | #DIV/0! | #DIV/0! | #DIV/0! | #DIV/0! | #DIV/0! | #DIV/0! | #DIV/0! | 597 | 0 | 0 | 0 | 0 | 0
8 | 20 | 2000 | 233 | 7 | 0.0033333 | 0 | #DIV/0! | #DIV/0! | #DIV/0! | #DIV/0! | #DIV/0! | #DIV/0! | #DIV/0! | #DIV/0! | #DIV/0! | #DIV/0! | #DIV/0! | #DIV/0! | #DIV/0! | #DIV/0! | #DIV/0! | #DIV/0! | #DIV/0! | #DIV/0! | #DIV/0! | #DIV/0! | 598 | 0 | 0 | 0 | 0 | 0
8 | 21 | 2000 | 234 | 1 | 0 | 0 | #DIV/0! | #DIV/0! | #DIV/0! | #DIV/0! | #DIV/0! | #DIV/0! | #DIV/0! | #DIV/0! | #DIV/0! | #DIV/0! | #DIV/0! | #DIV/0! | #DIV/0! | #DIV/0! | #DIV/0! | #DIV/0! | #DIV/0! | #DIV/0! | #DIV/0! | #DIV/0! | 599 | 0 | 0 | 0 | 0 | 0
8 | 22 | 2000 | 235 | 2 | 0 | 0 | #DIV/0! | #DIV/0! | #DIV/0! | #DIV/0! | #DIV/0! | #DIV/0! | #DIV/0! | #DIV/0! | #DIV/0! | #DIV/0! | #DIV/0! | #DIV/0! | #DIV/0! | #DIV/0! | #DIV/0! | #DIV/0! | #DIV/0! | #DIV/0! | #DIV/0! | #DIV/0! | 600 | 0 | 0 | 0 | 0 | 0
8 | 23 | 2000 | 236 | 3 | 0 | 0 | #DIV/0! | #DIV/0! | #DIV/0! | #DIV/0! | #DIV/0! | #DIV/0! | #DIV/0! | #DIV/0! | #DIV/0! | #DIV/0! | #DIV/0! | #DIV/0! | #DIV/0! | #DIV/0! | #DIV/0! | #DIV/0! | #DIV/0! | #DIV/0! | #DIV/0! | #DIV/0! | 601 | 0 | 0 | 0 | 0 | 0
8 | 24 | 2000 | 237 | 4 | 0.0033333 | 0 | #DIV/0! | #DIV/0! | #DIV/0! | #DIV/0! | #DIV/0! | #DIV/0! | #DIV/0! | #DIV/0! | #DIV/0! | #DIV/0! | #DIV/0! | #DIV/0! | #DIV/0! | #DIV/0! | #DIV/0! | #DIV/0! | #DIV/0! | #DIV/0! | #DIV/0! | #DIV/0! | 602 | 0 | 0 | 0 | 0 | 0
8 | 25 | 2000 | 238 | 5 | 0.0033333 | 0 | #DIV/0! | #DIV/0! | #DIV/0! | #DIV/0! | #DIV/0! | #DIV/0! | #DIV/0! | #DIV/0! | #DIV/0! | #DIV/0! | #DIV/0! | #DIV/0! | #DIV/0! | #DIV/0! | #DIV/0! | #DIV/0! | #DIV/0! | #DIV/0! | #DIV/0! | #DIV/0! | 603 | 0 | 0 | 0 | 0 | 0
8 | 26 | 2000 | 239 | 6 | 0 | 0 | #DIV/0! | #DIV/0! | #DIV/0! | #DIV/0! | #DIV/0! | #DIV/0! | #DIV/0! | #DIV/0! | #DIV/0! | #DIV/0! | #DIV/0! | #DIV/0! | #DIV/0! | #DIV/0! | #DIV/0! | #DIV/0! | #DIV/0! | #DIV/0! | #DIV/0! | #DIV/0! | 604 | 0 | 0 | 0 | 0 | 0
8 | 27 | 2000 | 240 | 7 | 0.34667 | 0 | #DIV/0! | #DIV/0! | #DIV/0! | #DIV/0! | #DIV/0! | #DIV/0! | #DIV/0! | #DIV/0! | #DIV/0! | #DIV/0! | #DIV/0! | #DIV/0! | #DIV/0! | #DIV/0! | #DIV/0! | #DIV/0! | #DIV/0! | #DIV/0! | #DIV/0! | #DIV/0! | 605 | 0 | 0 | 0 | 0 | 0
8 | 28 | 2000 | 241 | 1 | 0.013333 | 0 | #DIV/0! | #DIV/0! | #DIV/0! | #DIV/0! | #DIV/0! | #DIV/0! | #DIV/0! | #DIV/0! | #DIV/0! | #DIV/0! | #DIV/0! | #DIV/0! | #DIV/0! | #DIV/0! | #DIV/0! | #DIV/0! | #DIV/0! | #DIV/0! | #DIV/0! | #DIV/0! | 606 | 0 | 0 | 0 | 0 | 0
8 | 29 | 2000 | 242 | 2 | 0.31667 | 0 | #DIV/0! | #DIV/0! | #DIV/0! | #DIV/0! | #DIV/0! | #DIV/0! | #DIV/0! | #DIV/0! | #DIV/0! | #DIV/0! | #DIV/0! | #DIV/0! | #DIV/0! | #DIV/0! | #DIV/0! | #DIV/0! | #DIV/0! | #DIV/0! | #DIV/0! | #DIV/0! | 607 | 0 | 0 | 0 | 0 | 0
8 | 30 | 2000 | 243 | 3 | 0.12 | 0 | #DIV/0! | #DIV/0! | #DIV/0! | #DIV/0! | #DIV/0! | #DIV/0! | #DIV/0! | #DIV/0! | #DIV/0! | #DIV/0! | #DIV/0! | #DIV/0! | #DIV/0! | #DIV/0! | #DIV/0! | #DIV/0! | #DIV/0! | #DIV/0! | #DIV/0! | #DIV/0! | 608 | 0 | 0 | 0 | 0 | 0
8 | 31 | 2000 | 244 | 4 | 0.45 | 0 | #DIV/0! | #DIV/0! | #DIV/0! | #DIV/0! | #DIV/0! | #DIV/0! | #DIV/0! | #DIV/0! | #DIV/0! | #DIV/0! | #DIV/0! | #DIV/0! | #DIV/0! | #DIV/0! | #DIV/0! | #DIV/0! | #DIV/0! | #DIV/0! | #DIV/0! | #DIV/0! | 609 | 0 | 0 | 0 | 0 | 0
9 | 1 | 2000 | 245 | 5 | 0.076667 | 0 | #DIV/0! | #DIV/0! | #DIV/0! | #DIV/0! | #DIV/0! | #DIV/0! | #DIV/0! | #DIV/0! | #DIV/0! | #DIV/0! | #DIV/0! | #DIV/0! | #DIV/0! | #DIV/0! | #DIV/0! | #DIV/0! | #DIV/0! | #DIV/0! | #DIV/0! | #DIV/0! | 610 | 0 | 0 | 0 | 0 | 0
9 | 2 | 2000 | 246 | 6 | 1.1633 | 0 | #DIV/0! | #DIV/0! | #DIV/0! | #DIV/0! | #DIV/0! | #DIV/0! | #DIV/0! | #DIV/0! | #DIV/0! | #DIV/0! | #DIV/0! | #DIV/0! | #DIV/0! | #DIV/0! | #DIV/0! | #DIV/0! | #DIV/0! | #DIV/0! | #DIV/0! | #DIV/0! | 611 | 0 | 0 | 0 | 0 | 0
9 | 3 | 2000 | 247 | 7 | 0.19333 | 0 | #DIV/0! | #DIV/0! | #DIV/0! | #DIV/0! | #DIV/0! | #DIV/0! | #DIV/0! | #DIV/0! | #DIV/0! | #DIV/0! | #DIV/0! | #DIV/0! | #DIV/0! | #DIV/0! | #DIV/0! | #DIV/0! | #DIV/0! | #DIV/0! | #DIV/0! | #DIV/0! | 612 | 0 | 0 | 0 | 0 | 0
9 | 4 | 2000 | 248 | 1 | 0.06 | 0 | #DIV/0! | #DIV/0! | #DIV/0! | #DIV/0! | #DIV/0! | #DIV/0! | #DIV/0! | #DIV/0! | #DIV/0! | #DIV/0! | #DIV/0! | #DIV/0! | #DIV/0! | #DIV/0! | #DIV/0! | #DIV/0! | #DIV/0! | #DIV/0! | #DIV/0! | #DIV/0! | 613 | 0 | 0 | 0 | 0 | 0
9 | 5 | 2000 | 249 | 2 | 0 | 0 | #DIV/0! | #DIV/0! | #DIV/0! | #DIV/0! | #DIV/0! | #DIV/0! | #DIV/0! | #DIV/0! | #DIV/0! | #DIV/0! | #DIV/0! | #DIV/0! | #DIV/0! | #DIV/0! | #DIV/0! | #DIV/0! | #DIV/0! | #DIV/0! | #DIV/0! | #DIV/0! | 614 | 0 | 0 | 0 | 0 | 0
9 | 6 | 2000 | 250 | 3 | 0 | 0 | #DIV/0! | #DIV/0! | #DIV/0! | #DIV/0! | #DIV/0! | #DIV/0! | #DIV/0! | #DIV/0! | #DIV/0! | #DIV/0! | #DIV/0! | #DIV/0! | #DIV/0! | #DIV/0! | #DIV/0! | #DIV/0! | #DIV/0! | #DIV/0! | #DIV/0! | #DIV/0! | 615 | 0 | 0 | 0 | 0 | 0
9 | 7 | 2000 | 251 | 4 | 0 | 0 | #DIV/0! | #DIV/0! | #DIV/0! | #DIV/0! | #DIV/0! | #DIV/0! | #DIV/0! | #DIV/0! | #DIV/0! | #DIV/0! | #DIV/0! | #DIV/0! | #DIV/0! | #DIV/0! | #DIV/0! | #DIV/0! | #DIV/0! | #DIV/0! | #DIV/0! | #DIV/0! | 616 | 0 | 0 | 0 | 0 | 0
9 | 8 | 2000 | 252 | 5 | 0 | 0 | #DIV/0! | #DIV/0! | #DIV/0! | #DIV/0! | #DIV/0! | #DIV/0! | #DIV/0! | #DIV/0! | #DIV/0! | #DIV/0! | #DIV/0! | #DIV/0! | #DIV/0! | #DIV/0! | #DIV/0! | #DIV/0! | #DIV/0! | #DIV/0! | #DIV/0! | #DIV/0! | 617 | 0 | 0 | 0 | 0 | 0
9 | 9 | 2000 | 253 | 6 | 0 | 0 | #DIV/0! | #DIV/0! | #DIV/0! | #DIV/0! | #DIV/0! | #DIV/0! | #DIV/0! | #DIV/0! | #DIV/0! | #DIV/0! | #DIV/0! | #DIV/0! | #DIV/0! | #DIV/0! | #DIV/0! | #DIV/0! | #DIV/0! | #DIV/0! | #DIV/0! | #DIV/0! | 618 | 0 | 0 | 0 | 0 | 0
9 | 10 | 2000 | 254 | 7 | 0 | 0 | #DIV/0! | #DIV/0! | #DIV/0! | #DIV/0! | #DIV/0! | #DIV/0! | #DIV/0! | #DIV/0! | #DIV/0! | #DIV/0! | #DIV/0! | #DIV/0! | #DIV/0! | #DIV/0! | #DIV/0! | #DIV/0! | #DIV/0! | #DIV/0! | #DIV/0! | #DIV/0! | 619 | 0 | 0 | 0 | 0 | 0
9 | 11 | 2000 | 255 | 1 | 0 | 0 | #DIV/0! | #DIV/0! | #DIV/0! | #DIV/0! | #DIV/0! | #DIV/0! | #DIV/0! | #DIV/0! | #DIV/0! | #DIV/0! | #DIV/0! | #DIV/0! | #DIV/0! | #DIV/0! | #DIV/0! | #DIV/0! | #DIV/0! | #DIV/0! | #DIV/0! | #DIV/0! | 620 | 0 | 0 | 0 | 0 | 0
9 | 12 | 2000 | 256 | 2 | 0 | 0 | #DIV/0! | #DIV/0! | #DIV/0! | #DIV/0! | #DIV/0! | #DIV/0! | #DIV/0! | #DIV/0! | #DIV/0! | #DIV/0! | #DIV/0! | #DIV/0! | #DIV/0! | #DIV/0! | #DIV/0! | #DIV/0! | #DIV/0! | #DIV/0! | #DIV/0! | #DIV/0! | 621 | 0 | 0 | 0 | 0 | 0
9 | 13 | 2000 | 257 | 3 | 0 | 0 | #DIV/0! | #DIV/0! | #DIV/0! | #DIV/0! | #DIV/0! | #DIV/0! | #DIV/0! | #DIV/0! | #DIV/0! | #DIV/0! | #DIV/0! | #DIV/0! | #DIV/0! | #DIV/0! | #DIV/0! | #DIV/0! | #DIV/0! | #DIV/0! | #DIV/0! | #DIV/0! | 622 | 0 | 0 | 0 | 0 | 0
9 | 14 | 2000 | 258 | 4 | 0.0066667 | 0 | #DIV/0! | #DIV/0! | #DIV/0! | #DIV/0! | #DIV/0! | #DIV/0! | #DIV/0! | #DIV/0! | #DIV/0! | #DIV/0! | #DIV/0! | #DIV/0! | #DIV/0! | #DIV/0! | #DIV/0! | #DIV/0! | #DIV/0! | #DIV/0! | #DIV/0! | #DIV/0! | 623 | 0 | 0 | 0 | 0 | 0
9 | 15 | 2000 | 259 | 5 | 0.0033333 | 0 | #DIV/0! | #DIV/0! | #DIV/0! | #DIV/0! | #DIV/0! | #DIV/0! | #DIV/0! | #DIV/0! | #DIV/0! | #DIV/0! | #DIV/0! | #DIV/0! | #DIV/0! | #DIV/0! | #DIV/0! | #DIV/0! | #DIV/0! | #DIV/0! | #DIV/0! | #DIV/0! | 624 | 0 | 0 | 0 | 0 | 0
9 | 16 | 2000 | 260 | 6 | 0.013333 | 0 | #DIV/0! | #DIV/0! | #DIV/0! | #DIV/0! | #DIV/0! | #DIV/0! | #DIV/0! | #DIV/0! | #DIV/0! | #DIV/0! | #DIV/0! | #DIV/0! | #DIV/0! | #DIV/0! | #DIV/0! | #DIV/0! | #DIV/0! | #DIV/0! | #DIV/0! | #DIV/0! | 625 | 0 | 0 | 0 | 0 | 0
9 | 17 | 2000 | 261 | 7 | 0 | 0 | #DIV/0! | #DIV/0! | #DIV/0! | #DIV/0! | #DIV/0! | #DIV/0! | #DIV/0! | #DIV/0! | #DIV/0! | #DIV/0! | #DIV/0! | #DIV/0! | #DIV/0! | #DIV/0! | #DIV/0! | #DIV/0! | #DIV/0! | #DIV/0! | #DIV/0! | #DIV/0! | 626 | 0 | 0 | 0 | 0 | 0
9 | 18 | 2000 | 262 | 1 | 0 | 0 | #DIV/0! | #DIV/0! | #DIV/0! | #DIV/0! | #DIV/0! | #DIV/0! | #DIV/0! | #DIV/0! | #DIV/0! | #DIV/0! | #DIV/0! | #DIV/0! | #DIV/0! | #DIV/0! | #DIV/0! | #DIV/0! | #DIV/0! | #DIV/0! | #DIV/0! | #DIV/0! | 627 | 0 | 0 | 0 | 0 | 0
9 | 19 | 2000 | 263 | 2 | 0.94333 | 0 | #DIV/0! | #DIV/0! | #DIV/0! | #DIV/0! | #DIV/0! | #DIV/0! | #DIV/0! | #DIV/0! | #DIV/0! | #DIV/0! | #DIV/0! | #DIV/0! | #DIV/0! | #DIV/0! | #DIV/0! | #DIV/0! | #DIV/0! | #DIV/0! | #DIV/0! | #DIV/0! | 628 | 0 | 0 | 0 | 0 | 0
9 | 20 | 2000 | 264 | 3 | 0 | 0 | #DIV/0! | #DIV/0! | #DIV/0! | #DIV/0! | #DIV/0! | #DIV/0! | #DIV/0! | #DIV/0! | #DIV/0! | #DIV/0! | #DIV/0! | #DIV/0! | #DIV/0! | #DIV/0! | #DIV/0! | #DIV/0! | #DIV/0! | #DIV/0! | #DIV/0! | #DIV/0! | 629 | 0 | 0 | 0 | 0 | 0
9 | 21 | 2000 | 265 | 4 | 0 | 0 | #DIV/0! | #DIV/0! | #DIV/0! | #DIV/0! | #DIV/0! | #DIV/0! | #DIV/0! | #DIV/0! | #DIV/0! | #DIV/0! | #DIV/0! | #DIV/0! | #DIV/0! | #DIV/0! | #DIV/0! | #DIV/0! | #DIV/0! | #DIV/0! | #DIV/0! | #DIV/0! | 630 | 0 | 0 | 0 | 0 | 0
9 | 22 | 2000 | 266 | 5 | 0 | 0 | #DIV/0! | #DIV/0! | #DIV/0! | #DIV/0! | #DIV/0! | #DIV/0! | #DIV/0! | #DIV/0! | #DIV/0! | #DIV/0! | #DIV/0! | #DIV/0! | #DIV/0! | #DIV/0! | #DIV/0! | #DIV/0! | #DIV/0! | #DIV/0! | #DIV/0! | #DIV/0! | 631 | 0 | 0 | 0 | 0 | 0
9 | 23 | 2000 | 267 | 6 | 0.0066667 | 0 | #DIV/0! | #DIV/0! | #DIV/0! | #DIV/0! | #DIV/0! | #DIV/0! | #DIV/0! | #DIV/0! | #DIV/0! | #DIV/0! | #DIV/0! | #DIV/0! | #DIV/0! | #DIV/0! | #DIV/0! | #DIV/0! | #DIV/0! | #DIV/0! | #DIV/0! | #DIV/0! | 632 | 0 | 0 | 0 | 0 | 0
9 | 24 | 2000 | 268 | 7 | 0 | 0 | #DIV/0! | #DIV/0! | #DIV/0! | #DIV/0! | #DIV/0! | #DIV/0! | #DIV/0! | #DIV/0! | #DIV/0! | #DIV/0! | #DIV/0! | #DIV/0! | #DIV/0! | #DIV/0! | #DIV/0! | #DIV/0! | #DIV/0! | #DIV/0! | #DIV/0! | #DIV/0! | 633 | 0 | 0 | 0 | 0 | 0
9 | 25 | 2000 | 269 | 1 | 2.1 | 0 | #DIV/0! | #DIV/0! | #DIV/0! | #DIV/0! | #DIV/0! | #DIV/0! | #DIV/0! | #DIV/0! | #DIV/0! | #DIV/0! | #DIV/0! | #DIV/0! | #DIV/0! | #DIV/0! | #DIV/0! | #DIV/0! | #DIV/0! | #DIV/0! | #DIV/0! | #DIV/0! | 634 | 0 | 0 | 0 | 0 | 0
9 | 26 | 2000 | 270 | 2 | 0.32 | 0 | #DIV/0! | #DIV/0! | #DIV/0! | #DIV/0! | #DIV/0! | #DIV/0! | #DIV/0! | #DIV/0! | #DIV/0! | #DIV/0! | #DIV/0! | #DIV/0! | #DIV/0! | #DIV/0! | #DIV/0! | #DIV/0! | #DIV/0! | #DIV/0! | #DIV/0! | #DIV/0! | 635 | 0 | 0 | 0 | 0 | 0
9 | 27 | 2000 | 271 | 3 | 0 | 0 | #DIV/0! | #DIV/0! | #DIV/0! | #DIV/0! | #DIV/0! | #DIV/0! | #DIV/0! | #DIV/0! | #DIV/0! | #DIV/0! | #DIV/0! | #DIV/0! | #DIV/0! | #DIV/0! | #DIV/0! | #DIV/0! | #DIV/0! | #DIV/0! | #DIV/0! | #DIV/0! | 636 | 0 | 0 | 0 | 0 | 0
9 | 28 | 2000 | 272 | 4 | 0 | 0 | #DIV/0! | #DIV/0! | #DIV/0! | #DIV/0! | #DIV/0! | #DIV/0! | #DIV/0! | #DIV/0! | #DIV/0! | #DIV/0! | #DIV/0! | #DIV/0! | #DIV/0! | #DIV/0! | #DIV/0! | #DIV/0! | #DIV/0! | #DIV/0! | #DIV/0! | #DIV/0! | 637 | 0 | 0 | 0 | 0 | 0
9 | 29 | 2000 | 273 | 5 | 0 | 0 | #DIV/0! | #DIV/0! | #DIV/0! | #DIV/0! | #DIV/0! | #DIV/0! | #DIV/0! | #DIV/0! | #DIV/0! | #DIV/0! | #DIV/0! | #DIV/0! | #DIV/0! | #DIV/0! | #DIV/0! | #DIV/0! | #DIV/0! | #DIV/0! | #DIV/0! | #DIV/0! | 638 | 0 | 0 | 0 | 0 | 0
9 | 30 | 2000 | 274 | 6 | 0 | 0 | #DIV/0! | #DIV/0! | #DIV/0! | #DIV/0! | #DIV/0! | #DIV/0! | #DIV/0! | #DIV/0! | #DIV/0! | #DIV/0! | #DIV/0! | #DIV/0! | #DIV/0! | #DIV/0! | #DIV/0! | #DIV/0! | #DIV/0! | #DIV/0! | #DIV/0! | #DIV/0! | 639 | 0 | 0 | 0 | 0 | 0
10 | 1 | 2000 | 275 | 7 | 0 | 0 | #DIV/0! | #DIV/0! | #DIV/0! | #DIV/0! | #DIV/0! | #DIV/0! | #DIV/0! | #DIV/0! | #DIV/0! | #DIV/0! | #DIV/0! | #DIV/0! | #DIV/0! | #DIV/0! | #DIV/0! | #DIV/0! | #DIV/0! | #DIV/0! | #DIV/0! | #DIV/0! | 640 | 0 | 0 | 0 | 0 | 0
10 | 2 | 2000 | 276 | 1 | 0 | 0 | #DIV/0! | #DIV/0! | #DIV/0! | #DIV/0! | #DIV/0! | #DIV/0! | #DIV/0! | #DIV/0! | #DIV/0! | #DIV/0! | #DIV/0! | #DIV/0! | #DIV/0! | #DIV/0! | #DIV/0! | #DIV/0! | #DIV/0! | #DIV/0! | #DIV/0! | #DIV/0! | 641 | 0 | 0 | 0 | 0 | 0
10 | 3 | 2000 | 277 | 2 | 0 | 0 | #DIV/0! | #DIV/0! | #DIV/0! | #DIV/0! | #DIV/0! | #DIV/0! | #DIV/0! | #DIV/0! | #DIV/0! | #DIV/0! | #DIV/0! | #DIV/0! | #DIV/0! | #DIV/0! | #DIV/0! | #DIV/0! | #DIV/0! | #DIV/0! | #DIV/0! | #DIV/0! | 642 | 0 | 0 | 0 | 0 | 0
10 | 4 | 2000 | 278 | 3 | 0 | 0 | #DIV/0! | #DIV/0! | #DIV/0! | #DIV/0! | #DIV/0! | #DIV/0! | #DIV/0! | #DIV/0! | #DIV/0! | #DIV/0! | #DIV/0! | #DIV/0! | #DIV/0! | #DIV/0! | #DIV/0! | #DIV/0! | #DIV/0! | #DIV/0! | #DIV/0! | #DIV/0! | 643 | 0 | 0 | 0 | 0 | 0
10 | 5 | 2000 | 279 | 4 | 0.0033333 | 0 | #DIV/0! | #DIV/0! | #DIV/0! | #DIV/0! | #DIV/0! | #DIV/0! | #DIV/0! | #DIV/0! | #DIV/0! | #DIV/0! | #DIV/0! | #DIV/0! | #DIV/0! | #DIV/0! | #DIV/0! | #DIV/0! | #DIV/0! | #DIV/0! | #DIV/0! | #DIV/0! | 644 | 0 | 0 | 0 | 0 | 0
10 | 6 | 2000 | 280 | 5 | 0 | 0 | #DIV/0! | #DIV/0! | #DIV/0! | #DIV/0! | #DIV/0! | #DIV/0! | #DIV/0! | #DIV/0! | #DIV/0! | #DIV/0! | #DIV/0! | #DIV/0! | #DIV/0! | #DIV/0! | #DIV/0! | #DIV/0! | #DIV/0! | #DIV/0! | #DIV/0! | #DIV/0! | 645 | 0 | 0 | 0 | 0 | 0
10 | 7 | 2000 | 281 | 6 | 0 | 0 | #DIV/0! | #DIV/0! | #DIV/0! | #DIV/0! | #DIV/0! | #DIV/0! | #DIV/0! | #DIV/0! | #DIV/0! | #DIV/0! | #DIV/0! | #DIV/0! | #DIV/0! | #DIV/0! | #DIV/0! | #DIV/0! | #DIV/0! | #DIV/0! | #DIV/0! | #DIV/0! | 646 | 0 | 0 | 0 | 0 | 0
10 | 8 | 2000 | 282 | 7 | 0 | 0 | #DIV/0! | #DIV/0! | #DIV/0! | #DIV/0! | #DIV/0! | #DIV/0! | #DIV/0! | #DIV/0! | #DIV/0! | #DIV/0! | #DIV/0! | #DIV/0! | #DIV/0! | #DIV/0! | #DIV/0! | #DIV/0! | #DIV/0! | #DIV/0! | #DIV/0! | #DIV/0! | 647 | 0 | 0 | 0 | 0 | 0
10 | 9 | 2000 | 283 | 1 | 0.0066667 | 0 | #DIV/0! | #DIV/0! | #DIV/0! | #DIV/0! | #DIV/0! | #DIV/0! | #DIV/0! | #DIV/0! | #DIV/0! | #DIV/0! | #DIV/0! | #DIV/0! | #DIV/0! | #DIV/0! | #DIV/0! | #DIV/0! | #DIV/0! | #DIV/0! | #DIV/0! | #DIV/0! | 648 | 0 | 0 | 0 | 0 | 0
10 | 10 | 2000 | 284 | 2 | 0 | 0 | #DIV/0! | #DIV/0! | #DIV/0! | #DIV/0! | #DIV/0! | #DIV/0! | #DIV/0! | #DIV/0! | #DIV/0! | #DIV/0! | #DIV/0! | #DIV/0! | #DIV/0! | #DIV/0! | #DIV/0! | #DIV/0! | #DIV/0! | #DIV/0! | #DIV/0! | #DIV/0! | 649 | 0 | 0 | 0 | 0 | 0
10 | 11 | 2000 | 285 | 3 | 0 | 0 | #DIV/0! | #DIV/0! | #DIV/0! | #DIV/0! | #DIV/0! | #DIV/0! | #DIV/0! | #DIV/0! | #DIV/0! | #DIV/0! | #DIV/0! | #DIV/0! | #DIV/0! | #DIV/0! | #DIV/0! | #DIV/0! | #DIV/0! | #DIV/0! | #DIV/0! | #DIV/0! | 650 | 0 | 0 | 0 | 0 | 0
10 | 12 | 2000 | 286 | 4 | 0 | 0 | #DIV/0! | #DIV/0! | #DIV/0! | #DIV/0! | #DIV/0! | #DIV/0! | #DIV/0! | #DIV/0! | #DIV/0! | #DIV/0! | #DIV/0! | #DIV/0! | #DIV/0! | #DIV/0! | #DIV/0! | #DIV/0! | #DIV/0! | #DIV/0! | #DIV/0! | #DIV/0! | 651 | 0 | 0 | 0 | 0 | 0
10 | 13 | 2000 | 287 | 5 | 0 | 0 | #DIV/0! | #DIV/0! | #DIV/0! | #DIV/0! | #DIV/0! | #DIV/0! | #DIV/0! | #DIV/0! | #DIV/0! | #DIV/0! | #DIV/0! | #DIV/0! | #DIV/0! | #DIV/0! | #DIV/0! | #DIV/0! | #DIV/0! | #DIV/0! | #DIV/0! | #DIV/0! | 652 | 0 | 0 | 0 | 0 | 0
10 | 14 | 2000 | 288 | 6 | 0 | 0 | #DIV/0! | #DIV/0! | #DIV/0! | #DIV/0! | #DIV/0! | #DIV/0! | #DIV/0! | #DIV/0! | #DIV/0! | #DIV/0! | #DIV/0! | #DIV/0! | #DIV/0! | #DIV/0! | #DIV/0! | #DIV/0! | #DIV/0! | #DIV/0! | #DIV/0! | #DIV/0! | 653 | 0 | 0 | 0 | 0 | 0
10 | 15 | 2000 | 289 | 7 | 0 | 0 | #DIV/0! | #DIV/0! | #DIV/0! | #DIV/0! | #DIV/0! | #DIV/0! | #DIV/0! | #DIV/0! | #DIV/0! | #DIV/0! | #DIV/0! | #DIV/0! | #DIV/0! | #DIV/0! | #DIV/0! | #DIV/0! | #DIV/0! | #DIV/0! | #DIV/0! | #DIV/0! | 654 | 0 | 0 | 0 | 0 | 0
10 | 16 | 2000 | 290 | 1 | 0 | 0 | #DIV/0! | #DIV/0! | #DIV/0! | #DIV/0! | #DIV/0! | #DIV/0! | #DIV/0! | #DIV/0! | #DIV/0! | #DIV/0! | #DIV/0! | #DIV/0! | #DIV/0! | #DIV/0! | #DIV/0! | #DIV/0! | #DIV/0! | #DIV/0! | #DIV/0! | #DIV/0! | 655 | 0 | 0 | 0 | 0 | 0
10 | 17 | 2000 | 291 | 2 | 0.0033333 | 0 | #DIV/0! | #DIV/0! | #DIV/0! | #DIV/0! | #DIV/0! | #DIV/0! | #DIV/0! | #DIV/0! | #DIV/0! | #DIV/0! | #DIV/0! | #DIV/0! | #DIV/0! | #DIV/0! | #DIV/0! | #DIV/0! | #DIV/0! | #DIV/0! | #DIV/0! | #DIV/0! | 656 | 0 | 0 | 0 | 0 | 0
10 | 18 | 2000 | 292 | 3 | 0.04 | 0 | #DIV/0! | #DIV/0! | #DIV/0! | #DIV/0! | #DIV/0! | #DIV/0! | #DIV/0! | #DIV/0! | #DIV/0! | #DIV/0! | #DIV/0! | #DIV/0! | #DIV/0! | #DIV/0! | #DIV/0! | #DIV/0! | #DIV/0! | #DIV/0! | #DIV/0! | #DIV/0! | 657 | 0 | 0 | 0 | 0 | 0
10 | 19 | 2000 | 293 | 4 | 0 | 0 | #DIV/0! | #DIV/0! | #DIV/0! | #DIV/0! | #DIV/0! | #DIV/0! | #DIV/0! | #DIV/0! | #DIV/0! | #DIV/0! | #DIV/0! | #DIV/0! | #DIV/0! | #DIV/0! | #DIV/0! | #DIV/0! | #DIV/0! | #DIV/0! | #DIV/0! | #DIV/0! | 658 | 0 | 0 | 0 | 0 | 0
10 | 20 | 2000 | 294 | 5 | 0 | 0 | #DIV/0! | #DIV/0! | #DIV/0! | #DIV/0! | #DIV/0! | #DIV/0! | #DIV/0! | #DIV/0! | #DIV/0! | #DIV/0! | #DIV/0! | #DIV/0! | #DIV/0! | #DIV/0! | #DIV/0! | #DIV/0! | #DIV/0! | #DIV/0! | #DIV/0! | #DIV/0! | 659 | 0 | 0 | 0 | 0 | 0
10 | 21 | 2000 | 295 | 6 | 0 | 0 | #DIV/0! | #DIV/0! | #DIV/0! | #DIV/0! | #DIV/0! | #DIV/0! | #DIV/0! | #DIV/0! | #DIV/0! | #DIV/0! | #DIV/0! | #DIV/0! | #DIV/0! | #DIV/0! | #DIV/0! | #DIV/0! | #DIV/0! | #DIV/0! | #DIV/0! | #DIV/0! | 660 | 0 | 0 | 0 | 0 | 0
10 | 22 | 2000 | 296 | 7 | 0 | 0 | #DIV/0! | #DIV/0! | #DIV/0! | #DIV/0! | #DIV/0! | #DIV/0! | #DIV/0! | #DIV/0! | #DIV/0! | #DIV/0! | #DIV/0! | #DIV/0! | #DIV/0! | #DIV/0! | #DIV/0! | #DIV/0! | #DIV/0! | #DIV/0! | #DIV/0! | #DIV/0! | 661 | 0 | 0 | 0 | 0 | 0
10 | 23 | 2000 | 297 | 1 | 0 | 0 | #DIV/0! | #DIV/0! | #DIV/0! | #DIV/0! | #DIV/0! | #DIV/0! | #DIV/0! | #DIV/0! | #DIV/0! | #DIV/0! | #DIV/0! | #DIV/0! | #DIV/0! | #DIV/0! | #DIV/0! | #DIV/0! | #DIV/0! | #DIV/0! | #DIV/0! | #DIV/0! | 662 | 0 | 0 | 0 | 0 | 0
10 | 24 | 2000 | 298 | 2 | 0 | 0 | #DIV/0! | #DIV/0! | #DIV/0! | #DIV/0! | #DIV/0! | #DIV/0! | #DIV/0! | #DIV/0! | #DIV/0! | #DIV/0! | #DIV/0! | #DIV/0! | #DIV/0! | #DIV/0! | #DIV/0! | #DIV/0! | #DIV/0! | #DIV/0! | #DIV/0! | #DIV/0! | 663 | 0 | 0 | 0 | 0 | 0
10 | 25 | 2000 | 299 | 3 | 0 | 0 | #DIV/0! | #DIV/0! | #DIV/0! | #DIV/0! | #DIV/0! | #DIV/0! | #DIV/0! | #DIV/0! | #DIV/0! | #DIV/0! | #DIV/0! | #DIV/0! | #DIV/0! | #DIV/0! | #DIV/0! | #DIV/0! | #DIV/0! | #DIV/0! | #DIV/0! | #DIV/0! | 664 | 0 | 0 | 0 | 0 | 0
10 | 26 | 2000 | 300 | 4 | 0 | 0 | #DIV/0! | #DIV/0! | #DIV/0! | #DIV/0! | #DIV/0! | #DIV/0! | #DIV/0! | #DIV/0! | #DIV/0! | #DIV/0! | #DIV/0! | #DIV/0! | #DIV/0! | #DIV/0! | #DIV/0! | #DIV/0! | #DIV/0! | #DIV/0! | #DIV/0! | #DIV/0! | 665 | 0 | 0 | 0 | 0 | 0
10 | 27 | 2000 | 301 | 5 | 0 | 0 | #DIV/0! | #DIV/0! | #DIV/0! | #DIV/0! | #DIV/0! | #DIV/0! | #DIV/0! | #DIV/0! | #DIV/0! | #DIV/0! | #DIV/0! | #DIV/0! | #DIV/0! | #DIV/0! | #DIV/0! | #DIV/0! | #DIV/0! | #DIV/0! | #DIV/0! | #DIV/0! | 666 | 0 | 0 | 0 | 0 | 0
10 | 28 | 2000 | 302 | 6 | 0 | 0 | #DIV/0! | #DIV/0! | #DIV/0! | #DIV/0! | #DIV/0! | #DIV/0! | #DIV/0! | #DIV/0! | #DIV/0! | #DIV/0! | #DIV/0! | #DIV/0! | #DIV/0! | #DIV/0! | #DIV/0! | #DIV/0! | #DIV/0! | #DIV/0! | #DIV/0! | #DIV/0! | 667 | 0 | 0 | 0 | 0 | 0
10 | 29 | 2000 | 303 | 7 | 0 | 0 | #DIV/0! | #DIV/0! | #DIV/0! | #DIV/0! | #DIV/0! | #DIV/0! | #DIV/0! | #DIV/0! | #DIV/0! | #DIV/0! | #DIV/0! | #DIV/0! | #DIV/0! | #DIV/0! | #DIV/0! | #DIV/0! | #DIV/0! | #DIV/0! | #DIV/0! | #DIV/0! | 668 | 0 | 0 | 0 | 0 | 0
10 | 30 | 2000 | 304 | 1 | 0 | 0 | #DIV/0! | #DIV/0! | #DIV/0! | #DIV/0! | #DIV/0! | #DIV/0! | #DIV/0! | #DIV/0! | #DIV/0! | #DIV/0! | #DIV/0! | #DIV/0! | #DIV/0! | #DIV/0! | #DIV/0! | #DIV/0! | #DIV/0! | #DIV/0! | #DIV/0! | #DIV/0! | 669 | 0 | 0 | 0 | 0 | 0
10 | 31 | 2000 | 305 | 2 | 0 | 0 | #DIV/0! | #DIV/0! | #DIV/0! | #DIV/0! | #DIV/0! | #DIV/0! | #DIV/0! | #DIV/0! | #DIV/0! | #DIV/0! | #DIV/0! | #DIV/0! | #DIV/0! | #DIV/0! | #DIV/0! | #DIV/0! | #DIV/0! | #DIV/0! | #DIV/0! | #DIV/0! | 670 | 0 | 0 | 0 | 0 | 0
11 | 1 | 2000 | 306 | 3 | 0 | 0 | #DIV/0! | #DIV/0! | #DIV/0! | #DIV/0! | #DIV/0! | #DIV/0! | #DIV/0! | #DIV/0! | #DIV/0! | #DIV/0! | #DIV/0! | #DIV/0! | #DIV/0! | #DIV/0! | #DIV/0! | #DIV/0! | #DIV/0! | #DIV/0! | #DIV/0! | #DIV/0! | 671 | 0 | 0 | 0 | 0 | 0
11 | 2 | 2000 | 307 | 4 | 0 | 0 | #DIV/0! | #DIV/0! | #DIV/0! | #DIV/0! | #DIV/0! | #DIV/0! | #DIV/0! | #DIV/0! | #DIV/0! | #DIV/0! | #DIV/0! | #DIV/0! | #DIV/0! | #DIV/0! | #DIV/0! | #DIV/0! | #DIV/0! | #DIV/0! | #DIV/0! | #DIV/0! | 672 | 0 | 0 | 0 | 0 | 0
11 | 3 | 2000 | 308 | 5 | 0 | 0 | #DIV/0! | #DIV/0! | #DIV/0! | #DIV/0! | #DIV/0! | #DIV/0! | #DIV/0! | #DIV/0! | #DIV/0! | #DIV/0! | #DIV/0! | #DIV/0! | #DIV/0! | #DIV/0! | #DIV/0! | #DIV/0! | #DIV/0! | #DIV/0! | #DIV/0! | #DIV/0! | 673 | 0 | 0 | 0 | 0 | 0
11 | 4 | 2000 | 309 | 6 | 0 | 0 | #DIV/0! | #DIV/0! | #DIV/0! | #DIV/0! | #DIV/0! | #DIV/0! | #DIV/0! | #DIV/0! | #DIV/0! | #DIV/0! | #DIV/0! | #DIV/0! | #DIV/0! | #DIV/0! | #DIV/0! | #DIV/0! | #DIV/0! | #DIV/0! | #DIV/0! | #DIV/0! | 674 | 0 | 0 | 0 | 0 | 0
11 | 5 | 2000 | 310 | 7 | 0 | 0 | #DIV/0! | #DIV/0! | #DIV/0! | #DIV/0! | #DIV/0! | #DIV/0! | #DIV/0! | #DIV/0! | #DIV/0! | #DIV/0! | #DIV/0! | #DIV/0! | #DIV/0! | #DIV/0! | #DIV/0! | #DIV/0! | #DIV/0! | #DIV/0! | #DIV/0! | #DIV/0! | 675 | 0 | 0 | 0 | 0 | 0
11 | 6 | 2000 | 311 | 1 | 0 | 0 | #DIV/0! | #DIV/0! | #DIV/0! | #DIV/0! | #DIV/0! | #DIV/0! | #DIV/0! | #DIV/0! | #DIV/0! | #DIV/0! | #DIV/0! | #DIV/0! | #DIV/0! | #DIV/0! | #DIV/0! | #DIV/0! | #DIV/0! | #DIV/0! | #DIV/0! | #DIV/0! | 676 | 0 | 0 | 0 | 0 | 0
11 | 7 | 2000 | 312 | 2 | 0 | 0 | #DIV/0! | #DIV/0! | #DIV/0! | #DIV/0! | #DIV/0! | #DIV/0! | #DIV/0! | #DIV/0! | #DIV/0! | #DIV/0! | #DIV/0! | #DIV/0! | #DIV/0! | #DIV/0! | #DIV/0! | #DIV/0! | #DIV/0! | #DIV/0! | #DIV/0! | #DIV/0! | 677 | 0 | 0 | 0 | 0 | 0
11 | 8 | 2000 | 313 | 3 | 0 | 0 | #DIV/0! | #DIV/0! | #DIV/0! | #DIV/0! | #DIV/0! | #DIV/0! | #DIV/0! | #DIV/0! | #DIV/0! | #DIV/0! | #DIV/0! | #DIV/0! | #DIV/0! | #DIV/0! | #DIV/0! | #DIV/0! | #DIV/0! | #DIV/0! | #DIV/0! | #DIV/0! | 678 | 0 | 0 | 0 | 0 | 0
11 | 9 | 2000 | 314 | 4 | 0.11333 | 0 | #DIV/0! | #DIV/0! | #DIV/0! | #DIV/0! | #DIV/0! | #DIV/0! | #DIV/0! | #DIV/0! | #DIV/0! | #DIV/0! | #DIV/0! | #DIV/0! | #DIV/0! | #DIV/0! | #DIV/0! | #DIV/0! | #DIV/0! | #DIV/0! | #DIV/0! | #DIV/0! | 679 | 0 | 0 | 0 | 0 | 0
11 | 10 | 2000 | 315 | 5 | 0.38333 | 0 | #DIV/0! | #DIV/0! | #DIV/0! | #DIV/0! | #DIV/0! | #DIV/0! | #DIV/0! | #DIV/0! | #DIV/0! | #DIV/0! | #DIV/0! | #DIV/0! | #DIV/0! | #DIV/0! | #DIV/0! | #DIV/0! | #DIV/0! | #DIV/0! | #DIV/0! | #DIV/0! | 680 | 0 | 0 | 0 | 0 | 0
11 | 11 | 2000 | 316 | 6 | 0 | 0 | #DIV/0! | #DIV/0! | #DIV/0! | #DIV/0! | #DIV/0! | #DIV/0! | #DIV/0! | #DIV/0! | #DIV/0! | #DIV/0! | #DIV/0! | #DIV/0! | #DIV/0! | #DIV/0! | #DIV/0! | #DIV/0! | #DIV/0! | #DIV/0! | #DIV/0! | #DIV/0! | 681 | 0 | 0 | 0 | 0 | 0
11 | 12 | 2000 | 317 | 7 | 0 | 0 | #DIV/0! | #DIV/0! | #DIV/0! | #DIV/0! | #DIV/0! | #DIV/0! | #DIV/0! | #DIV/0! | #DIV/0! | #DIV/0! | #DIV/0! | #DIV/0! | #DIV/0! | #DIV/0! | #DIV/0! | #DIV/0! | #DIV/0! | #DIV/0! | #DIV/0! | #DIV/0! | 682 | 0 | 0 | 0 | 0 | 0
11 | 13 | 2000 | 318 | 1 | 0 | 0 | #DIV/0! | #DIV/0! | #DIV/0! | #DIV/0! | #DIV/0! | #DIV/0! | #DIV/0! | #DIV/0! | #DIV/0! | #DIV/0! | #DIV/0! | #DIV/0! | #DIV/0! | #DIV/0! | #DIV/0! | #DIV/0! | #DIV/0! | #DIV/0! | #DIV/0! | #DIV/0! | 683 | 0 | 0 | 0 | 0 | 0
11 | 14 | 2000 | 319 | 2 | 0.24667 | 0 | #DIV/0! | #DIV/0! | #DIV/0! | #DIV/0! | #DIV/0! | #DIV/0! | #DIV/0! | #DIV/0! | #DIV/0! | #DIV/0! | #DIV/0! | #DIV/0! | #DIV/0! | #DIV/0! | #DIV/0! | #DIV/0! | #DIV/0! | #DIV/0! | #DIV/0! | #DIV/0! | 684 | 0 | 0 | 0 | 0 | 0
11 | 15 | 2000 | 320 | 3 | 0 | 0 | #DIV/0! | #DIV/0! | #DIV/0! | #DIV/0! | #DIV/0! | #DIV/0! | #DIV/0! | #DIV/0! | #DIV/0! | #DIV/0! | #DIV/0! | #DIV/0! | #DIV/0! | #DIV/0! | #DIV/0! | #DIV/0! | #DIV/0! | #DIV/0! | #DIV/0! | #DIV/0! | 685 | 0 | 0 | 0 | 0 | 0
11 | 16 | 2000 | 321 | 4 | 0.0033333 | 0 | #DIV/0! | #DIV/0! | #DIV/0! | #DIV/0! | #DIV/0! | #DIV/0! | #DIV/0! | #DIV/0! | #DIV/0! | #DIV/0! | #DIV/0! | #DIV/0! | #DIV/0! | #DIV/0! | #DIV/0! | #DIV/0! | #DIV/0! | #DIV/0! | #DIV/0! | #DIV/0! | 686 | 0 | 0 | 0 | 0 | 0
11 | 17 | 2000 | 322 | 5 | 0 | 0 | #DIV/0! | #DIV/0! | #DIV/0! | #DIV/0! | #DIV/0! | #DIV/0! | #DIV/0! | #DIV/0! | #DIV/0! | #DIV/0! | #DIV/0! | #DIV/0! | #DIV/0! | #DIV/0! | #DIV/0! | #DIV/0! | #DIV/0! | #DIV/0! | #DIV/0! | #DIV/0! | 687 | 0 | 0 | 0 | 0 | 0
11 | 18 | 2000 | 323 | 6 | 0 | 0 | #DIV/0! | #DIV/0! | #DIV/0! | #DIV/0! | #DIV/0! | #DIV/0! | #DIV/0! | #DIV/0! | #DIV/0! | #DIV/0! | #DIV/0! | #DIV/0! | #DIV/0! | #DIV/0! | #DIV/0! | #DIV/0! | #DIV/0! | #DIV/0! | #DIV/0! | #DIV/0! | 688 | 0 | 0 | 0 | 0 | 0
11 | 19 | 2000 | 324 | 7 | 0 | 0 | #DIV/0! | #DIV/0! | #DIV/0! | #DIV/0! | #DIV/0! | #DIV/0! | #DIV/0! | #DIV/0! | #DIV/0! | #DIV/0! | #DIV/0! | #DIV/0! | #DIV/0! | #DIV/0! | #DIV/0! | #DIV/0! | #DIV/0! | #DIV/0! | #DIV/0! | #DIV/0! | 689 | 0 | 0 | 0 | 0 | 0
11 | 20 | 2000 | 325 | 1 | 0.0033333 | 0 | #DIV/0! | #DIV/0! | #DIV/0! | #DIV/0! | #DIV/0! | #DIV/0! | #DIV/0! | #DIV/0! | #DIV/0! | #DIV/0! | #DIV/0! | #DIV/0! | #DIV/0! | #DIV/0! | #DIV/0! | #DIV/0! | #DIV/0! | #DIV/0! | #DIV/0! | #DIV/0! | 690 | 0 | 0 | 0 | 0 | 0
11 | 21 | 2000 | 326 | 2 | 0 | 0 | #DIV/0! | #DIV/0! | #DIV/0! | #DIV/0! | #DIV/0! | #DIV/0! | #DIV/0! | #DIV/0! | #DIV/0! | #DIV/0! | #DIV/0! | #DIV/0! | #DIV/0! | #DIV/0! | #DIV/0! | #DIV/0! | #DIV/0! | #DIV/0! | #DIV/0! | #DIV/0! | 691 | 0 | 0 | 0 | 0 | 0
11 | 22 | 2000 | 327 | 3 | 0 | 0 | #DIV/0! | #DIV/0! | #DIV/0! | #DIV/0! | #DIV/0! | #DIV/0! | #DIV/0! | #DIV/0! | #DIV/0! | #DIV/0! | #DIV/0! | #DIV/0! | #DIV/0! | #DIV/0! | #DIV/0! | #DIV/0! | #DIV/0! | #DIV/0! | #DIV/0! | #DIV/0! | 692 | 0 | 0 | 0 | 0 | 0
11 | 23 | 2000 | 328 | 4 | 0 | 0 | #DIV/0! | #DIV/0! | #DIV/0! | #DIV/0! | #DIV/0! | #DIV/0! | #DIV/0! | #DIV/0! | #DIV/0! | #DIV/0! | #DIV/0! | #DIV/0! | #DIV/0! | #DIV/0! | #DIV/0! | #DIV/0! | #DIV/0! | #DIV/0! | #DIV/0! | #DIV/0! | 693 | 0 | 0 | 0 | 0 | 0
11 | 24 | 2000 | 329 | 5 | 0 | 0 | #DIV/0! | #DIV/0! | #DIV/0! | #DIV/0! | #DIV/0! | #DIV/0! | #DIV/0! | #DIV/0! | #DIV/0! | #DIV/0! | #DIV/0! | #DIV/0! | #DIV/0! | #DIV/0! | #DIV/0! | #DIV/0! | #DIV/0! | #DIV/0! | #DIV/0! | #DIV/0! | 694 | 0 | 0 | 0 | 0 | 0
11 | 25 | 2000 | 330 | 6 | 0.45 | 0 | #DIV/0! | #DIV/0! | #DIV/0! | #DIV/0! | #DIV/0! | #DIV/0! | #DIV/0! | #DIV/0! | #DIV/0! | #DIV/0! | #DIV/0! | #DIV/0! | #DIV/0! | #DIV/0! | #DIV/0! | #DIV/0! | #DIV/0! | #DIV/0! | #DIV/0! | #DIV/0! | 695 | 0 | 0 | 0 | 0 | 0
11 | 26 | 2000 | 331 | 7 | 0.25667 | 0 | #DIV/0! | #DIV/0! | #DIV/0! | #DIV/0! | #DIV/0! | #DIV/0! | #DIV/0! | #DIV/0! | #DIV/0! | #DIV/0! | #DIV/0! | #DIV/0! | #DIV/0! | #DIV/0! | #DIV/0! | #DIV/0! | #DIV/0! | #DIV/0! | #DIV/0! | #DIV/0! | 696 | 0 | 0 | 0 | 0 | 0
11 | 27 | 2000 | 332 | 1 | 0.0033333 | 0 | #DIV/0! | #DIV/0! | #DIV/0! | #DIV/0! | #DIV/0! | #DIV/0! | #DIV/0! | #DIV/0! | #DIV/0! | #DIV/0! | #DIV/0! | #DIV/0! | #DIV/0! | #DIV/0! | #DIV/0! | #DIV/0! | #DIV/0! | #DIV/0! | #DIV/0! | #DIV/0! | 697 | 0 | 0 | 0 | 0 | 0
11 | 28 | 2000 | 333 | 2 | 0 | 0 | #DIV/0! | #DIV/0! | #DIV/0! | #DIV/0! | #DIV/0! | #DIV/0! | #DIV/0! | #DIV/0! | #DIV/0! | #DIV/0! | #DIV/0! | #DIV/0! | #DIV/0! | #DIV/0! | #DIV/0! | #DIV/0! | #DIV/0! | #DIV/0! | #DIV/0! | #DIV/0! | 698 | 0 | 0 | 0 | 0 | 0
11 | 29 | 2000 | 334 | 3 | 0.17333 | 0 | #DIV/0! | #DIV/0! | #DIV/0! | #DIV/0! | #DIV/0! | #DIV/0! | #DIV/0! | #DIV/0! | #DIV/0! | #DIV/0! | #DIV/0! | #DIV/0! | #DIV/0! | #DIV/0! | #DIV/0! | #DIV/0! | #DIV/0! | #DIV/0! | #DIV/0! | #DIV/0! | 699 | 0 | 0 | 0 | 0 | 0
11 | 30 | 2000 | 335 | 4 | 0 | 0 | #DIV/0! | #DIV/0! | #DIV/0! | #DIV/0! | #DIV/0! | #DIV/0! | #DIV/0! | #DIV/0! | #DIV/0! | #DIV/0! | #DIV/0! | #DIV/0! | #DIV/0! | #DIV/0! | #DIV/0! | #DIV/0! | #DIV/0! | #DIV/0! | #DIV/0! | #DIV/0! | 700 | 0 | 0 | 0 | 0 | 0
12 | 1 | 2000 | 336 | 5 | 0 | 0 | #DIV/0! | #DIV/0! | #DIV/0! | #DIV/0! | #DIV/0! | #DIV/0! | #DIV/0! | #DIV/0! | #DIV/0! | #DIV/0! | #DIV/0! | #DIV/0! | #DIV/0! | #DIV/0! | #DIV/0! | #DIV/0! | #DIV/0! | #DIV/0! | #DIV/0! | #DIV/0! | 701 | 0 | 0 | 0 | 0 | 0
12 | 2 | 2000 | 337 | 6 | 0 | 0 | #DIV/0! | #DIV/0! | #DIV/0! | #DIV/0! | #DIV/0! | #DIV/0! | #DIV/0! | #DIV/0! | #DIV/0! | #DIV/0! | #DIV/0! | #DIV/0! | #DIV/0! | #DIV/0! | #DIV/0! | #DIV/0! | #DIV/0! | #DIV/0! | #DIV/0! | #DIV/0! | 702 | 0 | 0 | 0 | 0 | 0
12 | 3 | 2000 | 338 | 7 | 0 | 0 | #DIV/0! | #DIV/0! | #DIV/0! | #DIV/0! | #DIV/0! | #DIV/0! | #DIV/0! | #DIV/0! | #DIV/0! | #DIV/0! | #DIV/0! | #DIV/0! | #DIV/0! | #DIV/0! | #DIV/0! | #DIV/0! | #DIV/0! | #DIV/0! | #DIV/0! | #DIV/0! | 703 | 0 | 0 | 0 | 0 | 0
12 | 4 | 2000 | 339 | 1 | 0 | 0 | #DIV/0! | #DIV/0! | #DIV/0! | #DIV/0! | #DIV/0! | #DIV/0! | #DIV/0! | #DIV/0! | #DIV/0! | #DIV/0! | #DIV/0! | #DIV/0! | #DIV/0! | #DIV/0! | #DIV/0! | #DIV/0! | #DIV/0! | #DIV/0! | #DIV/0! | #DIV/0! | 704 | 0 | 0 | 0 | 0 | 0
12 | 5 | 2000 | 340 | 2 | 0 | 0 | #DIV/0! | #DIV/0! | #DIV/0! | #DIV/0! | #DIV/0! | #DIV/0! | #DIV/0! | #DIV/0! | #DIV/0! | #DIV/0! | #DIV/0! | #DIV/0! | #DIV/0! | #DIV/0! | #DIV/0! | #DIV/0! | #DIV/0! | #DIV/0! | #DIV/0! | #DIV/0! | 705 | 0 | 0 | 0 | 0 | 0
12 | 6 | 2000 | 341 | 3 | 0 | 0 | #DIV/0! | #DIV/0! | #DIV/0! | #DIV/0! | #DIV/0! | #DIV/0! | #DIV/0! | #DIV/0! | #DIV/0! | #DIV/0! | #DIV/0! | #DIV/0! | #DIV/0! | #DIV/0! | #DIV/0! | #DIV/0! | #DIV/0! | #DIV/0! | #DIV/0! | #DIV/0! | 706 | 0 | 0 | 0 | 0 | 0
12 | 7 | 2000 | 342 | 4 | 0 | 0 | #DIV/0! | #DIV/0! | #DIV/0! | #DIV/0! | #DIV/0! | #DIV/0! | #DIV/0! | #DIV/0! | #DIV/0! | #DIV/0! | #DIV/0! | #DIV/0! | #DIV/0! | #DIV/0! | #DIV/0! | #DIV/0! | #DIV/0! | #DIV/0! | #DIV/0! | #DIV/0! | 707 | 0 | 0 | 0 | 0 | 0
12 | 8 | 2000 | 343 | 5 | 0 | 0 | #DIV/0! | #DIV/0! | #DIV/0! | #DIV/0! | #DIV/0! | #DIV/0! | #DIV/0! | #DIV/0! | #DIV/0! | #DIV/0! | #DIV/0! | #DIV/0! | #DIV/0! | #DIV/0! | #DIV/0! | #DIV/0! | #DIV/0! | #DIV/0! | #DIV/0! | #DIV/0! | 708 | 0 | 0 | 0 | 0 | 0
12 | 9 | 2000 | 344 | 6 | 0 | 0 | #DIV/0! | #DIV/0! | #DIV/0! | #DIV/0! | #DIV/0! | #DIV/0! | #DIV/0! | #DIV/0! | #DIV/0! | #DIV/0! | #DIV/0! | #DIV/0! | #DIV/0! | #DIV/0! | #DIV/0! | #DIV/0! | #DIV/0! | #DIV/0! | #DIV/0! | #DIV/0! | 709 | 0 | 0 | 0 | 0 | 0
12 | 10 | 2000 | 345 | 7 | 0.026667 | 0 | #DIV/0! | #DIV/0! | #DIV/0! | #DIV/0! | #DIV/0! | #DIV/0! | #DIV/0! | #DIV/0! | #DIV/0! | #DIV/0! | #DIV/0! | #DIV/0! | #DIV/0! | #DIV/0! | #DIV/0! | #DIV/0! | #DIV/0! | #DIV/0! | #DIV/0! | #DIV/0! | 710 | 0 | 0 | 0 | 0 | 0
12 | 11 | 2000 | 346 | 1 | 0 | 0 | #DIV/0! | #DIV/0! | #DIV/0! | #DIV/0! | #DIV/0! | #DIV/0! | #DIV/0! | #DIV/0! | #DIV/0! | #DIV/0! | #DIV/0! | #DIV/0! | #DIV/0! | #DIV/0! | #DIV/0! | #DIV/0! | #DIV/0! | #DIV/0! | #DIV/0! | #DIV/0! | 711 | 0 | 0 | 0 | 0 | 0
12 | 12 | 2000 | 347 | 2 | 0 | 0 | #DIV/0! | #DIV/0! | #DIV/0! | #DIV/0! | #DIV/0! | #DIV/0! | #DIV/0! | #DIV/0! | #DIV/0! | #DIV/0! | #DIV/0! | #DIV/0! | #DIV/0! | #DIV/0! | #DIV/0! | #DIV/0! | #DIV/0! | #DIV/0! | #DIV/0! | #DIV/0! | 712 | 0 | 0 | 0 | 0 | 0
12 | 13 | 2000 | 348 | 3 | 0.036667 | 0 | #DIV/0! | #DIV/0! | #DIV/0! | #DIV/0! | #DIV/0! | #DIV/0! | #DIV/0! | #DIV/0! | #DIV/0! | #DIV/0! | #DIV/0! | #DIV/0! | #DIV/0! | #DIV/0! | #DIV/0! | #DIV/0! | #DIV/0! | #DIV/0! | #DIV/0! | #DIV/0! | 713 | 0 | 0 | 0 | 0 | 0
12 | 14 | 2000 | 349 | 4 | 0.76 | 0 | #DIV/0! | #DIV/0! | #DIV/0! | #DIV/0! | #DIV/0! | #DIV/0! | #DIV/0! | #DIV/0! | #DIV/0! | #DIV/0! | #DIV/0! | #DIV/0! | #DIV/0! | #DIV/0! | #DIV/0! | #DIV/0! | #DIV/0! | #DIV/0! | #DIV/0! | #DIV/0! | 714 | 0 | 0 | 0 | 0 | 0
12 | 15 | 2000 | 350 | 5 | 0 | 0 | #DIV/0! | #DIV/0! | #DIV/0! | #DIV/0! | #DIV/0! | #DIV/0! | #DIV/0! | #DIV/0! | #DIV/0! | #DIV/0! | #DIV/0! | #DIV/0! | #DIV/0! | #DIV/0! | #DIV/0! | #DIV/0! | #DIV/0! | #DIV/0! | #DIV/0! | #DIV/0! | 715 | 0 | 0 | 0 | 0 | 0
12 | 16 | 2000 | 351 | 6 | 0.26 | 0 | #DIV/0! | #DIV/0! | #DIV/0! | #DIV/0! | #DIV/0! | #DIV/0! | #DIV/0! | #DIV/0! | #DIV/0! | #DIV/0! | #DIV/0! | #DIV/0! | #DIV/0! | #DIV/0! | #DIV/0! | #DIV/0! | #DIV/0! | #DIV/0! | #DIV/0! | #DIV/0! | 716 | 0 | 0 | 0 | 0 | 0
12 | 17 | 2000 | 352 | 7 | 0.93667 | 0 | #DIV/0! | #DIV/0! | #DIV/0! | #DIV/0! | #DIV/0! | #DIV/0! | #DIV/0! | #DIV/0! | #DIV/0! | #DIV/0! | #DIV/0! | #DIV/0! | #DIV/0! | #DIV/0! | #DIV/0! | #DIV/0! | #DIV/0! | #DIV/0! | #DIV/0! | #DIV/0! | 717 | 0 | 0 | 0 | 0 | 0
12 | 18 | 2000 | 353 | 1 | 0 | 0 | #DIV/0! | #DIV/0! | #DIV/0! | #DIV/0! | #DIV/0! | #DIV/0! | #DIV/0! | #DIV/0! | #DIV/0! | #DIV/0! | #DIV/0! | #DIV/0! | #DIV/0! | #DIV/0! | #DIV/0! | #DIV/0! | #DIV/0! | #DIV/0! | #DIV/0! | #DIV/0! | 718 | 0 | 0 | 0 | 0 | 0
12 | 19 | 2000 | 354 | 2 | 0.10667 | 0 | #DIV/0! | #DIV/0! | #DIV/0! | #DIV/0! | #DIV/0! | #DIV/0! | #DIV/0! | #DIV/0! | #DIV/0! | #DIV/0! | #DIV/0! | #DIV/0! | #DIV/0! | #DIV/0! | #DIV/0! | #DIV/0! | #DIV/0! | #DIV/0! | #DIV/0! | #DIV/0! | 719 | 0 | 0 | 0 | 0 | 0
12 | 20 | 2000 | 355 | 3 | 0 | 0 | #DIV/0! | #DIV/0! | #DIV/0! | #DIV/0! | #DIV/0! | #DIV/0! | #DIV/0! | #DIV/0! | #DIV/0! | #DIV/0! | #DIV/0! | #DIV/0! | #DIV/0! | #DIV/0! | #DIV/0! | #DIV/0! | #DIV/0! | #DIV/0! | #DIV/0! | #DIV/0! | 720 | 0 | 0 | 0 | 0 | 0
12 | 21 | 2000 | 356 | 4 | 0 | 0 | #DIV/0! | #DIV/0! | #DIV/0! | #DIV/0! | #DIV/0! | #DIV/0! | #DIV/0! | #DIV/0! | #DIV/0! | #DIV/0! | #DIV/0! | #DIV/0! | #DIV/0! | #DIV/0! | #DIV/0! | #DIV/0! | #DIV/0! | #DIV/0! | #DIV/0! | #DIV/0! | 721 | 0 | 0 | 0 | 0 | 0
12 | 22 | 2000 | 357 | 5 | 0 | 0 | #DIV/0! | #DIV/0! | #DIV/0! | #DIV/0! | #DIV/0! | #DIV/0! | #DIV/0! | #DIV/0! | #DIV/0! | #DIV/0! | #DIV/0! | #DIV/0! | #DIV/0! | #DIV/0! | #DIV/0! | #DIV/0! | #DIV/0! | #DIV/0! | #DIV/0! | #DIV/0! | 722 | 0 | 0 | 0 | 0 | 0
12 | 23 | 2000 | 358 | 6 | 0 | 0 | #DIV/0! | #DIV/0! | #DIV/0! | #DIV/0! | #DIV/0! | #DIV/0! | #DIV/0! | #DIV/0! | #DIV/0! | #DIV/0! | #DIV/0! | #DIV/0! | #DIV/0! | #DIV/0! | #DIV/0! | #DIV/0! | #DIV/0! | #DIV/0! | #DIV/0! | #DIV/0! | 723 | 0 | 0 | 0 | 0 | 0
12 | 24 | 2000 | 359 | 7 | 0 | 0 | #DIV/0! | #DIV/0! | #DIV/0! | #DIV/0! | #DIV/0! | #DIV/0! | #DIV/0! | #DIV/0! | #DIV/0! | #DIV/0! | #DIV/0! | #DIV/0! | #DIV/0! | #DIV/0! | #DIV/0! | #DIV/0! | #DIV/0! | #DIV/0! | #DIV/0! | #DIV/0! | 724 | 0 | 0 | 0 | 0 | 0
12 | 25 | 2000 | 360 | 1 | 0 | 0 | #DIV/0! | #DIV/0! | #DIV/0! | #DIV/0! | #DIV/0! | #DIV/0! | #DIV/0! | #DIV/0! | #DIV/0! | #DIV/0! | #DIV/0! | #DIV/0! | #DIV/0! | #DIV/0! | #DIV/0! | #DIV/0! | #DIV/0! | #DIV/0! | #DIV/0! | #DIV/0! | 725 | 0 | 0 | 0 | 0 | 0
12 | 26 | 2000 | 361 | 2 | 0 | 0 | #DIV/0! | #DIV/0! | #DIV/0! | #DIV/0! | #DIV/0! | #DIV/0! | #DIV/0! | #DIV/0! | #DIV/0! | #DIV/0! | #DIV/0! | #DIV/0! | #DIV/0! | #DIV/0! | #DIV/0! | #DIV/0! | #DIV/0! | #DIV/0! | #DIV/0! | #DIV/0! | 726 | 0 | 0 | 0 | 0 | 0
12 | 27 | 2000 | 362 | 3 | 0 | 0 | #DIV/0! | #DIV/0! | #DIV/0! | #DIV/0! | #DIV/0! | #DIV/0! | #DIV/0! | #DIV/0! | #DIV/0! | #DIV/0! | #DIV/0! | #DIV/0! | #DIV/0! | #DIV/0! | #DIV/0! | #DIV/0! | #DIV/0! | #DIV/0! | #DIV/0! | #DIV/0! | 727 | 0 | 0 | 0 | 0 | 0
12 | 28 | 2000 | 363 | 4 | 0 | 0 | #DIV/0! | #DIV/0! | #DIV/0! | #DIV/0! | #DIV/0! | #DIV/0! | #DIV/0! | #DIV/0! | #DIV/0! | #DIV/0! | #DIV/0! | #DIV/0! | #DIV/0! | #DIV/0! | #DIV/0! | #DIV/0! | #DIV/0! | #DIV/0! | #DIV/0! | #DIV/0! | 728 | 0 | 0 | 0 | 0 | 0
12 | 29 | 2000 | 364 | 5 | 0 | 0 | #DIV/0! | #DIV/0! | #DIV/0! | #DIV/0! | #DIV/0! | #DIV/0! | #DIV/0! | #DIV/0! | #DIV/0! | #DIV/0! | #DIV/0! | #DIV/0! | #DIV/0! | #DIV/0! | #DIV/0! | #DIV/0! | #DIV/0! | #DIV/0! | #DIV/0! | #DIV/0! | 729 | 0 | 0 | 0 | 0 | 0
12 | 30 | 2000 | 365 | 6 | 0 | 0 | #DIV/0! | #DIV/0! | #DIV/0! | #DIV/0! | #DIV/0! | #DIV/0! | #DIV/0! | #DIV/0! | #DIV/0! | #DIV/0! | #DIV/0! | #DIV/0! | #DIV/0! | #DIV/0! | #DIV/0! | #DIV/0! | #DIV/0! | #DIV/0! | #DIV/0! | #DIV/0! | 730 | 0 | 0 | 0 | 0 | 0
12 | 31 | 2000 | 1 | 7 | 0 | 0 | #DIV/0! | #DIV/0! | #DIV/0! | #DIV/0! | #DIV/0! | #DIV/0! | #DIV/0! | #DIV/0! | #DIV/0! | #DIV/0! | #DIV/0! | #DIV/0! | #DIV/0! | #DIV/0! | #DIV/0! | #DIV/0! | #DIV/0! | #DIV/0! | #DIV/0! | #DIV/0! | 731 | 0 | 0 | 0 | 0 | 0
1 | 1 | 2001 | 2 | 1 | 0 | 0 | #DIV/0! | #DIV/0! | #DIV/0! | #DIV/0! | #DIV/0! | #DIV/0! | #DIV/0! | #DIV/0! | #DIV/0! | #DIV/0! | #DIV/0! | #DIV/0! | #DIV/0! | #DIV/0! | #DIV/0! | #DIV/0! | #DIV/0! | #DIV/0! | #DIV/0! | #DIV/0! | 732 | 0 | 0 | 0 | 0 | 0
1 | 2 | 2001 | 3 | 2 | 0 | 0 | #DIV/0! | #DIV/0! | #DIV/0! | #DIV/0! | #DIV/0! | #DIV/0! | #DIV/0! | #DIV/0! | #DIV/0! | #DIV/0! | #DIV/0! | #DIV/0! | #DIV/0! | #DIV/0! | #DIV/0! | #DIV/0! | #DIV/0! | #DIV/0! | #DIV/0! | #DIV/0! | 733 | 0 | 0 | 0 | 0 | 0
1 | 3 | 2001 | 4 | 3 | 0 | 0 | #DIV/0! | #DIV/0! | #DIV/0! | #DIV/0! | #DIV/0! | #DIV/0! | #DIV/0! | #DIV/0! | #DIV/0! | #DIV/0! | #DIV/0! | #DIV/0! | #DIV/0! | #DIV/0! | #DIV/0! | #DIV/0! | #DIV/0! | #DIV/0! | #DIV/0! | #DIV/0! | 734 | 0 | 0 | 0 | 0 | 0
1 | 4 | 2001 | 5 | 4 | 0 | 0 | #DIV/0! | #DIV/0! | #DIV/0! | #DIV/0! | #DIV/0! | #DIV/0! | #DIV/0! | #DIV/0! | #DIV/0! | #DIV/0! | #DIV/0! | #DIV/0! | #DIV/0! | #DIV/0! | #DIV/0! | #DIV/0! | #DIV/0! | #DIV/0! | #DIV/0! | #DIV/0! | 735 | 0 | 0 | 0 | 0 | 0
1 | 5 | 2001 | 6 | 5 | 0.07 | 0 | #DIV/0! | #DIV/0! | #DIV/0! | #DIV/0! | #DIV/0! | #DIV/0! | #DIV/0! | #DIV/0! | #DIV/0! | #DIV/0! | #DIV/0! | #DIV/0! | #DIV/0! | #DIV/0! | #DIV/0! | #DIV/0! | #DIV/0! | #DIV/0! | #DIV/0! | #DIV/0! | 736 | 0 | 0 | 0 | 0 | 0
1 | 6 | 2001 | 7 | 6 | 0 | 0 | #DIV/0! | #DIV/0! | #DIV/0! | #DIV/0! | #DIV/0! | #DIV/0! | #DIV/0! | #DIV/0! | #DIV/0! | #DIV/0! | #DIV/0! | #DIV/0! | #DIV/0! | #DIV/0! | #DIV/0! | #DIV/0! | #DIV/0! | #DIV/0! | #DIV/0! | #DIV/0! | 737 | 0 | 0 | 0 | 0 | 0
1 | 7 | 2001 | 8 | 7 | 0 | 0 | #DIV/0! | #DIV/0! | #DIV/0! | #DIV/0! | #DIV/0! | #DIV/0! | #DIV/0! | #DIV/0! | #DIV/0! | #DIV/0! | #DIV/0! | #DIV/0! | #DIV/0! | #DIV/0! | #DIV/0! | #DIV/0! | #DIV/0! | #DIV/0! | #DIV/0! | #DIV/0! | 738 | 0 | 0 | 0 | 0 | 0
1 | 8 | 2001 | 9 | 1 | 0.18667 | 0 | #DIV/0! | #DIV/0! | #DIV/0! | #DIV/0! | #DIV/0! | #DIV/0! | #DIV/0! | #DIV/0! | #DIV/0! | #DIV/0! | #DIV/0! | #DIV/0! | #DIV/0! | #DIV/0! | #DIV/0! | #DIV/0! | #DIV/0! | #DIV/0! | #DIV/0! | #DIV/0! | 739 | 0 | 0 | 0 | 0 | 0
1 | 9 | 2001 | 10 | 2 | 0 | 0 | #DIV/0! | #DIV/0! | #DIV/0! | #DIV/0! | #DIV/0! | #DIV/0! | #DIV/0! | #DIV/0! | #DIV/0! | #DIV/0! | #DIV/0! | #DIV/0! | #DIV/0! | #DIV/0! | #DIV/0! | #DIV/0! | #DIV/0! | #DIV/0! | #DIV/0! | #DIV/0! | 740 | 0 | 0 | 0 | 0 | 0
1 | 10 | 2001 | 11 | 3 | 0 | 0 | #DIV/0! | #DIV/0! | #DIV/0! | #DIV/0! | #DIV/0! | #DIV/0! | #DIV/0! | #DIV/0! | #DIV/0! | #DIV/0! | #DIV/0! | #DIV/0! | #DIV/0! | #DIV/0! | #DIV/0! | #DIV/0! | #DIV/0! | #DIV/0! | #DIV/0! | #DIV/0! | 741 | 0 | 0 | 0 | 0 | 0
1 | 11 | 2001 | 12 | 4 | 0 | 0 | #DIV/0! | #DIV/0! | #DIV/0! | #DIV/0! | #DIV/0! | #DIV/0! | #DIV/0! | #DIV/0! | #DIV/0! | #DIV/0! | #DIV/0! | #DIV/0! | #DIV/0! | #DIV/0! | #DIV/0! | #DIV/0! | #DIV/0! | #DIV/0! | #DIV/0! | #DIV/0! | 742 | 0 | 0 | 0 | 0 | 0
1 | 12 | 2001 | 13 | 5 | 0 | 0 | #DIV/0! | #DIV/0! | #DIV/0! | #DIV/0! | #DIV/0! | #DIV/0! | #DIV/0! | #DIV/0! | #DIV/0! | #DIV/0! | #DIV/0! | #DIV/0! | #DIV/0! | #DIV/0! | #DIV/0! | #DIV/0! | #DIV/0! | #DIV/0! | #DIV/0! | #DIV/0! | 743 | 0 | 0 | 0 | 0 | 0
1 | 13 | 2001 | 14 | 6 | 0 | 0 | #DIV/0! | #DIV/0! | #DIV/0! | #DIV/0! | #DIV/0! | #DIV/0! | #DIV/0! | #DIV/0! | #DIV/0! | #DIV/0! | #DIV/0! | #DIV/0! | #DIV/0! | #DIV/0! | #DIV/0! | #DIV/0! | #DIV/0! | #DIV/0! | #DIV/0! | #DIV/0! | 744 | 0 | 0 | 0 | 0 | 0
1 | 14 | 2001 | 15 | 7 | 0.0066667 | 0 | #DIV/0! | #DIV/0! | #DIV/0! | #DIV/0! | #DIV/0! | #DIV/0! | #DIV/0! | #DIV/0! | #DIV/0! | #DIV/0! | #DIV/0! | #DIV/0! | #DIV/0! | #DIV/0! | #DIV/0! | #DIV/0! | #DIV/0! | #DIV/0! | #DIV/0! | #DIV/0! | 745 | 0 | 0 | 0 | 0 | 0
1 | 15 | 2001 | 16 | 1 | 0.013333 | 0 | #DIV/0! | #DIV/0! | #DIV/0! | #DIV/0! | #DIV/0! | #DIV/0! | #DIV/0! | #DIV/0! | #DIV/0! | #DIV/0! | #DIV/0! | #DIV/0! | #DIV/0! | #DIV/0! | #DIV/0! | #DIV/0! | #DIV/0! | #DIV/0! | #DIV/0! | #DIV/0! | 746 | 0 | 0 | 0 | 0 | 0
1 | 16 | 2001 | 17 | 2 | 0 | 0 | #DIV/0! | #DIV/0! | #DIV/0! | #DIV/0! | #DIV/0! | #DIV/0! | #DIV/0! | #DIV/0! | #DIV/0! | #DIV/0! | #DIV/0! | #DIV/0! | #DIV/0! | #DIV/0! | #DIV/0! | #DIV/0! | #DIV/0! | #DIV/0! | #DIV/0! | #DIV/0! | 747 | 0 | 0 | 0 | 0 | 0
1 | 17 | 2001 | 18 | 3 | 0 | 0 | #DIV/0! | #DIV/0! | #DIV/0! | #DIV/0! | #DIV/0! | #DIV/0! | #DIV/0! | #DIV/0! | #DIV/0! | #DIV/0! | #DIV/0! | #DIV/0! | #DIV/0! | #DIV/0! | #DIV/0! | #DIV/0! | #DIV/0! | #DIV/0! | #DIV/0! | #DIV/0! | 748 | 0 | 0 | 0 | 0 | 0
1 | 18 | 2001 | 19 | 4 | 0.023333 | 0 | #DIV/0! | #DIV/0! | #DIV/0! | #DIV/0! | #DIV/0! | #DIV/0! | #DIV/0! | #DIV/0! | #DIV/0! | #DIV/0! | #DIV/0! | #DIV/0! | #DIV/0! | #DIV/0! | #DIV/0! | #DIV/0! | #DIV/0! | #DIV/0! | #DIV/0! | #DIV/0! | 749 | 0 | 0 | 0 | 0 | 0
1 | 19 | 2001 | 20 | 5 | 1.1367 | 0 | #DIV/0! | #DIV/0! | #DIV/0! | #DIV/0! | #DIV/0! | #DIV/0! | #DIV/0! | #DIV/0! | #DIV/0! | #DIV/0! | #DIV/0! | #DIV/0! | #DIV/0! | #DIV/0! | #DIV/0! | #DIV/0! | #DIV/0! | #DIV/0! | #DIV/0! | #DIV/0! | 750 | 0 | 0 | 0 | 0 | 0
1 | 20 | 2001 | 21 | 6 | 0.33667 | 0 | #DIV/0! | #DIV/0! | #DIV/0! | #DIV/0! | #DIV/0! | #DIV/0! | #DIV/0! | #DIV/0! | #DIV/0! | #DIV/0! | #DIV/0! | #DIV/0! | #DIV/0! | #DIV/0! | #DIV/0! | #DIV/0! | #DIV/0! | #DIV/0! | #DIV/0! | #DIV/0! | 751 | 0 | 0 | 0 | 0 | 0
1 | 21 | 2001 | 22 | 7 | 0.14333 | 0 | #DIV/0! | #DIV/0! | #DIV/0! | #DIV/0! | #DIV/0! | #DIV/0! | #DIV/0! | #DIV/0! | #DIV/0! | #DIV/0! | #DIV/0! | #DIV/0! | #DIV/0! | #DIV/0! | #DIV/0! | #DIV/0! | #DIV/0! | #DIV/0! | #DIV/0! | #DIV/0! | 752 | 0 | 0 | 0 | 0 | 0
1 | 22 | 2001 | 23 | 1 | 0 | 0 | #DIV/0! | #DIV/0! | #DIV/0! | #DIV/0! | #DIV/0! | #DIV/0! | #DIV/0! | #DIV/0! | #DIV/0! | #DIV/0! | #DIV/0! | #DIV/0! | #DIV/0! | #DIV/0! | #DIV/0! | #DIV/0! | #DIV/0! | #DIV/0! | #DIV/0! | #DIV/0! | 753 | 0 | 0 | 0 | 0 | 0
1 | 23 | 2001 | 24 | 2 | 0 | 0 | #DIV/0! | #DIV/0! | #DIV/0! | #DIV/0! | #DIV/0! | #DIV/0! | #DIV/0! | #DIV/0! | #DIV/0! | #DIV/0! | #DIV/0! | #DIV/0! | #DIV/0! | #DIV/0! | #DIV/0! | #DIV/0! | #DIV/0! | #DIV/0! | #DIV/0! | #DIV/0! | 754 | 0 | 0 | 0 | 0 | 0
1 | 24 | 2001 | 25 | 3 | 0 | 0 | #DIV/0! | #DIV/0! | #DIV/0! | #DIV/0! | #DIV/0! | #DIV/0! | #DIV/0! | #DIV/0! | #DIV/0! | #DIV/0! | #DIV/0! | #DIV/0! | #DIV/0! | #DIV/0! | #DIV/0! | #DIV/0! | #DIV/0! | #DIV/0! | #DIV/0! | #DIV/0! | 755 | 0 | 0 | 0 | 0 | 0
1 | 25 | 2001 | 26 | 4 | 0 | 0 | #DIV/0! | #DIV/0! | #DIV/0! | #DIV/0! | #DIV/0! | #DIV/0! | #DIV/0! | #DIV/0! | #DIV/0! | #DIV/0! | #DIV/0! | #DIV/0! | #DIV/0! | #DIV/0! | #DIV/0! | #DIV/0! | #DIV/0! | #DIV/0! | #DIV/0! | #DIV/0! | 756 | 0 | 0 | 0 | 0 | 0
1 | 26 | 2001 | 27 | 5 | 0 | 0 | #DIV/0! | #DIV/0! | #DIV/0! | #DIV/0! | #DIV/0! | #DIV/0! | #DIV/0! | #DIV/0! | #DIV/0! | #DIV/0! | #DIV/0! | #DIV/0! | #DIV/0! | #DIV/0! | #DIV/0! | #DIV/0! | #DIV/0! | #DIV/0! | #DIV/0! | #DIV/0! | 757 | 0 | 0 | 0 | 0 | 0
1 | 27 | 2001 | 28 | 6 | 0 | 0 | #DIV/0! | #DIV/0! | #DIV/0! | #DIV/0! | #DIV/0! | #DIV/0! | #DIV/0! | #DIV/0! | #DIV/0! | #DIV/0! | #DIV/0! | #DIV/0! | #DIV/0! | #DIV/0! | #DIV/0! | #DIV/0! | #DIV/0! | #DIV/0! | #DIV/0! | #DIV/0! | 758 | 0 | 0 | 0 | 0 | 0
1 | 28 | 2001 | 29 | 7 | 0 | 0 | #DIV/0! | #DIV/0! | #DIV/0! | #DIV/0! | #DIV/0! | #DIV/0! | #DIV/0! | #DIV/0! | #DIV/0! | #DIV/0! | #DIV/0! | #DIV/0! | #DIV/0! | #DIV/0! | #DIV/0! | #DIV/0! | #DIV/0! | #DIV/0! | #DIV/0! | #DIV/0! | 759 | 0 | 0 | 0 | 0 | 0
1 | 29 | 2001 | 30 | 1 | 0 | 0 | #DIV/0! | #DIV/0! | #DIV/0! | #DIV/0! | #DIV/0! | #DIV/0! | #DIV/0! | #DIV/0! | #DIV/0! | #DIV/0! | #DIV/0! | #DIV/0! | #DIV/0! | #DIV/0! | #DIV/0! | #DIV/0! | #DIV/0! | #DIV/0! | #DIV/0! | #DIV/0! | 760 | 0 | 0 | 0 | 0 | 0
1 | 30 | 2001 | 31 | 2 | 0.56333 | 0 | #DIV/0! | #DIV/0! | #DIV/0! | #DIV/0! | #DIV/0! | #DIV/0! | #DIV/0! | #DIV/0! | #DIV/0! | #DIV/0! | #DIV/0! | #DIV/0! | #DIV/0! | #DIV/0! | #DIV/0! | #DIV/0! | #DIV/0! | #DIV/0! | #DIV/0! | #DIV/0! | 761 | 0 | 0 | 0 | 0 | 0
1 | 31 | 2001 | 32 | 3 | 0 | 0 | #DIV/0! | #DIV/0! | #DIV/0! | #DIV/0! | #DIV/0! | #DIV/0! | #DIV/0! | #DIV/0! | #DIV/0! | #DIV/0! | #DIV/0! | #DIV/0! | #DIV/0! | #DIV/0! | #DIV/0! | #DIV/0! | #DIV/0! | #DIV/0! | #DIV/0! | #DIV/0! | 762 | 0 | 0 | 0 | 0 | 0
2 | 1 | 2001 | 33 | 4 | 0 | 0 | #DIV/0! | #DIV/0! | #DIV/0! | #DIV/0! | #DIV/0! | #DIV/0! | #DIV/0! | #DIV/0! | #DIV/0! | #DIV/0! | #DIV/0! | #DIV/0! | #DIV/0! | #DIV/0! | #DIV/0! | #DIV/0! | #DIV/0! | #DIV/0! | #DIV/0! | #DIV/0! | 763 | 0 | 0 | 0 | 0 | 0
2 | 2 | 2001 | 34 | 5 | 0.0066667 | 0 | #DIV/0! | #DIV/0! | #DIV/0! | #DIV/0! | #DIV/0! | #DIV/0! | #DIV/0! | #DIV/0! | #DIV/0! | #DIV/0! | #DIV/0! | #DIV/0! | #DIV/0! | #DIV/0! | #DIV/0! | #DIV/0! | #DIV/0! | #DIV/0! | #DIV/0! | #DIV/0! | 764 | 0 | 0 | 0 | 0 | 0
2 | 3 | 2001 | 35 | 6 | 0 | 0 | #DIV/0! | #DIV/0! | #DIV/0! | #DIV/0! | #DIV/0! | #DIV/0! | #DIV/0! | #DIV/0! | #DIV/0! | #DIV/0! | #DIV/0! | #DIV/0! | #DIV/0! | #DIV/0! | #DIV/0! | #DIV/0! | #DIV/0! | #DIV/0! | #DIV/0! | #DIV/0! | 765 | 0 | 0 | 0 | 0 | 0
2 | 4 | 2001 | 36 | 7 | 0 | 0 | #DIV/0! | #DIV/0! | #DIV/0! | #DIV/0! | #DIV/0! | #DIV/0! | #DIV/0! | #DIV/0! | #DIV/0! | #DIV/0! | #DIV/0! | #DIV/0! | #DIV/0! | #DIV/0! | #DIV/0! | #DIV/0! | #DIV/0! | #DIV/0! | #DIV/0! | #DIV/0! | 766 | 0 | 0 | 0 | 0 | 0
2 | 5 | 2001 | 37 | 1 | 0.54333 | 0 | #DIV/0! | #DIV/0! | #DIV/0! | #DIV/0! | #DIV/0! | #DIV/0! | #DIV/0! | #DIV/0! | #DIV/0! | #DIV/0! | #DIV/0! | #DIV/0! | #DIV/0! | #DIV/0! | #DIV/0! | #DIV/0! | #DIV/0! | #DIV/0! | #DIV/0! | #DIV/0! | 767 | 0 | 0 | 0 | 0 | 0
2 | 6 | 2001 | 38 | 2 | 0 | 0 | #DIV/0! | #DIV/0! | #DIV/0! | #DIV/0! | #DIV/0! | #DIV/0! | #DIV/0! | #DIV/0! | #DIV/0! | #DIV/0! | #DIV/0! | #DIV/0! | #DIV/0! | #DIV/0! | #DIV/0! | #DIV/0! | #DIV/0! | #DIV/0! | #DIV/0! | #DIV/0! | 768 | 0 | 0 | 0 | 0 | 0
2 | 7 | 2001 | 39 | 3 | 0 | 0 | #DIV/0! | #DIV/0! | #DIV/0! | #DIV/0! | #DIV/0! | #DIV/0! | #DIV/0! | #DIV/0! | #DIV/0! | #DIV/0! | #DIV/0! | #DIV/0! | #DIV/0! | #DIV/0! | #DIV/0! | #DIV/0! | #DIV/0! | #DIV/0! | #DIV/0! | #DIV/0! | 769 | 0 | 0 | 0 | 0 | 0
2 | 8 | 2001 | 40 | 4 | 0 | 0 | #DIV/0! | #DIV/0! | #DIV/0! | #DIV/0! | #DIV/0! | #DIV/0! | #DIV/0! | #DIV/0! | #DIV/0! | #DIV/0! | #DIV/0! | #DIV/0! | #DIV/0! | #DIV/0! | #DIV/0! | #DIV/0! | #DIV/0! | #DIV/0! | #DIV/0! | #DIV/0! | 770 | 0 | 0 | 0 | 0 | 0
2 | 9 | 2001 | 41 | 5 | 0 | 0 | #DIV/0! | #DIV/0! | #DIV/0! | #DIV/0! | #DIV/0! | #DIV/0! | #DIV/0! | #DIV/0! | #DIV/0! | #DIV/0! | #DIV/0! | #DIV/0! | #DIV/0! | #DIV/0! | #DIV/0! | #DIV/0! | #DIV/0! | #DIV/0! | #DIV/0! | #DIV/0! | 771 | 0 | 0 | 0 | 0 | 0
2 | 10 | 2001 | 42 | 6 | 0 | 0 | #DIV/0! | #DIV/0! | #DIV/0! | #DIV/0! | #DIV/0! | #DIV/0! | #DIV/0! | #DIV/0! | #DIV/0! | #DIV/0! | #DIV/0! | #DIV/0! | #DIV/0! | #DIV/0! | #DIV/0! | #DIV/0! | #DIV/0! | #DIV/0! | #DIV/0! | #DIV/0! | 772 | 0 | 0 | 0 | 0 | 0
2 | 11 | 2001 | 43 | 7 | 0 | 0 | #DIV/0! | #DIV/0! | #DIV/0! | #DIV/0! | #DIV/0! | #DIV/0! | #DIV/0! | #DIV/0! | #DIV/0! | #DIV/0! | #DIV/0! | #DIV/0! | #DIV/0! | #DIV/0! | #DIV/0! | #DIV/0! | #DIV/0! | #DIV/0! | #DIV/0! | #DIV/0! | 773 | 0 | 0 | 0 | 0 | 0
2 | 12 | 2001 | 44 | 1 | 0.07 | 0 | #DIV/0! | #DIV/0! | #DIV/0! | #DIV/0! | #DIV/0! | #DIV/0! | #DIV/0! | #DIV/0! | #DIV/0! | #DIV/0! | #DIV/0! | #DIV/0! | #DIV/0! | #DIV/0! | #DIV/0! | #DIV/0! | #DIV/0! | #DIV/0! | #DIV/0! | #DIV/0! | 774 | 0 | 0 | 0 | 0 | 0
2 | 13 | 2001 | 45 | 2 | 0.0033333 | 0 | #DIV/0! | #DIV/0! | #DIV/0! | #DIV/0! | #DIV/0! | #DIV/0! | #DIV/0! | #DIV/0! | #DIV/0! | #DIV/0! | #DIV/0! | #DIV/0! | #DIV/0! | #DIV/0! | #DIV/0! | #DIV/0! | #DIV/0! | #DIV/0! | #DIV/0! | #DIV/0! | 775 | 0 | 0 | 0 | 0 | 0
2 | 14 | 2001 | 46 | 3 | 0.08 | 0 | #DIV/0! | #DIV/0! | #DIV/0! | #DIV/0! | #DIV/0! | #DIV/0! | #DIV/0! | #DIV/0! | #DIV/0! | #DIV/0! | #DIV/0! | #DIV/0! | #DIV/0! | #DIV/0! | #DIV/0! | #DIV/0! | #DIV/0! | #DIV/0! | #DIV/0! | #DIV/0! | 776 | 0 | 0 | 0 | 0 | 0
2 | 15 | 2001 | 47 | 4 | 0.12333 | 0 | #DIV/0! | #DIV/0! | #DIV/0! | #DIV/0! | #DIV/0! | #DIV/0! | #DIV/0! | #DIV/0! | #DIV/0! | #DIV/0! | #DIV/0! | #DIV/0! | #DIV/0! | #DIV/0! | #DIV/0! | #DIV/0! | #DIV/0! | #DIV/0! | #DIV/0! | #DIV/0! | 777 | 0 | 0 | 0 | 0 | 0
2 | 16 | 2001 | 48 | 5 | 0.72667 | 0 | #DIV/0! | #DIV/0! | #DIV/0! | #DIV/0! | #DIV/0! | #DIV/0! | #DIV/0! | #DIV/0! | #DIV/0! | #DIV/0! | #DIV/0! | #DIV/0! | #DIV/0! | #DIV/0! | #DIV/0! | #DIV/0! | #DIV/0! | #DIV/0! | #DIV/0! | #DIV/0! | 778 | 0 | 0 | 0 | 0 | 0
2 | 17 | 2001 | 49 | 6 | 0.016667 | 0 | #DIV/0! | #DIV/0! | #DIV/0! | #DIV/0! | #DIV/0! | #DIV/0! | #DIV/0! | #DIV/0! | #DIV/0! | #DIV/0! | #DIV/0! | #DIV/0! | #DIV/0! | #DIV/0! | #DIV/0! | #DIV/0! | #DIV/0! | #DIV/0! | #DIV/0! | #DIV/0! | 779 | 0 | 0 | 0 | 0 | 0
2 | 18 | 2001 | 50 | 7 | 0 | 0 | #DIV/0! | #DIV/0! | #DIV/0! | #DIV/0! | #DIV/0! | #DIV/0! | #DIV/0! | #DIV/0! | #DIV/0! | #DIV/0! | #DIV/0! | #DIV/0! | #DIV/0! | #DIV/0! | #DIV/0! | #DIV/0! | #DIV/0! | #DIV/0! | #DIV/0! | #DIV/0! | 780 | 0 | 0 | 0 | 0 | 0
2 | 19 | 2001 | 51 | 1 | 0 | 0 | #DIV/0! | #DIV/0! | #DIV/0! | #DIV/0! | #DIV/0! | #DIV/0! | #DIV/0! | #DIV/0! | #DIV/0! | #DIV/0! | #DIV/0! | #DIV/0! | #DIV/0! | #DIV/0! | #DIV/0! | #DIV/0! | #DIV/0! | #DIV/0! | #DIV/0! | #DIV/0! | 781 | 0 | 0 | 0 | 0 | 0
2 | 20 | 2001 | 52 | 2 | 0 | 0 | #DIV/0! | #DIV/0! | #DIV/0! | #DIV/0! | #DIV/0! | #DIV/0! | #DIV/0! | #DIV/0! | #DIV/0! | #DIV/0! | #DIV/0! | #DIV/0! | #DIV/0! | #DIV/0! | #DIV/0! | #DIV/0! | #DIV/0! | #DIV/0! | #DIV/0! | #DIV/0! | 782 | 0 | 0 | 0 | 0 | 0
2 | 21 | 2001 | 53 | 3 | 0 | 0 | #DIV/0! | #DIV/0! | #DIV/0! | #DIV/0! | #DIV/0! | #DIV/0! | #DIV/0! | #DIV/0! | #DIV/0! | #DIV/0! | #DIV/0! | #DIV/0! | #DIV/0! | #DIV/0! | #DIV/0! | #DIV/0! | #DIV/0! | #DIV/0! | #DIV/0! | #DIV/0! | 783 | 0 | 0 | 0 | 0 | 0
2 | 22 | 2001 | 54 | 4 | 0.23333 | 0 | #DIV/0! | #DIV/0! | #DIV/0! | #DIV/0! | #DIV/0! | #DIV/0! | #DIV/0! | #DIV/0! | #DIV/0! | #DIV/0! | #DIV/0! | #DIV/0! | #DIV/0! | #DIV/0! | #DIV/0! | #DIV/0! | #DIV/0! | #DIV/0! | #DIV/0! | #DIV/0! | 784 | 0 | 0 | 0 | 0 | 0
2 | 23 | 2001 | 55 | 5 | 0 | 0 | #DIV/0! | #DIV/0! | #DIV/0! | #DIV/0! | #DIV/0! | #DIV/0! | #DIV/0! | #DIV/0! | #DIV/0! | #DIV/0! | #DIV/0! | #DIV/0! | #DIV/0! | #DIV/0! | #DIV/0! | #DIV/0! | #DIV/0! | #DIV/0! | #DIV/0! | #DIV/0! | 785 | 0 | 0 | 0 | 0 | 0
2 | 24 | 2001 | 56 | 6 | 0 | 0 | #DIV/0! | #DIV/0! | #DIV/0! | #DIV/0! | #DIV/0! | #DIV/0! | #DIV/0! | #DIV/0! | #DIV/0! | #DIV/0! | #DIV/0! | #DIV/0! | #DIV/0! | #DIV/0! | #DIV/0! | #DIV/0! | #DIV/0! | #DIV/0! | #DIV/0! | #DIV/0! | 786 | 0 | 0 | 0 | 0 | 0
2 | 25 | 2001 | 57 | 7 | 0.15 | 0 | #DIV/0! | #DIV/0! | #DIV/0! | #DIV/0! | #DIV/0! | #DIV/0! | #DIV/0! | #DIV/0! | #DIV/0! | #DIV/0! | #DIV/0! | #DIV/0! | #DIV/0! | #DIV/0! | #DIV/0! | #DIV/0! | #DIV/0! | #DIV/0! | #DIV/0! | #DIV/0! | 787 | 0 | 0 | 0 | 0 | 0
2 | 26 | 2001 | 58 | 1 | 0 | 0 | #DIV/0! | #DIV/0! | #DIV/0! | #DIV/0! | #DIV/0! | #DIV/0! | #DIV/0! | #DIV/0! | #DIV/0! | #DIV/0! | #DIV/0! | #DIV/0! | #DIV/0! | #DIV/0! | #DIV/0! | #DIV/0! | #DIV/0! | #DIV/0! | #DIV/0! | #DIV/0! | 788 | 0 | 0 | 0 | 0 | 0
2 | 27 | 2001 | 59 | 2 | 0 | 0 | #DIV/0! | #DIV/0! | #DIV/0! | #DIV/0! | #DIV/0! | #DIV/0! | #DIV/0! | #DIV/0! | #DIV/0! | #DIV/0! | #DIV/0! | #DIV/0! | #DIV/0! | #DIV/0! | #DIV/0! | #DIV/0! | #DIV/0! | #DIV/0! | #DIV/0! | #DIV/0! | 789 | 0 | 0 | 0 | 0 | 0
2 | 28 | 2001 | 60 | 3 | 0 | 0 | #DIV/0! | #DIV/0! | #DIV/0! | #DIV/0! | #DIV/0! | #DIV/0! | #DIV/0! | #DIV/0! | #DIV/0! | #DIV/0! | #DIV/0! | #DIV/0! | #DIV/0! | #DIV/0! | #DIV/0! | #DIV/0! | #DIV/0! | #DIV/0! | #DIV/0! | #DIV/0! | 790 | 0 | 0 | 0 | 0 | 0
3 | 1 | 2001 | 61 | 4 | 0 | 0 | #DIV/0! | #DIV/0! | #DIV/0! | #DIV/0! | #DIV/0! | #DIV/0! | #DIV/0! | #DIV/0! | #DIV/0! | #DIV/0! | #DIV/0! | #DIV/0! | #DIV/0! | #DIV/0! | #DIV/0! | #DIV/0! | #DIV/0! | #DIV/0! | #DIV/0! | #DIV/0! | 791 | 0 | 0 | 0 | 0 | 0
3 | 2 | 2001 | 62 | 5 | 0 | 0 | #DIV/0! | #DIV/0! | #DIV/0! | #DIV/0! | #DIV/0! | #DIV/0! | #DIV/0! | #DIV/0! | #DIV/0! | #DIV/0! | #DIV/0! | #DIV/0! | #DIV/0! | #DIV/0! | #DIV/0! | #DIV/0! | #DIV/0! | #DIV/0! | #DIV/0! | #DIV/0! | 792 | 0 | 0 | 0 | 0 | 0
3 | 3 | 2001 | 63 | 6 | 0 | 0 | #DIV/0! | #DIV/0! | #DIV/0! | #DIV/0! | #DIV/0! | #DIV/0! | #DIV/0! | #DIV/0! | #DIV/0! | #DIV/0! | #DIV/0! | #DIV/0! | #DIV/0! | #DIV/0! | #DIV/0! | #DIV/0! | #DIV/0! | #DIV/0! | #DIV/0! | #DIV/0! | 793 | 0 | 0 | 0 | 0 | 0
3 | 4 | 2001 | 64 | 7 | 0.34333 | 0 | #DIV/0! | #DIV/0! | #DIV/0! | #DIV/0! | #DIV/0! | #DIV/0! | #DIV/0! | #DIV/0! | #DIV/0! | #DIV/0! | #DIV/0! | #DIV/0! | #DIV/0! | #DIV/0! | #DIV/0! | #DIV/0! | #DIV/0! | #DIV/0! | #DIV/0! | #DIV/0! | 794 | 0 | 0 | 0 | 0 | 0
3 | 5 | 2001 | 65 | 1 | 0.06 | 0 | #DIV/0! | #DIV/0! | #DIV/0! | #DIV/0! | #DIV/0! | #DIV/0! | #DIV/0! | #DIV/0! | #DIV/0! | #DIV/0! | #DIV/0! | #DIV/0! | #DIV/0! | #DIV/0! | #DIV/0! | #DIV/0! | #DIV/0! | #DIV/0! | #DIV/0! | #DIV/0! | 795 | 0 | 0 | 0 | 0 | 0
3 | 6 | 2001 | 66 | 2 | 0 | 0 | #DIV/0! | #DIV/0! | #DIV/0! | #DIV/0! | #DIV/0! | #DIV/0! | #DIV/0! | #DIV/0! | #DIV/0! | #DIV/0! | #DIV/0! | #DIV/0! | #DIV/0! | #DIV/0! | #DIV/0! | #DIV/0! | #DIV/0! | #DIV/0! | #DIV/0! | #DIV/0! | 796 | 0 | 0 | 0 | 0 | 0
3 | 7 | 2001 | 67 | 3 | 0 | 0 | #DIV/0! | #DIV/0! | #DIV/0! | #DIV/0! | #DIV/0! | #DIV/0! | #DIV/0! | #DIV/0! | #DIV/0! | #DIV/0! | #DIV/0! | #DIV/0! | #DIV/0! | #DIV/0! | #DIV/0! | #DIV/0! | #DIV/0! | #DIV/0! | #DIV/0! | #DIV/0! | 797 | 0 | 0 | 0 | 0 | 0
3 | 8 | 2001 | 68 | 4 | 0 | 0 | #DIV/0! | #DIV/0! | #DIV/0! | #DIV/0! | #DIV/0! | #DIV/0! | #DIV/0! | #DIV/0! | #DIV/0! | #DIV/0! | #DIV/0! | #DIV/0! | #DIV/0! | #DIV/0! | #DIV/0! | #DIV/0! | #DIV/0! | #DIV/0! | #DIV/0! | #DIV/0! | 798 | 0 | 0 | 0 | 0 | 0
3 | 9 | 2001 | 69 | 5 | 0.036667 | 0 | #DIV/0! | #DIV/0! | #DIV/0! | #DIV/0! | #DIV/0! | #DIV/0! | #DIV/0! | #DIV/0! | #DIV/0! | #DIV/0! | #DIV/0! | #DIV/0! | #DIV/0! | #DIV/0! | #DIV/0! | #DIV/0! | #DIV/0! | #DIV/0! | #DIV/0! | #DIV/0! | 799 | 0 | 0 | 0 | 0 | 0
3 | 10 | 2001 | 70 | 6 | 0 | 0 | #DIV/0! | #DIV/0! | #DIV/0! | #DIV/0! | #DIV/0! | #DIV/0! | #DIV/0! | #DIV/0! | #DIV/0! | #DIV/0! | #DIV/0! | #DIV/0! | #DIV/0! | #DIV/0! | #DIV/0! | #DIV/0! | #DIV/0! | #DIV/0! | #DIV/0! | #DIV/0! | 800 | 0 | 0 | 0 | 0 | 0
3 | 11 | 2001 | 71 | 7 | 0 | 0 | #DIV/0! | #DIV/0! | #DIV/0! | #DIV/0! | #DIV/0! | #DIV/0! | #DIV/0! | #DIV/0! | #DIV/0! | #DIV/0! | #DIV/0! | #DIV/0! | #DIV/0! | #DIV/0! | #DIV/0! | #DIV/0! | #DIV/0! | #DIV/0! | #DIV/0! | #DIV/0! | 801 | 0 | 0 | 0 | 0 | 0
3 | 12 | 2001 | 72 | 1 | 0.29 | 0 | #DIV/0! | #DIV/0! | #DIV/0! | #DIV/0! | #DIV/0! | #DIV/0! | #DIV/0! | #DIV/0! | #DIV/0! | #DIV/0! | #DIV/0! | #DIV/0! | #DIV/0! | #DIV/0! | #DIV/0! | #DIV/0! | #DIV/0! | #DIV/0! | #DIV/0! | #DIV/0! | 802 | 0 | 0 | 0 | 0 | 0
3 | 13 | 2001 | 73 | 2 | 0.1 | 0 | #DIV/0! | #DIV/0! | #DIV/0! | #DIV/0! | #DIV/0! | #DIV/0! | #DIV/0! | #DIV/0! | #DIV/0! | #DIV/0! | #DIV/0! | #DIV/0! | #DIV/0! | #DIV/0! | #DIV/0! | #DIV/0! | #DIV/0! | #DIV/0! | #DIV/0! | #DIV/0! | 803 | 0 | 0 | 0 | 0 | 0
3 | 14 | 2001 | 74 | 3 | 0 | 0 | #DIV/0! | #DIV/0! | #DIV/0! | #DIV/0! | #DIV/0! | #DIV/0! | #DIV/0! | #DIV/0! | #DIV/0! | #DIV/0! | #DIV/0! | #DIV/0! | #DIV/0! | #DIV/0! | #DIV/0! | #DIV/0! | #DIV/0! | #DIV/0! | #DIV/0! | #DIV/0! | 804 | 0 | 0 | 0 | 0 | 0
3 | 15 | 2001 | 75 | 4 | 0.27333 | 0 | #DIV/0! | #DIV/0! | #DIV/0! | #DIV/0! | #DIV/0! | #DIV/0! | #DIV/0! | #DIV/0! | #DIV/0! | #DIV/0! | #DIV/0! | #DIV/0! | #DIV/0! | #DIV/0! | #DIV/0! | #DIV/0! | #DIV/0! | #DIV/0! | #DIV/0! | #DIV/0! | 805 | 0 | 0 | 0 | 0 | 0
3 | 16 | 2001 | 76 | 5 | 0.016667 | 0 | #DIV/0! | #DIV/0! | #DIV/0! | #DIV/0! | #DIV/0! | #DIV/0! | #DIV/0! | #DIV/0! | #DIV/0! | #DIV/0! | #DIV/0! | #DIV/0! | #DIV/0! | #DIV/0! | #DIV/0! | #DIV/0! | #DIV/0! | #DIV/0! | #DIV/0! | #DIV/0! | 806 | 0 | 0 | 0 | 0 | 0
3 | 17 | 2001 | 77 | 6 | 0.053333 | 0 | #DIV/0! | #DIV/0! | #DIV/0! | #DIV/0! | #DIV/0! | #DIV/0! | #DIV/0! | #DIV/0! | #DIV/0! | #DIV/0! | #DIV/0! | #DIV/0! | #DIV/0! | #DIV/0! | #DIV/0! | #DIV/0! | #DIV/0! | #DIV/0! | #DIV/0! | #DIV/0! | 807 | 0 | 0 | 0 | 0 | 0
3 | 18 | 2001 | 78 | 7 | 0 | 0 | #DIV/0! | #DIV/0! | #DIV/0! | #DIV/0! | #DIV/0! | #DIV/0! | #DIV/0! | #DIV/0! | #DIV/0! | #DIV/0! | #DIV/0! | #DIV/0! | #DIV/0! | #DIV/0! | #DIV/0! | #DIV/0! | #DIV/0! | #DIV/0! | #DIV/0! | #DIV/0! | 808 | 0 | 0 | 0 | 0 | 0
3 | 19 | 2001 | 79 | 1 | 0 | 0 | #DIV/0! | #DIV/0! | #DIV/0! | #DIV/0! | #DIV/0! | #DIV/0! | #DIV/0! | #DIV/0! | #DIV/0! | #DIV/0! | #DIV/0! | #DIV/0! | #DIV/0! | #DIV/0! | #DIV/0! | #DIV/0! | #DIV/0! | #DIV/0! | #DIV/0! | #DIV/0! | 809 | 0 | 0 | 0 | 0 | 0
3 | 20 | 2001 | 80 | 2 | 0.18333 | 0 | #DIV/0! | #DIV/0! | #DIV/0! | #DIV/0! | #DIV/0! | #DIV/0! | #DIV/0! | #DIV/0! | #DIV/0! | #DIV/0! | #DIV/0! | #DIV/0! | #DIV/0! | #DIV/0! | #DIV/0! | #DIV/0! | #DIV/0! | #DIV/0! | #DIV/0! | #DIV/0! | 810 | 0 | 0 | 0 | 0 | 0
3 | 21 | 2001 | 81 | 3 | 1.2667 | 0 | #DIV/0! | #DIV/0! | #DIV/0! | #DIV/0! | #DIV/0! | #DIV/0! | #DIV/0! | #DIV/0! | #DIV/0! | #DIV/0! | #DIV/0! | #DIV/0! | #DIV/0! | #DIV/0! | #DIV/0! | #DIV/0! | #DIV/0! | #DIV/0! | #DIV/0! | #DIV/0! | 811 | 0 | 0 | 0 | 0 | 0
3 | 22 | 2001 | 82 | 4 | 0.0033333 | 0 | #DIV/0! | #DIV/0! | #DIV/0! | #DIV/0! | #DIV/0! | #DIV/0! | #DIV/0! | #DIV/0! | #DIV/0! | #DIV/0! | #DIV/0! | #DIV/0! | #DIV/0! | #DIV/0! | #DIV/0! | #DIV/0! | #DIV/0! | #DIV/0! | #DIV/0! | #DIV/0! | 812 | 0 | 0 | 0 | 0 | 0
3 | 23 | 2001 | 83 | 5 | 0 | 0 | #DIV/0! | #DIV/0! | #DIV/0! | #DIV/0! | #DIV/0! | #DIV/0! | #DIV/0! | #DIV/0! | #DIV/0! | #DIV/0! | #DIV/0! | #DIV/0! | #DIV/0! | #DIV/0! | #DIV/0! | #DIV/0! | #DIV/0! | #DIV/0! | #DIV/0! | #DIV/0! | 813 | 0 | 0 | 0 | 0 | 0
3 | 24 | 2001 | 84 | 6 | 0 | 0 | #DIV/0! | #DIV/0! | #DIV/0! | #DIV/0! | #DIV/0! | #DIV/0! | #DIV/0! | #DIV/0! | #DIV/0! | #DIV/0! | #DIV/0! | #DIV/0! | #DIV/0! | #DIV/0! | #DIV/0! | #DIV/0! | #DIV/0! | #DIV/0! | #DIV/0! | #DIV/0! | 814 | 0 | 0 | 0 | 0 | 0
3 | 25 | 2001 | 85 | 7 | 0 | 0 | #DIV/0! | #DIV/0! | #DIV/0! | #DIV/0! | #DIV/0! | #DIV/0! | #DIV/0! | #DIV/0! | #DIV/0! | #DIV/0! | #DIV/0! | #DIV/0! | #DIV/0! | #DIV/0! | #DIV/0! | #DIV/0! | #DIV/0! | #DIV/0! | #DIV/0! | #DIV/0! | 815 | 0 | 0 | 0 | 0 | 0
3 | 26 | 2001 | 86 | 1 | 0 | 0 | #DIV/0! | #DIV/0! | #DIV/0! | #DIV/0! | #DIV/0! | #DIV/0! | #DIV/0! | #DIV/0! | #DIV/0! | #DIV/0! | #DIV/0! | #DIV/0! | #DIV/0! | #DIV/0! | #DIV/0! | #DIV/0! | #DIV/0! | #DIV/0! | #DIV/0! | #DIV/0! | 816 | 0 | 0 | 0 | 0 | 0
3 | 27 | 2001 | 87 | 2 | 0 | 0 | #DIV/0! | #DIV/0! | #DIV/0! | #DIV/0! | #DIV/0! | #DIV/0! | #DIV/0! | #DIV/0! | #DIV/0! | #DIV/0! | #DIV/0! | #DIV/0! | #DIV/0! | #DIV/0! | #DIV/0! | #DIV/0! | #DIV/0! | #DIV/0! | #DIV/0! | #DIV/0! | 817 | 0 | 0 | 0 | 0 | 0
3 | 28 | 2001 | 88 | 3 | 0 | 0 | #DIV/0! | #DIV/0! | #DIV/0! | #DIV/0! | #DIV/0! | #DIV/0! | #DIV/0! | #DIV/0! | #DIV/0! | #DIV/0! | #DIV/0! | #DIV/0! | #DIV/0! | #DIV/0! | #DIV/0! | #DIV/0! | #DIV/0! | #DIV/0! | #DIV/0! | #DIV/0! | 818 | 0 | 0 | 0 | 0 | 0
3 | 29 | 2001 | 89 | 4 | 1.2733 | 0 | #DIV/0! | #DIV/0! | #DIV/0! | #DIV/0! | #DIV/0! | #DIV/0! | #DIV/0! | #DIV/0! | #DIV/0! | #DIV/0! | #DIV/0! | #DIV/0! | #DIV/0! | #DIV/0! | #DIV/0! | #DIV/0! | #DIV/0! | #DIV/0! | #DIV/0! | #DIV/0! | 819 | 0 | 0 | 0 | 0 | 0
3 | 30 | 2001 | 90 | 5 | 0.27333 | 0 | #DIV/0! | #DIV/0! | #DIV/0! | #DIV/0! | #DIV/0! | #DIV/0! | #DIV/0! | #DIV/0! | #DIV/0! | #DIV/0! | #DIV/0! | #DIV/0! | #DIV/0! | #DIV/0! | #DIV/0! | #DIV/0! | #DIV/0! | #DIV/0! | #DIV/0! | #DIV/0! | 820 | 0 | 0 | 0 | 0 | 0
3 | 31 | 2001 | 91 | 6 | 0.086667 | 0 | #DIV/0! | #DIV/0! | #DIV/0! | #DIV/0! | #DIV/0! | #DIV/0! | #DIV/0! | #DIV/0! | #DIV/0! | #DIV/0! | #DIV/0! | #DIV/0! | #DIV/0! | #DIV/0! | #DIV/0! | #DIV/0! | #DIV/0! | #DIV/0! | #DIV/0! | #DIV/0! | 821 | 0 | 0 | 0 | 0 | 0
4 | 1 | 2001 | 92 | 7 | 0.026667 | 0 | #DIV/0! | #DIV/0! | #DIV/0! | #DIV/0! | #DIV/0! | #DIV/0! | #DIV/0! | #DIV/0! | #DIV/0! | #DIV/0! | #DIV/0! | #DIV/0! | #DIV/0! | #DIV/0! | #DIV/0! | #DIV/0! | #DIV/0! | #DIV/0! | #DIV/0! | #DIV/0! | 822 | 0 | 0 | 0 | 0 | 0
4 | 2 | 2001 | 93 | 1 | 0 | 0 | #DIV/0! | #DIV/0! | #DIV/0! | #DIV/0! | #DIV/0! | #DIV/0! | #DIV/0! | #DIV/0! | #DIV/0! | #DIV/0! | #DIV/0! | #DIV/0! | #DIV/0! | #DIV/0! | #DIV/0! | #DIV/0! | #DIV/0! | #DIV/0! | #DIV/0! | #DIV/0! | 823 | 0 | 0 | 0 | 0 | 0
4 | 3 | 2001 | 94 | 2 | 0 | 0 | #DIV/0! | #DIV/0! | #DIV/0! | #DIV/0! | #DIV/0! | #DIV/0! | #DIV/0! | #DIV/0! | #DIV/0! | #DIV/0! | #DIV/0! | #DIV/0! | #DIV/0! | #DIV/0! | #DIV/0! | #DIV/0! | #DIV/0! | #DIV/0! | #DIV/0! | #DIV/0! | 824 | 0 | 0 | 0 | 0 | 0
4 | 4 | 2001 | 95 | 3 | 0 | 0 | #DIV/0! | #DIV/0! | #DIV/0! | #DIV/0! | #DIV/0! | #DIV/0! | #DIV/0! | #DIV/0! | #DIV/0! | #DIV/0! | #DIV/0! | #DIV/0! | #DIV/0! | #DIV/0! | #DIV/0! | #DIV/0! | #DIV/0! | #DIV/0! | #DIV/0! | #DIV/0! | 825 | 0 | 0 | 0 | 0 | 0
4 | 5 | 2001 | 96 | 4 | 0 | 0 | #DIV/0! | #DIV/0! | #DIV/0! | #DIV/0! | #DIV/0! | #DIV/0! | #DIV/0! | #DIV/0! | #DIV/0! | #DIV/0! | #DIV/0! | #DIV/0! | #DIV/0! | #DIV/0! | #DIV/0! | #DIV/0! | #DIV/0! | #DIV/0! | #DIV/0! | #DIV/0! | 826 | 0 | 0 | 0 | 0 | 0
4 | 6 | 2001 | 97 | 5 | 0.15333 | 0 | #DIV/0! | #DIV/0! | #DIV/0! | #DIV/0! | #DIV/0! | #DIV/0! | #DIV/0! | #DIV/0! | #DIV/0! | #DIV/0! | #DIV/0! | #DIV/0! | #DIV/0! | #DIV/0! | #DIV/0! | #DIV/0! | #DIV/0! | #DIV/0! | #DIV/0! | #DIV/0! | 827 | 0 | 0 | 0 | 0 | 0
4 | 7 | 2001 | 98 | 6 | 0.026667 | 0 | #DIV/0! | #DIV/0! | #DIV/0! | #DIV/0! | #DIV/0! | #DIV/0! | #DIV/0! | #DIV/0! | #DIV/0! | #DIV/0! | #DIV/0! | #DIV/0! | #DIV/0! | #DIV/0! | #DIV/0! | #DIV/0! | #DIV/0! | #DIV/0! | #DIV/0! | #DIV/0! | 828 | 0 | 0 | 0 | 0 | 0
4 | 8 | 2001 | 99 | 7 | 0.01 | 0 | #DIV/0! | #DIV/0! | #DIV/0! | #DIV/0! | #DIV/0! | #DIV/0! | #DIV/0! | #DIV/0! | #DIV/0! | #DIV/0! | #DIV/0! | #DIV/0! | #DIV/0! | #DIV/0! | #DIV/0! | #DIV/0! | #DIV/0! | #DIV/0! | #DIV/0! | #DIV/0! | 829 | 0 | 0 | 0 | 0 | 0
4 | 9 | 2001 | 100 | 1 | 0.18667 | 0 | #DIV/0! | #DIV/0! | #DIV/0! | #DIV/0! | #DIV/0! | #DIV/0! | #DIV/0! | #DIV/0! | #DIV/0! | #DIV/0! | #DIV/0! | #DIV/0! | #DIV/0! | #DIV/0! | #DIV/0! | #DIV/0! | #DIV/0! | #DIV/0! | #DIV/0! | #DIV/0! | 830 | 0 | 0 | 0 | 0 | 0
4 | 10 | 2001 | 101 | 2 | 0.22667 | 0 | #DIV/0! | #DIV/0! | #DIV/0! | #DIV/0! | #DIV/0! | #DIV/0! | #DIV/0! | #DIV/0! | #DIV/0! | #DIV/0! | #DIV/0! | #DIV/0! | #DIV/0! | #DIV/0! | #DIV/0! | #DIV/0! | #DIV/0! | #DIV/0! | #DIV/0! | #DIV/0! | 831 | 0 | 0 | 0 | 0 | 0
4 | 11 | 2001 | 102 | 3 | 0.51667 | 0 | #DIV/0! | #DIV/0! | #DIV/0! | #DIV/0! | #DIV/0! | #DIV/0! | #DIV/0! | #DIV/0! | #DIV/0! | #DIV/0! | #DIV/0! | #DIV/0! | #DIV/0! | #DIV/0! | #DIV/0! | #DIV/0! | #DIV/0! | #DIV/0! | #DIV/0! | #DIV/0! | 832 | 0 | 0 | 0 | 0 | 0
4 | 12 | 2001 | 103 | 4 | 0.0066667 | 0 | #DIV/0! | #DIV/0! | #DIV/0! | #DIV/0! | #DIV/0! | #DIV/0! | #DIV/0! | #DIV/0! | #DIV/0! | #DIV/0! | #DIV/0! | #DIV/0! | #DIV/0! | #DIV/0! | #DIV/0! | #DIV/0! | #DIV/0! | #DIV/0! | #DIV/0! | #DIV/0! | 833 | 0 | 0 | 0 | 0 | 0
4 | 13 | 2001 | 104 | 5 | 0.086667 | 0 | #DIV/0! | #DIV/0! | #DIV/0! | #DIV/0! | #DIV/0! | #DIV/0! | #DIV/0! | #DIV/0! | #DIV/0! | #DIV/0! | #DIV/0! | #DIV/0! | #DIV/0! | #DIV/0! | #DIV/0! | #DIV/0! | #DIV/0! | #DIV/0! | #DIV/0! | #DIV/0! | 834 | 0 | 0 | 0 | 0 | 0
4 | 14 | 2001 | 105 | 6 | 0 | 0 | #DIV/0! | #DIV/0! | #DIV/0! | #DIV/0! | #DIV/0! | #DIV/0! | #DIV/0! | #DIV/0! | #DIV/0! | #DIV/0! | #DIV/0! | #DIV/0! | #DIV/0! | #DIV/0! | #DIV/0! | #DIV/0! | #DIV/0! | #DIV/0! | #DIV/0! | #DIV/0! | 835 | 0 | 0 | 0 | 0 | 0
4 | 15 | 2001 | 106 | 7 | 0.21 | 0 | #DIV/0! | #DIV/0! | #DIV/0! | #DIV/0! | #DIV/0! | #DIV/0! | #DIV/0! | #DIV/0! | #DIV/0! | #DIV/0! | #DIV/0! | #DIV/0! | #DIV/0! | #DIV/0! | #DIV/0! | #DIV/0! | #DIV/0! | #DIV/0! | #DIV/0! | #DIV/0! | 836 | 0 | 0 | 0 | 0 | 0
4 | 16 | 2001 | 107 | 1 | 0.17 | 0 | #DIV/0! | #DIV/0! | #DIV/0! | #DIV/0! | #DIV/0! | #DIV/0! | #DIV/0! | #DIV/0! | #DIV/0! | #DIV/0! | #DIV/0! | #DIV/0! | #DIV/0! | #DIV/0! | #DIV/0! | #DIV/0! | #DIV/0! | #DIV/0! | #DIV/0! | #DIV/0! | 837 | 0 | 0 | 0 | 0 | 0
4 | 17 | 2001 | 108 | 2 | 0.03 | 0 | #DIV/0! | #DIV/0! | #DIV/0! | #DIV/0! | #DIV/0! | #DIV/0! | #DIV/0! | #DIV/0! | #DIV/0! | #DIV/0! | #DIV/0! | #DIV/0! | #DIV/0! | #DIV/0! | #DIV/0! | #DIV/0! | #DIV/0! | #DIV/0! | #DIV/0! | #DIV/0! | 838 | 0 | 0 | 0 | 0 | 0
4 | 18 | 2001 | 109 | 3 | 0.063333 | 0 | #DIV/0! | #DIV/0! | #DIV/0! | #DIV/0! | #DIV/0! | #DIV/0! | #DIV/0! | #DIV/0! | #DIV/0! | #DIV/0! | #DIV/0! | #DIV/0! | #DIV/0! | #DIV/0! | #DIV/0! | #DIV/0! | #DIV/0! | #DIV/0! | #DIV/0! | #DIV/0! | 839 | 0 | 0 | 0 | 0 | 0
4 | 19 | 2001 | 110 | 4 | 0 | 0 | #DIV/0! | #DIV/0! | #DIV/0! | #DIV/0! | #DIV/0! | #DIV/0! | #DIV/0! | #DIV/0! | #DIV/0! | #DIV/0! | #DIV/0! | #DIV/0! | #DIV/0! | #DIV/0! | #DIV/0! | #DIV/0! | #DIV/0! | #DIV/0! | #DIV/0! | #DIV/0! | 840 | 0 | 0 | 0 | 0 | 0
4 | 20 | 2001 | 111 | 5 | 0 | 0 | #DIV/0! | #DIV/0! | #DIV/0! | #DIV/0! | #DIV/0! | #DIV/0! | #DIV/0! | #DIV/0! | #DIV/0! | #DIV/0! | #DIV/0! | #DIV/0! | #DIV/0! | #DIV/0! | #DIV/0! | #DIV/0! | #DIV/0! | #DIV/0! | #DIV/0! | #DIV/0! | 841 | 0 | 0 | 0 | 0 | 0
4 | 21 | 2001 | 112 | 6 | 0.0033333 | 0 | #DIV/0! | #DIV/0! | #DIV/0! | #DIV/0! | #DIV/0! | #DIV/0! | #DIV/0! | #DIV/0! | #DIV/0! | #DIV/0! | #DIV/0! | #DIV/0! | #DIV/0! | #DIV/0! | #DIV/0! | #DIV/0! | #DIV/0! | #DIV/0! | #DIV/0! | #DIV/0! | 842 | 0 | 0 | 0 | 0 | 0
4 | 22 | 2001 | 113 | 7 | 0 | 0 | #DIV/0! | #DIV/0! | #DIV/0! | #DIV/0! | #DIV/0! | #DIV/0! | #DIV/0! | #DIV/0! | #DIV/0! | #DIV/0! | #DIV/0! | #DIV/0! | #DIV/0! | #DIV/0! | #DIV/0! | #DIV/0! | #DIV/0! | #DIV/0! | #DIV/0! | #DIV/0! | 843 | 0 | 0 | 0 | 0 | 0
4 | 23 | 2001 | 114 | 1 | 0 | 0 | #DIV/0! | #DIV/0! | #DIV/0! | #DIV/0! | #DIV/0! | #DIV/0! | #DIV/0! | #DIV/0! | #DIV/0! | #DIV/0! | #DIV/0! | #DIV/0! | #DIV/0! | #DIV/0! | #DIV/0! | #DIV/0! | #DIV/0! | #DIV/0! | #DIV/0! | #DIV/0! | 844 | 0 | 0 | 0 | 0 | 0
4 | 24 | 2001 | 115 | 2 | 0 | 0 | #DIV/0! | #DIV/0! | #DIV/0! | #DIV/0! | #DIV/0! | #DIV/0! | #DIV/0! | #DIV/0! | #DIV/0! | #DIV/0! | #DIV/0! | #DIV/0! | #DIV/0! | #DIV/0! | #DIV/0! | #DIV/0! | #DIV/0! | #DIV/0! | #DIV/0! | #DIV/0! | 845 | 0 | 0 | 0 | 0 | 0
4 | 25 | 2001 | 116 | 3 | 0 | 0 | #DIV/0! | #DIV/0! | #DIV/0! | #DIV/0! | #DIV/0! | #DIV/0! | #DIV/0! | #DIV/0! | #DIV/0! | #DIV/0! | #DIV/0! | #DIV/0! | #DIV/0! | #DIV/0! | #DIV/0! | #DIV/0! | #DIV/0! | #DIV/0! | #DIV/0! | #DIV/0! | 846 | 0 | 0 | 0 | 0 | 0
4 | 26 | 2001 | 117 | 4 | 0 | 0 | #DIV/0! | #DIV/0! | #DIV/0! | #DIV/0! | #DIV/0! | #DIV/0! | #DIV/0! | #DIV/0! | #DIV/0! | #DIV/0! | #DIV/0! | #DIV/0! | #DIV/0! | #DIV/0! | #DIV/0! | #DIV/0! | #DIV/0! | #DIV/0! | #DIV/0! | #DIV/0! | 847 | 0 | 0 | 0 | 0 | 0
4 | 27 | 2001 | 118 | 5 | 0 | 0 | #DIV/0! | #DIV/0! | #DIV/0! | #DIV/0! | #DIV/0! | #DIV/0! | #DIV/0! | #DIV/0! | #DIV/0! | #DIV/0! | #DIV/0! | #DIV/0! | #DIV/0! | #DIV/0! | #DIV/0! | #DIV/0! | #DIV/0! | #DIV/0! | #DIV/0! | #DIV/0! | 848 | 0 | 0 | 0 | 0 | 0
4 | 28 | 2001 | 119 | 6 | 0 | 0 | #DIV/0! | #DIV/0! | #DIV/0! | #DIV/0! | #DIV/0! | #DIV/0! | #DIV/0! | #DIV/0! | #DIV/0! | #DIV/0! | #DIV/0! | #DIV/0! | #DIV/0! | #DIV/0! | #DIV/0! | #DIV/0! | #DIV/0! | #DIV/0! | #DIV/0! | #DIV/0! | 849 | 0 | 0 | 0 | 0 | 0
4 | 29 | 2001 | 120 | 7 | 0 | 0 | #DIV/0! | #DIV/0! | #DIV/0! | #DIV/0! | #DIV/0! | #DIV/0! | #DIV/0! | #DIV/0! | #DIV/0! | #DIV/0! | #DIV/0! | #DIV/0! | #DIV/0! | #DIV/0! | #DIV/0! | #DIV/0! | #DIV/0! | #DIV/0! | #DIV/0! | #DIV/0! | 850 | 0 | 0 | 0 | 0 | 0
4 | 30 | 2001 | 121 | 1 | 0 | 0 | #DIV/0! | #DIV/0! | #DIV/0! | #DIV/0! | #DIV/0! | #DIV/0! | #DIV/0! | #DIV/0! | #DIV/0! | #DIV/0! | #DIV/0! | #DIV/0! | #DIV/0! | #DIV/0! | #DIV/0! | #DIV/0! | #DIV/0! | #DIV/0! | #DIV/0! | #DIV/0! | 851 | 0 | 0 | 0 | 0 | 0
5 | 1 | 2001 | 122 | 2 | 0 | 0 | #DIV/0! | #DIV/0! | #DIV/0! | #DIV/0! | #DIV/0! | #DIV/0! | #DIV/0! | #DIV/0! | #DIV/0! | #DIV/0! | #DIV/0! | #DIV/0! | #DIV/0! | #DIV/0! | #DIV/0! | #DIV/0! | #DIV/0! | #DIV/0! | #DIV/0! | #DIV/0! | 852 | 0 | 0 | 0 | 0 | 0
5 | 2 | 2001 | 123 | 3 | 0 | 0 | #DIV/0! | #DIV/0! | #DIV/0! | #DIV/0! | #DIV/0! | #DIV/0! | #DIV/0! | #DIV/0! | #DIV/0! | #DIV/0! | #DIV/0! | #DIV/0! | #DIV/0! | #DIV/0! | #DIV/0! | #DIV/0! | #DIV/0! | #DIV/0! | #DIV/0! | #DIV/0! | 853 | 0 | 0 | 0 | 0 | 0
5 | 3 | 2001 | 124 | 4 | 0 | 0 | #DIV/0! | #DIV/0! | #DIV/0! | #DIV/0! | #DIV/0! | #DIV/0! | #DIV/0! | #DIV/0! | #DIV/0! | #DIV/0! | #DIV/0! | #DIV/0! | #DIV/0! | #DIV/0! | #DIV/0! | #DIV/0! | #DIV/0! | #DIV/0! | #DIV/0! | #DIV/0! | 854 | 0 | 0 | 0 | 0 | 0
5 | 4 | 2001 | 125 | 5 | 0 | 0 | #DIV/0! | #DIV/0! | #DIV/0! | #DIV/0! | #DIV/0! | #DIV/0! | #DIV/0! | #DIV/0! | #DIV/0! | #DIV/0! | #DIV/0! | #DIV/0! | #DIV/0! | #DIV/0! | #DIV/0! | #DIV/0! | #DIV/0! | #DIV/0! | #DIV/0! | #DIV/0! | 855 | 0 | 0 | 0 | 0 | 0
5 | 5 | 2001 | 126 | 6 | 0 | 0 | #DIV/0! | #DIV/0! | #DIV/0! | #DIV/0! | #DIV/0! | #DIV/0! | #DIV/0! | #DIV/0! | #DIV/0! | #DIV/0! | #DIV/0! | #DIV/0! | #DIV/0! | #DIV/0! | #DIV/0! | #DIV/0! | #DIV/0! | #DIV/0! | #DIV/0! | #DIV/0! | 856 | 0 | 0 | 0 | 0 | 0
5 | 6 | 2001 | 127 | 7 | 0 | 0 | #DIV/0! | #DIV/0! | #DIV/0! | #DIV/0! | #DIV/0! | #DIV/0! | #DIV/0! | #DIV/0! | #DIV/0! | #DIV/0! | #DIV/0! | #DIV/0! | #DIV/0! | #DIV/0! | #DIV/0! | #DIV/0! | #DIV/0! | #DIV/0! | #DIV/0! | #DIV/0! | 857 | 0 | 0 | 0 | 0 | 0
5 | 7 | 2001 | 128 | 1 | 0 | 0 | #DIV/0! | #DIV/0! | #DIV/0! | #DIV/0! | #DIV/0! | #DIV/0! | #DIV/0! | #DIV/0! | #DIV/0! | #DIV/0! | #DIV/0! | #DIV/0! | #DIV/0! | #DIV/0! | #DIV/0! | #DIV/0! | #DIV/0! | #DIV/0! | #DIV/0! | #DIV/0! | 858 | 0 | 0 | 0 | 0 | 0
5 | 8 | 2001 | 129 | 2 | 0 | 0 | #DIV/0! | #DIV/0! | #DIV/0! | #DIV/0! | #DIV/0! | #DIV/0! | #DIV/0! | #DIV/0! | #DIV/0! | #DIV/0! | #DIV/0! | #DIV/0! | #DIV/0! | #DIV/0! | #DIV/0! | #DIV/0! | #DIV/0! | #DIV/0! | #DIV/0! | #DIV/0! | 859 | 0 | 0 | 0 | 0 | 0
5 | 9 | 2001 | 130 | 3 | 0.026667 | 0 | #DIV/0! | #DIV/0! | #DIV/0! | #DIV/0! | #DIV/0! | #DIV/0! | #DIV/0! | #DIV/0! | #DIV/0! | #DIV/0! | #DIV/0! | #DIV/0! | #DIV/0! | #DIV/0! | #DIV/0! | #DIV/0! | #DIV/0! | #DIV/0! | #DIV/0! | #DIV/0! | 860 | 0 | 0 | 0 | 0 | 0
5 | 10 | 2001 | 131 | 4 | 0 | 0 | #DIV/0! | #DIV/0! | #DIV/0! | #DIV/0! | #DIV/0! | #DIV/0! | #DIV/0! | #DIV/0! | #DIV/0! | #DIV/0! | #DIV/0! | #DIV/0! | #DIV/0! | #DIV/0! | #DIV/0! | #DIV/0! | #DIV/0! | #DIV/0! | #DIV/0! | #DIV/0! | 861 | 0 | 0 | 0 | 0 | 0
5 | 11 | 2001 | 132 | 5 | 0 | 0 | #DIV/0! | #DIV/0! | #DIV/0! | #DIV/0! | #DIV/0! | #DIV/0! | #DIV/0! | #DIV/0! | #DIV/0! | #DIV/0! | #DIV/0! | #DIV/0! | #DIV/0! | #DIV/0! | #DIV/0! | #DIV/0! | #DIV/0! | #DIV/0! | #DIV/0! | #DIV/0! | 862 | 0 | 0 | 0 | 0 | 0
5 | 12 | 2001 | 133 | 6 | 0.0066667 | 0 | #DIV/0! | #DIV/0! | #DIV/0! | #DIV/0! | #DIV/0! | #DIV/0! | #DIV/0! | #DIV/0! | #DIV/0! | #DIV/0! | #DIV/0! | #DIV/0! | #DIV/0! | #DIV/0! | #DIV/0! | #DIV/0! | #DIV/0! | #DIV/0! | #DIV/0! | #DIV/0! | 863 | 0 | 0 | 0 | 0 | 0
5 | 13 | 2001 | 134 | 7 | 0 | 0 | #DIV/0! | #DIV/0! | #DIV/0! | #DIV/0! | #DIV/0! | #DIV/0! | #DIV/0! | #DIV/0! | #DIV/0! | #DIV/0! | #DIV/0! | #DIV/0! | #DIV/0! | #DIV/0! | #DIV/0! | #DIV/0! | #DIV/0! | #DIV/0! | #DIV/0! | #DIV/0! | 864 | 0 | 0 | 0 | 0 | 0
5 | 14 | 2001 | 135 | 1 | 0 | 0 | #DIV/0! | #DIV/0! | #DIV/0! | #DIV/0! | #DIV/0! | #DIV/0! | #DIV/0! | #DIV/0! | #DIV/0! | #DIV/0! | #DIV/0! | #DIV/0! | #DIV/0! | #DIV/0! | #DIV/0! | #DIV/0! | #DIV/0! | #DIV/0! | #DIV/0! | #DIV/0! | 865 | 0 | 0 | 0 | 0 | 0
5 | 15 | 2001 | 136 | 2 | 0 | 0 | #DIV/0! | #DIV/0! | #DIV/0! | #DIV/0! | #DIV/0! | #DIV/0! | #DIV/0! | #DIV/0! | #DIV/0! | #DIV/0! | #DIV/0! | #DIV/0! | #DIV/0! | #DIV/0! | #DIV/0! | #DIV/0! | #DIV/0! | #DIV/0! | #DIV/0! | #DIV/0! | 866 | 0 | 0 | 0 | 0 | 0
5 | 16 | 2001 | 137 | 3 | 0.0033333 | 0 | #DIV/0! | #DIV/0! | #DIV/0! | #DIV/0! | #DIV/0! | #DIV/0! | #DIV/0! | #DIV/0! | #DIV/0! | #DIV/0! | #DIV/0! | #DIV/0! | #DIV/0! | #DIV/0! | #DIV/0! | #DIV/0! | #DIV/0! | #DIV/0! | #DIV/0! | #DIV/0! | 867 | 0 | 0 | 0 | 0 | 0
5 | 17 | 2001 | 138 | 4 | 0.013333 | 0 | #DIV/0! | #DIV/0! | #DIV/0! | #DIV/0! | #DIV/0! | #DIV/0! | #DIV/0! | #DIV/0! | #DIV/0! | #DIV/0! | #DIV/0! | #DIV/0! | #DIV/0! | #DIV/0! | #DIV/0! | #DIV/0! | #DIV/0! | #DIV/0! | #DIV/0! | #DIV/0! | 868 | 0 | 0 | 0 | 0 | 0
5 | 18 | 2001 | 139 | 5 | 0.24667 | 0 | #DIV/0! | #DIV/0! | #DIV/0! | #DIV/0! | #DIV/0! | #DIV/0! | #DIV/0! | #DIV/0! | #DIV/0! | #DIV/0! | #DIV/0! | #DIV/0! | #DIV/0! | #DIV/0! | #DIV/0! | #DIV/0! | #DIV/0! | #DIV/0! | #DIV/0! | #DIV/0! | 869 | 0 | 0 | 0 | 0 | 0
5 | 19 | 2001 | 140 | 6 | 0.58667 | 0 | #DIV/0! | #DIV/0! | #DIV/0! | #DIV/0! | #DIV/0! | #DIV/0! | #DIV/0! | #DIV/0! | #DIV/0! | #DIV/0! | #DIV/0! | #DIV/0! | #DIV/0! | #DIV/0! | #DIV/0! | #DIV/0! | #DIV/0! | #DIV/0! | #DIV/0! | #DIV/0! | 870 | 0 | 0 | 0 | 0 | 0
5 | 20 | 2001 | 141 | 7 | 0.23667 | 0 | #DIV/0! | #DIV/0! | #DIV/0! | #DIV/0! | #DIV/0! | #DIV/0! | #DIV/0! | #DIV/0! | #DIV/0! | #DIV/0! | #DIV/0! | #DIV/0! | #DIV/0! | #DIV/0! | #DIV/0! | #DIV/0! | #DIV/0! | #DIV/0! | #DIV/0! | #DIV/0! | 871 | 0 | 0 | 0 | 0 | 0
5 | 21 | 2001 | 142 | 1 | 0.45333 | 0 | #DIV/0! | #DIV/0! | #DIV/0! | #DIV/0! | #DIV/0! | #DIV/0! | #DIV/0! | #DIV/0! | #DIV/0! | #DIV/0! | #DIV/0! | #DIV/0! | #DIV/0! | #DIV/0! | #DIV/0! | #DIV/0! | #DIV/0! | #DIV/0! | #DIV/0! | #DIV/0! | 872 | 0 | 0 | 0 | 0 | 0
5 | 22 | 2001 | 143 | 2 | 1.5267 | 0 | #DIV/0! | #DIV/0! | #DIV/0! | #DIV/0! | #DIV/0! | #DIV/0! | #DIV/0! | #DIV/0! | #DIV/0! | #DIV/0! | #DIV/0! | #DIV/0! | #DIV/0! | #DIV/0! | #DIV/0! | #DIV/0! | #DIV/0! | #DIV/0! | #DIV/0! | #DIV/0! | 873 | 0 | 0 | 0 | 0 | 0
5 | 23 | 2001 | 144 | 3 | 0 | 0 | #DIV/0! | #DIV/0! | #DIV/0! | #DIV/0! | #DIV/0! | #DIV/0! | #DIV/0! | #DIV/0! | #DIV/0! | #DIV/0! | #DIV/0! | #DIV/0! | #DIV/0! | #DIV/0! | #DIV/0! | #DIV/0! | #DIV/0! | #DIV/0! | #DIV/0! | #DIV/0! | 874 | 0 | 0 | 0 | 0 | 0
5 | 24 | 2001 | 145 | 4 | 0 | 0 | #DIV/0! | #DIV/0! | #DIV/0! | #DIV/0! | #DIV/0! | #DIV/0! | #DIV/0! | #DIV/0! | #DIV/0! | #DIV/0! | #DIV/0! | #DIV/0! | #DIV/0! | #DIV/0! | #DIV/0! | #DIV/0! | #DIV/0! | #DIV/0! | #DIV/0! | #DIV/0! | 875 | 0 | 0 | 0 | 0 | 0
5 | 25 | 2001 | 146 | 5 | 0.30333 | 0 | #DIV/0! | #DIV/0! | #DIV/0! | #DIV/0! | #DIV/0! | #DIV/0! | #DIV/0! | #DIV/0! | #DIV/0! | #DIV/0! | #DIV/0! | #DIV/0! | #DIV/0! | #DIV/0! | #DIV/0! | #DIV/0! | #DIV/0! | #DIV/0! | #DIV/0! | #DIV/0! | 876 | 0 | 0 | 0 | 0 | 0
5 | 26 | 2001 | 147 | 6 | 1.17 | 0 | #DIV/0! | #DIV/0! | #DIV/0! | #DIV/0! | #DIV/0! | #DIV/0! | #DIV/0! | #DIV/0! | #DIV/0! | #DIV/0! | #DIV/0! | #DIV/0! | #DIV/0! | #DIV/0! | #DIV/0! | #DIV/0! | #DIV/0! | #DIV/0! | #DIV/0! | #DIV/0! | 877 | 0 | 0 | 0 | 0 | 0
5 | 27 | 2001 | 148 | 7 | 0.33333 | 0 | #DIV/0! | #DIV/0! | #DIV/0! | #DIV/0! | #DIV/0! | #DIV/0! | #DIV/0! | #DIV/0! | #DIV/0! | #DIV/0! | #DIV/0! | #DIV/0! | #DIV/0! | #DIV/0! | #DIV/0! | #DIV/0! | #DIV/0! | #DIV/0! | #DIV/0! | #DIV/0! | 878 | 0 | 0 | 0 | 0 | 0
5 | 28 | 2001 | 149 | 1 | 0.0033333 | 0 | #DIV/0! | #DIV/0! | #DIV/0! | #DIV/0! | #DIV/0! | #DIV/0! | #DIV/0! | #DIV/0! | #DIV/0! | #DIV/0! | #DIV/0! | #DIV/0! | #DIV/0! | #DIV/0! | #DIV/0! | #DIV/0! | #DIV/0! | #DIV/0! | #DIV/0! | #DIV/0! | 879 | 0 | 0 | 0 | 0 | 0
5 | 29 | 2001 | 150 | 2 | 0 | 0 | #DIV/0! | #DIV/0! | #DIV/0! | #DIV/0! | #DIV/0! | #DIV/0! | #DIV/0! | #DIV/0! | #DIV/0! | #DIV/0! | #DIV/0! | #DIV/0! | #DIV/0! | #DIV/0! | #DIV/0! | #DIV/0! | #DIV/0! | #DIV/0! | #DIV/0! | #DIV/0! | 880 | 0 | 0 | 0 | 0 | 0
5 | 30 | 2001 | 151 | 3 | 0 | 0 | #DIV/0! | #DIV/0! | #DIV/0! | #DIV/0! | #DIV/0! | #DIV/0! | #DIV/0! | #DIV/0! | #DIV/0! | #DIV/0! | #DIV/0! | #DIV/0! | #DIV/0! | #DIV/0! | #DIV/0! | #DIV/0! | #DIV/0! | #DIV/0! | #DIV/0! | #DIV/0! | 881 | 0 | 0 | 0 | 0 | 0
5 | 31 | 2001 | 152 | 4 | 0 | 0 | #DIV/0! | #DIV/0! | #DIV/0! | #DIV/0! | #DIV/0! | #DIV/0! | #DIV/0! | #DIV/0! | #DIV/0! | #DIV/0! | #DIV/0! | #DIV/0! | #DIV/0! | #DIV/0! | #DIV/0! | #DIV/0! | #DIV/0! | #DIV/0! | #DIV/0! | #DIV/0! | 882 | 0 | 0 | 0 | 0 | 0
6 | 1 | 2001 | 153 | 5 | 0.48333 | 0 | #DIV/0! | #DIV/0! | #DIV/0! | #DIV/0! | #DIV/0! | #DIV/0! | #DIV/0! | #DIV/0! | #DIV/0! | #DIV/0! | #DIV/0! | #DIV/0! | #DIV/0! | #DIV/0! | #DIV/0! | #DIV/0! | #DIV/0! | #DIV/0! | #DIV/0! | #DIV/0! | 883 | 0 | 0 | 0 | 0 | 0
6 | 2 | 2001 | 154 | 6 | 0.046667 | 0 | #DIV/0! | #DIV/0! | #DIV/0! | #DIV/0! | #DIV/0! | #DIV/0! | #DIV/0! | #DIV/0! | #DIV/0! | #DIV/0! | #DIV/0! | #DIV/0! | #DIV/0! | #DIV/0! | #DIV/0! | #DIV/0! | #DIV/0! | #DIV/0! | #DIV/0! | #DIV/0! | 884 | 0 | 0 | 0 | 0 | 0
6 | 3 | 2001 | 155 | 7 | 0.0033333 | 0 | #DIV/0! | #DIV/0! | #DIV/0! | #DIV/0! | #DIV/0! | #DIV/0! | #DIV/0! | #DIV/0! | #DIV/0! | #DIV/0! | #DIV/0! | #DIV/0! | #DIV/0! | #DIV/0! | #DIV/0! | #DIV/0! | #DIV/0! | #DIV/0! | #DIV/0! | #DIV/0! | 885 | 0 | 0 | 0 | 0 | 0
6 | 4 | 2001 | 156 | 1 | 0.15 | 0 | #DIV/0! | #DIV/0! | #DIV/0! | #DIV/0! | #DIV/0! | #DIV/0! | #DIV/0! | #DIV/0! | #DIV/0! | #DIV/0! | #DIV/0! | #DIV/0! | #DIV/0! | #DIV/0! | #DIV/0! | #DIV/0! | #DIV/0! | #DIV/0! | #DIV/0! | #DIV/0! | 886 | 0 | 0 | 0 | 0 | 0
6 | 5 | 2001 | 157 | 2 | 0.03 | 0 | #DIV/0! | #DIV/0! | #DIV/0! | #DIV/0! | #DIV/0! | #DIV/0! | #DIV/0! | #DIV/0! | #DIV/0! | #DIV/0! | #DIV/0! | #DIV/0! | #DIV/0! | #DIV/0! | #DIV/0! | #DIV/0! | #DIV/0! | #DIV/0! | #DIV/0! | #DIV/0! | 887 | 0 | 0 | 0 | 0 | 0
6 | 6 | 2001 | 158 | 3 | 0.12333 | 0 | #DIV/0! | #DIV/0! | #DIV/0! | #DIV/0! | #DIV/0! | #DIV/0! | #DIV/0! | #DIV/0! | #DIV/0! | #DIV/0! | #DIV/0! | #DIV/0! | #DIV/0! | #DIV/0! | #DIV/0! | #DIV/0! | #DIV/0! | #DIV/0! | #DIV/0! | #DIV/0! | 888 | 0 | 0 | 0 | 0 | 0
6 | 7 | 2001 | 159 | 4 | 1.0733 | 0 | #DIV/0! | #DIV/0! | #DIV/0! | #DIV/0! | #DIV/0! | #DIV/0! | #DIV/0! | #DIV/0! | #DIV/0! | #DIV/0! | #DIV/0! | #DIV/0! | #DIV/0! | #DIV/0! | #DIV/0! | #DIV/0! | #DIV/0! | #DIV/0! | #DIV/0! | #DIV/0! | 889 | 0 | 0 | 0 | 0 | 0
6 | 8 | 2001 | 160 | 5 | 0 | 0 | #DIV/0! | #DIV/0! | #DIV/0! | #DIV/0! | #DIV/0! | #DIV/0! | #DIV/0! | #DIV/0! | #DIV/0! | #DIV/0! | #DIV/0! | #DIV/0! | #DIV/0! | #DIV/0! | #DIV/0! | #DIV/0! | #DIV/0! | #DIV/0! | #DIV/0! | #DIV/0! | 890 | 0 | 0 | 0 | 0 | 0
6 | 9 | 2001 | 161 | 6 | 0 | 0 | #DIV/0! | #DIV/0! | #DIV/0! | #DIV/0! | #DIV/0! | #DIV/0! | #DIV/0! | #DIV/0! | #DIV/0! | #DIV/0! | #DIV/0! | #DIV/0! | #DIV/0! | #DIV/0! | #DIV/0! | #DIV/0! | #DIV/0! | #DIV/0! | #DIV/0! | #DIV/0! | 891 | 0 | 0 | 0 | 0 | 0
6 | 10 | 2001 | 162 | 7 | 0 | 0 | #DIV/0! | #DIV/0! | #DIV/0! | #DIV/0! | #DIV/0! | #DIV/0! | #DIV/0! | #DIV/0! | #DIV/0! | #DIV/0! | #DIV/0! | #DIV/0! | #DIV/0! | #DIV/0! | #DIV/0! | #DIV/0! | #DIV/0! | #DIV/0! | #DIV/0! | #DIV/0! | 892 | 0 | 0 | 0 | 0 | 0
6 | 11 | 2001 | 163 | 1 | 0 | 0 | #DIV/0! | #DIV/0! | #DIV/0! | #DIV/0! | #DIV/0! | #DIV/0! | #DIV/0! | #DIV/0! | #DIV/0! | #DIV/0! | #DIV/0! | #DIV/0! | #DIV/0! | #DIV/0! | #DIV/0! | #DIV/0! | #DIV/0! | #DIV/0! | #DIV/0! | #DIV/0! | 893 | 0 | 0 | 0 | 0 | 0
6 | 12 | 2001 | 164 | 2 | 0.0033333 | 0 | #DIV/0! | #DIV/0! | #DIV/0! | #DIV/0! | #DIV/0! | #DIV/0! | #DIV/0! | #DIV/0! | #DIV/0! | #DIV/0! | #DIV/0! | #DIV/0! | #DIV/0! | #DIV/0! | #DIV/0! | #DIV/0! | #DIV/0! | #DIV/0! | #DIV/0! | #DIV/0! | 894 | 0 | 0 | 0 | 0 | 0
6 | 13 | 2001 | 165 | 3 | 0.22667 | 0 | #DIV/0! | #DIV/0! | #DIV/0! | #DIV/0! | #DIV/0! | #DIV/0! | #DIV/0! | #DIV/0! | #DIV/0! | #DIV/0! | #DIV/0! | #DIV/0! | #DIV/0! | #DIV/0! | #DIV/0! | #DIV/0! | #DIV/0! | #DIV/0! | #DIV/0! | #DIV/0! | 895 | 0 | 0 | 0 | 0 | 0
6 | 14 | 2001 | 166 | 4 | 0 | 0 | #DIV/0! | #DIV/0! | #DIV/0! | #DIV/0! | #DIV/0! | #DIV/0! | #DIV/0! | #DIV/0! | #DIV/0! | #DIV/0! | #DIV/0! | #DIV/0! | #DIV/0! | #DIV/0! | #DIV/0! | #DIV/0! | #DIV/0! | #DIV/0! | #DIV/0! | #DIV/0! | 896 | 0 | 0 | 0 | 0 | 0
6 | 15 | 2001 | 167 | 5 | 0.26333 | 0 | #DIV/0! | #DIV/0! | #DIV/0! | #DIV/0! | #DIV/0! | #DIV/0! | #DIV/0! | #DIV/0! | #DIV/0! | #DIV/0! | #DIV/0! | #DIV/0! | #DIV/0! | #DIV/0! | #DIV/0! | #DIV/0! | #DIV/0! | #DIV/0! | #DIV/0! | #DIV/0! | 897 | 0 | 0 | 0 | 0 | 0
6 | 16 | 2001 | 168 | 6 | 0.77 | 0 | #DIV/0! | #DIV/0! | #DIV/0! | #DIV/0! | #DIV/0! | #DIV/0! | #DIV/0! | #DIV/0! | #DIV/0! | #DIV/0! | #DIV/0! | #DIV/0! | #DIV/0! | #DIV/0! | #DIV/0! | #DIV/0! | #DIV/0! | #DIV/0! | #DIV/0! | #DIV/0! | 898 | 0 | 0 | 0 | 0 | 0
6 | 17 | 2001 | 169 | 7 | 0.0033333 | 0 | #DIV/0! | #DIV/0! | #DIV/0! | #DIV/0! | #DIV/0! | #DIV/0! | #DIV/0! | #DIV/0! | #DIV/0! | #DIV/0! | #DIV/0! | #DIV/0! | #DIV/0! | #DIV/0! | #DIV/0! | #DIV/0! | #DIV/0! | #DIV/0! | #DIV/0! | #DIV/0! | 899 | 0 | 0 | 0 | 0 | 0
6 | 18 | 2001 | 170 | 1 | 0 | 0 | #DIV/0! | #DIV/0! | #DIV/0! | #DIV/0! | #DIV/0! | #DIV/0! | #DIV/0! | #DIV/0! | #DIV/0! | #DIV/0! | #DIV/0! | #DIV/0! | #DIV/0! | #DIV/0! | #DIV/0! | #DIV/0! | #DIV/0! | #DIV/0! | #DIV/0! | #DIV/0! | 900 | 0 | 0 | 0 | 0 | 0
6 | 19 | 2001 | 171 | 2 | 0 | 0 | #DIV/0! | #DIV/0! | #DIV/0! | #DIV/0! | #DIV/0! | #DIV/0! | #DIV/0! | #DIV/0! | #DIV/0! | #DIV/0! | #DIV/0! | #DIV/0! | #DIV/0! | #DIV/0! | #DIV/0! | #DIV/0! | #DIV/0! | #DIV/0! | #DIV/0! | #DIV/0! | 901 | 0 | 0 | 0 | 0 | 0
6 | 20 | 2001 | 172 | 3 | 0.013333 | 0 | #DIV/0! | #DIV/0! | #DIV/0! | #DIV/0! | #DIV/0! | #DIV/0! | #DIV/0! | #DIV/0! | #DIV/0! | #DIV/0! | #DIV/0! | #DIV/0! | #DIV/0! | #DIV/0! | #DIV/0! | #DIV/0! | #DIV/0! | #DIV/0! | #DIV/0! | #DIV/0! | 902 | 0 | 0 | 0 | 0 | 0
6 | 21 | 2001 | 173 | 4 | 0.013333 | 0 | #DIV/0! | #DIV/0! | #DIV/0! | #DIV/0! | #DIV/0! | #DIV/0! | #DIV/0! | #DIV/0! | #DIV/0! | #DIV/0! | #DIV/0! | #DIV/0! | #DIV/0! | #DIV/0! | #DIV/0! | #DIV/0! | #DIV/0! | #DIV/0! | #DIV/0! | #DIV/0! | 903 | 0 | 0 | 0 | 0 | 0
6 | 22 | 2001 | 174 | 5 | 1.0267 | 0 | #DIV/0! | #DIV/0! | #DIV/0! | #DIV/0! | #DIV/0! | #DIV/0! | #DIV/0! | #DIV/0! | #DIV/0! | #DIV/0! | #DIV/0! | #DIV/0! | #DIV/0! | #DIV/0! | #DIV/0! | #DIV/0! | #DIV/0! | #DIV/0! | #DIV/0! | #DIV/0! | 904 | 0 | 0 | 0 | 0 | 0
6 | 23 | 2001 | 175 | 6 | 0.036667 | 0 | #DIV/0! | #DIV/0! | #DIV/0! | #DIV/0! | #DIV/0! | #DIV/0! | #DIV/0! | #DIV/0! | #DIV/0! | #DIV/0! | #DIV/0! | #DIV/0! | #DIV/0! | #DIV/0! | #DIV/0! | #DIV/0! | #DIV/0! | #DIV/0! | #DIV/0! | #DIV/0! | 905 | 0 | 0 | 0 | 0 | 0
6 | 24 | 2001 | 176 | 7 | 0 | 0 | #DIV/0! | #DIV/0! | #DIV/0! | #DIV/0! | #DIV/0! | #DIV/0! | #DIV/0! | #DIV/0! | #DIV/0! | #DIV/0! | #DIV/0! | #DIV/0! | #DIV/0! | #DIV/0! | #DIV/0! | #DIV/0! | #DIV/0! | #DIV/0! | #DIV/0! | #DIV/0! | 906 | 0 | 0 | 0 | 0 | 0
6 | 25 | 2001 | 177 | 1 | 0 | 0 | #DIV/0! | #DIV/0! | #DIV/0! | #DIV/0! | #DIV/0! | #DIV/0! | #DIV/0! | #DIV/0! | #DIV/0! | #DIV/0! | #DIV/0! | #DIV/0! | #DIV/0! | #DIV/0! | #DIV/0! | #DIV/0! | #DIV/0! | #DIV/0! | #DIV/0! | #DIV/0! | 907 | 0 | 0 | 0 | 0 | 0
6 | 26 | 2001 | 178 | 2 | 0 | 0 | #DIV/0! | #DIV/0! | #DIV/0! | #DIV/0! | #DIV/0! | #DIV/0! | #DIV/0! | #DIV/0! | #DIV/0! | #DIV/0! | #DIV/0! | #DIV/0! | #DIV/0! | #DIV/0! | #DIV/0! | #DIV/0! | #DIV/0! | #DIV/0! | #DIV/0! | #DIV/0! | 908 | 0 | 0 | 0 | 0 | 0
6 | 27 | 2001 | 179 | 3 | 0 | 0 | #DIV/0! | #DIV/0! | #DIV/0! | #DIV/0! | #DIV/0! | #DIV/0! | #DIV/0! | #DIV/0! | #DIV/0! | #DIV/0! | #DIV/0! | #DIV/0! | #DIV/0! | #DIV/0! | #DIV/0! | #DIV/0! | #DIV/0! | #DIV/0! | #DIV/0! | #DIV/0! | 909 | 0 | 0 | 0 | 0 | 0
6 | 28 | 2001 | 180 | 4 | 0.016667 | 0 | #DIV/0! | #DIV/0! | #DIV/0! | #DIV/0! | #DIV/0! | #DIV/0! | #DIV/0! | #DIV/0! | #DIV/0! | #DIV/0! | #DIV/0! | #DIV/0! | #DIV/0! | #DIV/0! | #DIV/0! | #DIV/0! | #DIV/0! | #DIV/0! | #DIV/0! | #DIV/0! | 910 | 0 | 0 | 0 | 0 | 0
6 | 29 | 2001 | 181 | 5 | 0 | 0 | #DIV/0! | #DIV/0! | #DIV/0! | #DIV/0! | #DIV/0! | #DIV/0! | #DIV/0! | #DIV/0! | #DIV/0! | #DIV/0! | #DIV/0! | #DIV/0! | #DIV/0! | #DIV/0! | #DIV/0! | #DIV/0! | #DIV/0! | #DIV/0! | #DIV/0! | #DIV/0! | 911 | 0 | 0 | 0 | 0 | 0
6 | 30 | 2001 | 182 | 6 | 0.083333 | 0 | #DIV/0! | #DIV/0! | #DIV/0! | #DIV/0! | #DIV/0! | #DIV/0! | #DIV/0! | #DIV/0! | #DIV/0! | #DIV/0! | #DIV/0! | #DIV/0! | #DIV/0! | #DIV/0! | #DIV/0! | #DIV/0! | #DIV/0! | #DIV/0! | #DIV/0! | #DIV/0! | 912 | 0 | 0 | 0 | 0 | 0
7 | 1 | 2001 | 183 | 7 | 0.16667 | 0 | #DIV/0! | #DIV/0! | #DIV/0! | #DIV/0! | #DIV/0! | #DIV/0! | #DIV/0! | #DIV/0! | #DIV/0! | #DIV/0! | #DIV/0! | #DIV/0! | #DIV/0! | #DIV/0! | #DIV/0! | #DIV/0! | #DIV/0! | #DIV/0! | #DIV/0! | #DIV/0! | 913 | 0 | 0 | 0 | 0 | 0
7 | 2 | 2001 | 184 | 1 | 0 | 0 | #DIV/0! | #DIV/0! | #DIV/0! | #DIV/0! | #DIV/0! | #DIV/0! | #DIV/0! | #DIV/0! | #DIV/0! | #DIV/0! | #DIV/0! | #DIV/0! | #DIV/0! | #DIV/0! | #DIV/0! | #DIV/0! | #DIV/0! | #DIV/0! | #DIV/0! | #DIV/0! | 914 | 0 | 0 | 0 | 0 | 0
7 | 3 | 2001 | 185 | 2 | 0 | 0 | #DIV/0! | #DIV/0! | #DIV/0! | #DIV/0! | #DIV/0! | #DIV/0! | #DIV/0! | #DIV/0! | #DIV/0! | #DIV/0! | #DIV/0! | #DIV/0! | #DIV/0! | #DIV/0! | #DIV/0! | #DIV/0! | #DIV/0! | #DIV/0! | #DIV/0! | #DIV/0! | 915 | 0 | 0 | 0 | 0 | 0
7 | 4 | 2001 | 186 | 3 | 1.2433 | 0 | #DIV/0! | #DIV/0! | #DIV/0! | #DIV/0! | #DIV/0! | #DIV/0! | #DIV/0! | #DIV/0! | #DIV/0! | #DIV/0! | #DIV/0! | #DIV/0! | #DIV/0! | #DIV/0! | #DIV/0! | #DIV/0! | #DIV/0! | #DIV/0! | #DIV/0! | #DIV/0! | 916 | 0 | 0 | 0 | 0 | 0
7 | 5 | 2001 | 187 | 4 | 0.086667 | 0 | #DIV/0! | #DIV/0! | #DIV/0! | #DIV/0! | #DIV/0! | #DIV/0! | #DIV/0! | #DIV/0! | #DIV/0! | #DIV/0! | #DIV/0! | #DIV/0! | #DIV/0! | #DIV/0! | #DIV/0! | #DIV/0! | #DIV/0! | #DIV/0! | #DIV/0! | #DIV/0! | 917 | 0 | 0 | 0 | 0 | 0
7 | 6 | 2001 | 188 | 5 | 0 | 0 | #DIV/0! | #DIV/0! | #DIV/0! | #DIV/0! | #DIV/0! | #DIV/0! | #DIV/0! | #DIV/0! | #DIV/0! | #DIV/0! | #DIV/0! | #DIV/0! | #DIV/0! | #DIV/0! | #DIV/0! | #DIV/0! | #DIV/0! | #DIV/0! | #DIV/0! | #DIV/0! | 918 | 0 | 0 | 0 | 0 | 0
7 | 7 | 2001 | 189 | 6 | 0.013333 | 0 | #DIV/0! | #DIV/0! | #DIV/0! | #DIV/0! | #DIV/0! | #DIV/0! | #DIV/0! | #DIV/0! | #DIV/0! | #DIV/0! | #DIV/0! | #DIV/0! | #DIV/0! | #DIV/0! | #DIV/0! | #DIV/0! | #DIV/0! | #DIV/0! | #DIV/0! | #DIV/0! | 919 | 0 | 0 | 0 | 0 | 0
7 | 8 | 2001 | 190 | 7 | 0.48333 | 0 | #DIV/0! | #DIV/0! | #DIV/0! | #DIV/0! | #DIV/0! | #DIV/0! | #DIV/0! | #DIV/0! | #DIV/0! | #DIV/0! | #DIV/0! | #DIV/0! | #DIV/0! | #DIV/0! | #DIV/0! | #DIV/0! | #DIV/0! | #DIV/0! | #DIV/0! | #DIV/0! | 920 | 0 | 0 | 0 | 0 | 0
7 | 9 | 2001 | 191 | 1 | 0.01 | 0 | #DIV/0! | #DIV/0! | #DIV/0! | #DIV/0! | #DIV/0! | #DIV/0! | #DIV/0! | #DIV/0! | #DIV/0! | #DIV/0! | #DIV/0! | #DIV/0! | #DIV/0! | #DIV/0! | #DIV/0! | #DIV/0! | #DIV/0! | #DIV/0! | #DIV/0! | #DIV/0! | 921 | 0 | 0 | 0 | 0 | 0
7 | 10 | 2001 | 192 | 2 | 0.23 | 0 | #DIV/0! | #DIV/0! | #DIV/0! | #DIV/0! | #DIV/0! | #DIV/0! | #DIV/0! | #DIV/0! | #DIV/0! | #DIV/0! | #DIV/0! | #DIV/0! | #DIV/0! | #DIV/0! | #DIV/0! | #DIV/0! | #DIV/0! | #DIV/0! | #DIV/0! | #DIV/0! | 922 | 0 | 0 | 0 | 0 | 0
7 | 11 | 2001 | 193 | 3 | 0 | 0 | #DIV/0! | #DIV/0! | #DIV/0! | #DIV/0! | #DIV/0! | #DIV/0! | #DIV/0! | #DIV/0! | #DIV/0! | #DIV/0! | #DIV/0! | #DIV/0! | #DIV/0! | #DIV/0! | #DIV/0! | #DIV/0! | #DIV/0! | #DIV/0! | #DIV/0! | #DIV/0! | 923 | 0 | 0 | 0 | 0 | 0
7 | 12 | 2001 | 194 | 4 | 0 | 0 | #DIV/0! | #DIV/0! | #DIV/0! | #DIV/0! | #DIV/0! | #DIV/0! | #DIV/0! | #DIV/0! | #DIV/0! | #DIV/0! | #DIV/0! | #DIV/0! | #DIV/0! | #DIV/0! | #DIV/0! | #DIV/0! | #DIV/0! | #DIV/0! | #DIV/0! | #DIV/0! | 924 | 0 | 0 | 0 | 0 | 0
7 | 13 | 2001 | 195 | 5 | 0 | 0 | #DIV/0! | #DIV/0! | #DIV/0! | #DIV/0! | #DIV/0! | #DIV/0! | #DIV/0! | #DIV/0! | #DIV/0! | #DIV/0! | #DIV/0! | #DIV/0! | #DIV/0! | #DIV/0! | #DIV/0! | #DIV/0! | #DIV/0! | #DIV/0! | #DIV/0! | #DIV/0! | 925 | 0 | 0 | 0 | 0 | 0
7 | 14 | 2001 | 196 | 6 | 0 | 0 | #DIV/0! | #DIV/0! | #DIV/0! | #DIV/0! | #DIV/0! | #DIV/0! | #DIV/0! | #DIV/0! | #DIV/0! | #DIV/0! | #DIV/0! | #DIV/0! | #DIV/0! | #DIV/0! | #DIV/0! | #DIV/0! | #DIV/0! | #DIV/0! | #DIV/0! | #DIV/0! | 926 | 0 | 0 | 0 | 0 | 0
7 | 15 | 2001 | 197 | 7 | 0 | 0 | #DIV/0! | #DIV/0! | #DIV/0! | #DIV/0! | #DIV/0! | #DIV/0! | #DIV/0! | #DIV/0! | #DIV/0! | #DIV/0! | #DIV/0! | #DIV/0! | #DIV/0! | #DIV/0! | #DIV/0! | #DIV/0! | #DIV/0! | #DIV/0! | #DIV/0! | #DIV/0! | 927 | 0 | 0 | 0 | 0 | 0
7 | 16 | 2001 | 198 | 1 | 0 | 0 | #DIV/0! | #DIV/0! | #DIV/0! | #DIV/0! | #DIV/0! | #DIV/0! | #DIV/0! | #DIV/0! | #DIV/0! | #DIV/0! | #DIV/0! | #DIV/0! | #DIV/0! | #DIV/0! | #DIV/0! | #DIV/0! | #DIV/0! | #DIV/0! | #DIV/0! | #DIV/0! | 928 | 0 | 0 | 0 | 0 | 0
7 | 17 | 2001 | 199 | 2 | 0.0066667 | 0 | #DIV/0! | #DIV/0! | #DIV/0! | #DIV/0! | #DIV/0! | #DIV/0! | #DIV/0! | #DIV/0! | #DIV/0! | #DIV/0! | #DIV/0! | #DIV/0! | #DIV/0! | #DIV/0! | #DIV/0! | #DIV/0! | #DIV/0! | #DIV/0! | #DIV/0! | #DIV/0! | 929 | 0 | 0 | 0 | 0 | 0
7 | 18 | 2001 | 200 | 3 | 0.59 | 0 | #DIV/0! | #DIV/0! | #DIV/0! | #DIV/0! | #DIV/0! | #DIV/0! | #DIV/0! | #DIV/0! | #DIV/0! | #DIV/0! | #DIV/0! | #DIV/0! | #DIV/0! | #DIV/0! | #DIV/0! | #DIV/0! | #DIV/0! | #DIV/0! | #DIV/0! | #DIV/0! | 930 | 0 | 0 | 0 | 0 | 0
7 | 19 | 2001 | 201 | 4 | 0 | 0 | #DIV/0! | #DIV/0! | #DIV/0! | #DIV/0! | #DIV/0! | #DIV/0! | #DIV/0! | #DIV/0! | #DIV/0! | #DIV/0! | #DIV/0! | #DIV/0! | #DIV/0! | #DIV/0! | #DIV/0! | #DIV/0! | #DIV/0! | #DIV/0! | #DIV/0! | #DIV/0! | 931 | 0 | 0 | 0 | 0 | 0
7 | 20 | 2001 | 202 | 5 | 0 | 0 | #DIV/0! | #DIV/0! | #DIV/0! | #DIV/0! | #DIV/0! | #DIV/0! | #DIV/0! | #DIV/0! | #DIV/0! | #DIV/0! | #DIV/0! | #DIV/0! | #DIV/0! | #DIV/0! | #DIV/0! | #DIV/0! | #DIV/0! | #DIV/0! | #DIV/0! | #DIV/0! | 932 | 0 | 0 | 0 | 0 | 0
7 | 21 | 2001 | 203 | 6 | 0 | 0 | #DIV/0! | #DIV/0! | #DIV/0! | #DIV/0! | #DIV/0! | #DIV/0! | #DIV/0! | #DIV/0! | #DIV/0! | #DIV/0! | #DIV/0! | #DIV/0! | #DIV/0! | #DIV/0! | #DIV/0! | #DIV/0! | #DIV/0! | #DIV/0! | #DIV/0! | #DIV/0! | 933 | 0 | 0 | 0 | 0 | 0
7 | 22 | 2001 | 204 | 7 | 0 | 0 | #DIV/0! | #DIV/0! | #DIV/0! | #DIV/0! | #DIV/0! | #DIV/0! | #DIV/0! | #DIV/0! | #DIV/0! | #DIV/0! | #DIV/0! | #DIV/0! | #DIV/0! | #DIV/0! | #DIV/0! | #DIV/0! | #DIV/0! | #DIV/0! | #DIV/0! | #DIV/0! | 934 | 0 | 0 | 0 | 0 | 0
7 | 23 | 2001 | 205 | 1 | 0 | 0 | #DIV/0! | #DIV/0! | #DIV/0! | #DIV/0! | #DIV/0! | #DIV/0! | #DIV/0! | #DIV/0! | #DIV/0! | #DIV/0! | #DIV/0! | #DIV/0! | #DIV/0! | #DIV/0! | #DIV/0! | #DIV/0! | #DIV/0! | #DIV/0! | #DIV/0! | #DIV/0! | 935 | 0 | 0 | 0 | 0 | 0
7 | 24 | 2001 | 206 | 2 | 0 | 0 | #DIV/0! | #DIV/0! | #DIV/0! | #DIV/0! | #DIV/0! | #DIV/0! | #DIV/0! | #DIV/0! | #DIV/0! | #DIV/0! | #DIV/0! | #DIV/0! | #DIV/0! | #DIV/0! | #DIV/0! | #DIV/0! | #DIV/0! | #DIV/0! | #DIV/0! | #DIV/0! | 936 | 0 | 0 | 0 | 0 | 0
7 | 25 | 2001 | 207 | 3 | 0 | 0 | #DIV/0! | #DIV/0! | #DIV/0! | #DIV/0! | #DIV/0! | #DIV/0! | #DIV/0! | #DIV/0! | #DIV/0! | #DIV/0! | #DIV/0! | #DIV/0! | #DIV/0! | #DIV/0! | #DIV/0! | #DIV/0! | #DIV/0! | #DIV/0! | #DIV/0! | #DIV/0! | 937 | 0 | 0 | 0 | 0 | 0
7 | 26 | 2001 | 208 | 4 | 0.53667 | 0 | #DIV/0! | #DIV/0! | #DIV/0! | #DIV/0! | #DIV/0! | #DIV/0! | #DIV/0! | #DIV/0! | #DIV/0! | #DIV/0! | #DIV/0! | #DIV/0! | #DIV/0! | #DIV/0! | #DIV/0! | #DIV/0! | #DIV/0! | #DIV/0! | #DIV/0! | #DIV/0! | 938 | 0 | 0 | 0 | 0 | 0
7 | 27 | 2001 | 209 | 5 | 0 | 0 | #DIV/0! | #DIV/0! | #DIV/0! | #DIV/0! | #DIV/0! | #DIV/0! | #DIV/0! | #DIV/0! | #DIV/0! | #DIV/0! | #DIV/0! | #DIV/0! | #DIV/0! | #DIV/0! | #DIV/0! | #DIV/0! | #DIV/0! | #DIV/0! | #DIV/0! | #DIV/0! | 939 | 0 | 0 | 0 | 0 | 0
7 | 28 | 2001 | 210 | 6 | 0.0033333 | 0 | #DIV/0! | #DIV/0! | #DIV/0! | #DIV/0! | #DIV/0! | #DIV/0! | #DIV/0! | #DIV/0! | #DIV/0! | #DIV/0! | #DIV/0! | #DIV/0! | #DIV/0! | #DIV/0! | #DIV/0! | #DIV/0! | #DIV/0! | #DIV/0! | #DIV/0! | #DIV/0! | 940 | 0 | 0 | 0 | 0 | 0
7 | 29 | 2001 | 211 | 7 | 0.88333 | 0 | #DIV/0! | #DIV/0! | #DIV/0! | #DIV/0! | #DIV/0! | #DIV/0! | #DIV/0! | #DIV/0! | #DIV/0! | #DIV/0! | #DIV/0! | #DIV/0! | #DIV/0! | #DIV/0! | #DIV/0! | #DIV/0! | #DIV/0! | #DIV/0! | #DIV/0! | #DIV/0! | 941 | 0 | 0 | 0 | 0 | 0
7 | 30 | 2001 | 212 | 1 | 0.036667 | 0 | #DIV/0! | #DIV/0! | #DIV/0! | #DIV/0! | #DIV/0! | #DIV/0! | #DIV/0! | #DIV/0! | #DIV/0! | #DIV/0! | #DIV/0! | #DIV/0! | #DIV/0! | #DIV/0! | #DIV/0! | #DIV/0! | #DIV/0! | #DIV/0! | #DIV/0! | #DIV/0! | 942 | 0 | 0 | 0 | 0 | 0
7 | 31 | 2001 | 213 | 2 | 0 | 0 | #DIV/0! | #DIV/0! | #DIV/0! | #DIV/0! | #DIV/0! | #DIV/0! | #DIV/0! | #DIV/0! | #DIV/0! | #DIV/0! | #DIV/0! | #DIV/0! | #DIV/0! | #DIV/0! | #DIV/0! | #DIV/0! | #DIV/0! | #DIV/0! | #DIV/0! | #DIV/0! | 943 | 0 | 0 | 0 | 0 | 0
8 | 1 | 2001 | 214 | 3 | 0 | 0 | #DIV/0! | #DIV/0! | #DIV/0! | #DIV/0! | #DIV/0! | #DIV/0! | #DIV/0! | #DIV/0! | #DIV/0! | #DIV/0! | #DIV/0! | #DIV/0! | #DIV/0! | #DIV/0! | #DIV/0! | #DIV/0! | #DIV/0! | #DIV/0! | #DIV/0! | #DIV/0! | 944 | 0 | 0 | 0 | 0 | 0
8 | 2 | 2001 | 215 | 4 | 0 | 0 | #DIV/0! | #DIV/0! | #DIV/0! | #DIV/0! | #DIV/0! | #DIV/0! | #DIV/0! | #DIV/0! | #DIV/0! | #DIV/0! | #DIV/0! | #DIV/0! | #DIV/0! | #DIV/0! | #DIV/0! | #DIV/0! | #DIV/0! | #DIV/0! | #DIV/0! | #DIV/0! | 945 | 0 | 0 | 0 | 0 | 0
8 | 3 | 2001 | 216 | 5 | 0 | 0 | #DIV/0! | #DIV/0! | #DIV/0! | #DIV/0! | #DIV/0! | #DIV/0! | #DIV/0! | #DIV/0! | #DIV/0! | #DIV/0! | #DIV/0! | #DIV/0! | #DIV/0! | #DIV/0! | #DIV/0! | #DIV/0! | #DIV/0! | #DIV/0! | #DIV/0! | #DIV/0! | 946 | 0 | 0 | 0 | 0 | 0
8 | 4 | 2001 | 217 | 6 | 0.073333 | 0 | #DIV/0! | #DIV/0! | #DIV/0! | #DIV/0! | #DIV/0! | #DIV/0! | #DIV/0! | #DIV/0! | #DIV/0! | #DIV/0! | #DIV/0! | #DIV/0! | #DIV/0! | #DIV/0! | #DIV/0! | #DIV/0! | #DIV/0! | #DIV/0! | #DIV/0! | #DIV/0! | 947 | 0 | 0 | 0 | 0 | 0
8 | 5 | 2001 | 218 | 7 | 0 | 0 | #DIV/0! | #DIV/0! | #DIV/0! | #DIV/0! | #DIV/0! | #DIV/0! | #DIV/0! | #DIV/0! | #DIV/0! | #DIV/0! | #DIV/0! | #DIV/0! | #DIV/0! | #DIV/0! | #DIV/0! | #DIV/0! | #DIV/0! | #DIV/0! | #DIV/0! | #DIV/0! | 948 | 0 | 0 | 0 | 0 | 0
8 | 6 | 2001 | 219 | 1 | 0 | 0 | #DIV/0! | #DIV/0! | #DIV/0! | #DIV/0! | #DIV/0! | #DIV/0! | #DIV/0! | #DIV/0! | #DIV/0! | #DIV/0! | #DIV/0! | #DIV/0! | #DIV/0! | #DIV/0! | #DIV/0! | #DIV/0! | #DIV/0! | #DIV/0! | #DIV/0! | #DIV/0! | 949 | 0 | 0 | 0 | 0 | 0
8 | 7 | 2001 | 220 | 2 | 0 | 0 | #DIV/0! | #DIV/0! | #DIV/0! | #DIV/0! | #DIV/0! | #DIV/0! | #DIV/0! | #DIV/0! | #DIV/0! | #DIV/0! | #DIV/0! | #DIV/0! | #DIV/0! | #DIV/0! | #DIV/0! | #DIV/0! | #DIV/0! | #DIV/0! | #DIV/0! | #DIV/0! | 950 | 0 | 0 | 0 | 0 | 0
8 | 8 | 2001 | 221 | 3 | 0 | 0 | #DIV/0! | #DIV/0! | #DIV/0! | #DIV/0! | #DIV/0! | #DIV/0! | #DIV/0! | #DIV/0! | #DIV/0! | #DIV/0! | #DIV/0! | #DIV/0! | #DIV/0! | #DIV/0! | #DIV/0! | #DIV/0! | #DIV/0! | #DIV/0! | #DIV/0! | #DIV/0! | 951 | 0 | 0 | 0 | 0 | 0
8 | 9 | 2001 | 222 | 4 | 0 | 0 | #DIV/0! | #DIV/0! | #DIV/0! | #DIV/0! | #DIV/0! | #DIV/0! | #DIV/0! | #DIV/0! | #DIV/0! | #DIV/0! | #DIV/0! | #DIV/0! | #DIV/0! | #DIV/0! | #DIV/0! | #DIV/0! | #DIV/0! | #DIV/0! | #DIV/0! | #DIV/0! | 952 | 0 | 0 | 0 | 0 | 0
8 | 10 | 2001 | 223 | 5 | 0.2 | 0 | #DIV/0! | #DIV/0! | #DIV/0! | #DIV/0! | #DIV/0! | #DIV/0! | #DIV/0! | #DIV/0! | #DIV/0! | #DIV/0! | #DIV/0! | #DIV/0! | #DIV/0! | #DIV/0! | #DIV/0! | #DIV/0! | #DIV/0! | #DIV/0! | #DIV/0! | #DIV/0! | 953 | 0 | 0 | 0 | 0 | 0
8 | 11 | 2001 | 224 | 6 | 0.97333 | 0 | #DIV/0! | #DIV/0! | #DIV/0! | #DIV/0! | #DIV/0! | #DIV/0! | #DIV/0! | #DIV/0! | #DIV/0! | #DIV/0! | #DIV/0! | #DIV/0! | #DIV/0! | #DIV/0! | #DIV/0! | #DIV/0! | #DIV/0! | #DIV/0! | #DIV/0! | #DIV/0! | 954 | 0 | 0 | 0 | 0 | 0
8 | 12 | 2001 | 225 | 7 | 0.22 | 0 | #DIV/0! | #DIV/0! | #DIV/0! | #DIV/0! | #DIV/0! | #DIV/0! | #DIV/0! | #DIV/0! | #DIV/0! | #DIV/0! | #DIV/0! | #DIV/0! | #DIV/0! | #DIV/0! | #DIV/0! | #DIV/0! | #DIV/0! | #DIV/0! | #DIV/0! | #DIV/0! | 955 | 0 | 0 | 0 | 0 | 0
8 | 13 | 2001 | 226 | 1 | 0.20667 | 0 | #DIV/0! | #DIV/0! | #DIV/0! | #DIV/0! | #DIV/0! | #DIV/0! | #DIV/0! | #DIV/0! | #DIV/0! | #DIV/0! | #DIV/0! | #DIV/0! | #DIV/0! | #DIV/0! | #DIV/0! | #DIV/0! | #DIV/0! | #DIV/0! | #DIV/0! | #DIV/0! | 956 | 0 | 0 | 0 | 0 | 0
8 | 14 | 2001 | 227 | 2 | 0 | 0 | #DIV/0! | #DIV/0! | #DIV/0! | #DIV/0! | #DIV/0! | #DIV/0! | #DIV/0! | #DIV/0! | #DIV/0! | #DIV/0! | #DIV/0! | #DIV/0! | #DIV/0! | #DIV/0! | #DIV/0! | #DIV/0! | #DIV/0! | #DIV/0! | #DIV/0! | #DIV/0! | 957 | 0 | 0 | 0 | 0 | 0
8 | 15 | 2001 | 228 | 3 | 0.0033333 | 0 | #DIV/0! | #DIV/0! | #DIV/0! | #DIV/0! | #DIV/0! | #DIV/0! | #DIV/0! | #DIV/0! | #DIV/0! | #DIV/0! | #DIV/0! | #DIV/0! | #DIV/0! | #DIV/0! | #DIV/0! | #DIV/0! | #DIV/0! | #DIV/0! | #DIV/0! | #DIV/0! | 958 | 0 | 0 | 0 | 0 | 0
8 | 16 | 2001 | 229 | 4 | 0 | 0 | #DIV/0! | #DIV/0! | #DIV/0! | #DIV/0! | #DIV/0! | #DIV/0! | #DIV/0! | #DIV/0! | #DIV/0! | #DIV/0! | #DIV/0! | #DIV/0! | #DIV/0! | #DIV/0! | #DIV/0! | #DIV/0! | #DIV/0! | #DIV/0! | #DIV/0! | #DIV/0! | 959 | 0 | 0 | 0 | 0 | 0
8 | 17 | 2001 | 230 | 5 | 0.076667 | 0 | #DIV/0! | #DIV/0! | #DIV/0! | #DIV/0! | #DIV/0! | #DIV/0! | #DIV/0! | #DIV/0! | #DIV/0! | #DIV/0! | #DIV/0! | #DIV/0! | #DIV/0! | #DIV/0! | #DIV/0! | #DIV/0! | #DIV/0! | #DIV/0! | #DIV/0! | #DIV/0! | 960 | 0 | 0 | 0 | 0 | 0
8 | 18 | 2001 | 231 | 6 | 0 | 0 | #DIV/0! | #DIV/0! | #DIV/0! | #DIV/0! | #DIV/0! | #DIV/0! | #DIV/0! | #DIV/0! | #DIV/0! | #DIV/0! | #DIV/0! | #DIV/0! | #DIV/0! | #DIV/0! | #DIV/0! | #DIV/0! | #DIV/0! | #DIV/0! | #DIV/0! | #DIV/0! | 961 | 0 | 0 | 0 | 0 | 0
8 | 19 | 2001 | 232 | 7 | 0.17333 | 0 | #DIV/0! | #DIV/0! | #DIV/0! | #DIV/0! | #DIV/0! | #DIV/0! | #DIV/0! | #DIV/0! | #DIV/0! | #DIV/0! | #DIV/0! | #DIV/0! | #DIV/0! | #DIV/0! | #DIV/0! | #DIV/0! | #DIV/0! | #DIV/0! | #DIV/0! | #DIV/0! | 962 | 0 | 0 | 0 | 0 | 0
8 | 20 | 2001 | 233 | 1 | 0.16333 | 0 | #DIV/0! | #DIV/0! | #DIV/0! | #DIV/0! | #DIV/0! | #DIV/0! | #DIV/0! | #DIV/0! | #DIV/0! | #DIV/0! | #DIV/0! | #DIV/0! | #DIV/0! | #DIV/0! | #DIV/0! | #DIV/0! | #DIV/0! | #DIV/0! | #DIV/0! | #DIV/0! | 963 | 0 | 0 | 0 | 0 | 0
8 | 21 | 2001 | 234 | 2 | 0 | 0 | #DIV/0! | #DIV/0! | #DIV/0! | #DIV/0! | #DIV/0! | #DIV/0! | #DIV/0! | #DIV/0! | #DIV/0! | #DIV/0! | #DIV/0! | #DIV/0! | #DIV/0! | #DIV/0! | #DIV/0! | #DIV/0! | #DIV/0! | #DIV/0! | #DIV/0! | #DIV/0! | 964 | 0 | 0 | 0 | 0 | 0
8 | 22 | 2001 | 235 | 3 | 0 | 0 | #DIV/0! | #DIV/0! | #DIV/0! | #DIV/0! | #DIV/0! | #DIV/0! | #DIV/0! | #DIV/0! | #DIV/0! | #DIV/0! | #DIV/0! | #DIV/0! | #DIV/0! | #DIV/0! | #DIV/0! | #DIV/0! | #DIV/0! | #DIV/0! | #DIV/0! | #DIV/0! | 965 | 0 | 0 | 0 | 0 | 0
8 | 23 | 2001 | 236 | 4 | 0.81333 | 0 | #DIV/0! | #DIV/0! | #DIV/0! | #DIV/0! | #DIV/0! | #DIV/0! | #DIV/0! | #DIV/0! | #DIV/0! | #DIV/0! | #DIV/0! | #DIV/0! | #DIV/0! | #DIV/0! | #DIV/0! | #DIV/0! | #DIV/0! | #DIV/0! | #DIV/0! | #DIV/0! | 966 | 0 | 0 | 0 | 0 | 0
8 | 24 | 2001 | 237 | 5 | 0 | 0 | #DIV/0! | #DIV/0! | #DIV/0! | #DIV/0! | #DIV/0! | #DIV/0! | #DIV/0! | #DIV/0! | #DIV/0! | #DIV/0! | #DIV/0! | #DIV/0! | #DIV/0! | #DIV/0! | #DIV/0! | #DIV/0! | #DIV/0! | #DIV/0! | #DIV/0! | #DIV/0! | 967 | 0 | 0 | 0 | 0 | 0
8 | 25 | 2001 | 238 | 6 | 0 | 0 | #DIV/0! | #DIV/0! | #DIV/0! | #DIV/0! | #DIV/0! | #DIV/0! | #DIV/0! | #DIV/0! | #DIV/0! | #DIV/0! | #DIV/0! | #DIV/0! | #DIV/0! | #DIV/0! | #DIV/0! | #DIV/0! | #DIV/0! | #DIV/0! | #DIV/0! | #DIV/0! | 968 | 0 | 0 | 0 | 0 | 0
8 | 26 | 2001 | 239 | 7 | 0 | 0 | #DIV/0! | #DIV/0! | #DIV/0! | #DIV/0! | #DIV/0! | #DIV/0! | #DIV/0! | #DIV/0! | #DIV/0! | #DIV/0! | #DIV/0! | #DIV/0! | #DIV/0! | #DIV/0! | #DIV/0! | #DIV/0! | #DIV/0! | #DIV/0! | #DIV/0! | #DIV/0! | 969 | 0 | 0 | 0 | 0 | 0
8 | 27 | 2001 | 240 | 1 | 0 | 0 | #DIV/0! | #DIV/0! | #DIV/0! | #DIV/0! | #DIV/0! | #DIV/0! | #DIV/0! | #DIV/0! | #DIV/0! | #DIV/0! | #DIV/0! | #DIV/0! | #DIV/0! | #DIV/0! | #DIV/0! | #DIV/0! | #DIV/0! | #DIV/0! | #DIV/0! | #DIV/0! | 970 | 0 | 0 | 0 | 0 | 0
8 | 28 | 2001 | 241 | 2 | 0 | 0 | #DIV/0! | #DIV/0! | #DIV/0! | #DIV/0! | #DIV/0! | #DIV/0! | #DIV/0! | #DIV/0! | #DIV/0! | #DIV/0! | #DIV/0! | #DIV/0! | #DIV/0! | #DIV/0! | #DIV/0! | #DIV/0! | #DIV/0! | #DIV/0! | #DIV/0! | #DIV/0! | 971 | 0 | 0 | 0 | 0 | 0
8 | 29 | 2001 | 242 | 3 | 0 | 0 | #DIV/0! | #DIV/0! | #DIV/0! | #DIV/0! | #DIV/0! | #DIV/0! | #DIV/0! | #DIV/0! | #DIV/0! | #DIV/0! | #DIV/0! | #DIV/0! | #DIV/0! | #DIV/0! | #DIV/0! | #DIV/0! | #DIV/0! | #DIV/0! | #DIV/0! | #DIV/0! | 972 | 0 | 0 | 0 | 0 | 0
8 | 30 | 2001 | 243 | 4 | 1.17 | 0 | #DIV/0! | #DIV/0! | #DIV/0! | #DIV/0! | #DIV/0! | #DIV/0! | #DIV/0! | #DIV/0! | #DIV/0! | #DIV/0! | #DIV/0! | #DIV/0! | #DIV/0! | #DIV/0! | #DIV/0! | #DIV/0! | #DIV/0! | #DIV/0! | #DIV/0! | #DIV/0! | 973 | 0 | 0 | 0 | 0 | 0
8 | 31 | 2001 | 244 | 5 | 0.34 | 0 | #DIV/0! | #DIV/0! | #DIV/0! | #DIV/0! | #DIV/0! | #DIV/0! | #DIV/0! | #DIV/0! | #DIV/0! | #DIV/0! | #DIV/0! | #DIV/0! | #DIV/0! | #DIV/0! | #DIV/0! | #DIV/0! | #DIV/0! | #DIV/0! | #DIV/0! | #DIV/0! | 974 | 0 | 0 | 0 | 0 | 0
9 | 1 | 2001 | 245 | 6 | 0 | 0 | #DIV/0! | #DIV/0! | #DIV/0! | #DIV/0! | #DIV/0! | #DIV/0! | #DIV/0! | #DIV/0! | #DIV/0! | #DIV/0! | #DIV/0! | #DIV/0! | #DIV/0! | #DIV/0! | #DIV/0! | #DIV/0! | #DIV/0! | #DIV/0! | #DIV/0! | #DIV/0! | 975 | 0 | 0 | 0 | 0 | 0
9 | 2 | 2001 | 246 | 7 | 0 | 0 | #DIV/0! | #DIV/0! | #DIV/0! | #DIV/0! | #DIV/0! | #DIV/0! | #DIV/0! | #DIV/0! | #DIV/0! | #DIV/0! | #DIV/0! | #DIV/0! | #DIV/0! | #DIV/0! | #DIV/0! | #DIV/0! | #DIV/0! | #DIV/0! | #DIV/0! | #DIV/0! | 976 | 0 | 0 | 0 | 0 | 0
9 | 3 | 2001 | 247 | 1 | 0 | 0 | #DIV/0! | #DIV/0! | #DIV/0! | #DIV/0! | #DIV/0! | #DIV/0! | #DIV/0! | #DIV/0! | #DIV/0! | #DIV/0! | #DIV/0! | #DIV/0! | #DIV/0! | #DIV/0! | #DIV/0! | #DIV/0! | #DIV/0! | #DIV/0! | #DIV/0! | #DIV/0! | 977 | 0 | 0 | 0 | 0 | 0
9 | 4 | 2001 | 248 | 2 | 0 | 0 | #DIV/0! | #DIV/0! | #DIV/0! | #DIV/0! | #DIV/0! | #DIV/0! | #DIV/0! | #DIV/0! | #DIV/0! | #DIV/0! | #DIV/0! | #DIV/0! | #DIV/0! | #DIV/0! | #DIV/0! | #DIV/0! | #DIV/0! | #DIV/0! | #DIV/0! | #DIV/0! | 978 | 0 | 0 | 0 | 0 | 0
9 | 5 | 2001 | 249 | 3 | 0 | 0 | #DIV/0! | #DIV/0! | #DIV/0! | #DIV/0! | #DIV/0! | #DIV/0! | #DIV/0! | #DIV/0! | #DIV/0! | #DIV/0! | #DIV/0! | #DIV/0! | #DIV/0! | #DIV/0! | #DIV/0! | #DIV/0! | #DIV/0! | #DIV/0! | #DIV/0! | #DIV/0! | 979 | 0 | 0 | 0 | 0 | 0
9 | 6 | 2001 | 250 | 4 | 0 | 0 | #DIV/0! | #DIV/0! | #DIV/0! | #DIV/0! | #DIV/0! | #DIV/0! | #DIV/0! | #DIV/0! | #DIV/0! | #DIV/0! | #DIV/0! | #DIV/0! | #DIV/0! | #DIV/0! | #DIV/0! | #DIV/0! | #DIV/0! | #DIV/0! | #DIV/0! | #DIV/0! | 980 | 0 | 0 | 0 | 0 | 0
9 | 7 | 2001 | 251 | 5 | 0 | 0 | #DIV/0! | #DIV/0! | #DIV/0! | #DIV/0! | #DIV/0! | #DIV/0! | #DIV/0! | #DIV/0! | #DIV/0! | #DIV/0! | #DIV/0! | #DIV/0! | #DIV/0! | #DIV/0! | #DIV/0! | #DIV/0! | #DIV/0! | #DIV/0! | #DIV/0! | #DIV/0! | 981 | 0 | 0 | 0 | 0 | 0
9 | 8 | 2001 | 252 | 6 | 0 | 0 | #DIV/0! | #DIV/0! | #DIV/0! | #DIV/0! | #DIV/0! | #DIV/0! | #DIV/0! | #DIV/0! | #DIV/0! | #DIV/0! | #DIV/0! | #DIV/0! | #DIV/0! | #DIV/0! | #DIV/0! | #DIV/0! | #DIV/0! | #DIV/0! | #DIV/0! | #DIV/0! | 982 | 0 | 0 | 0 | 0 | 0
9 | 9 | 2001 | 253 | 7 | 0 | 0 | #DIV/0! | #DIV/0! | #DIV/0! | #DIV/0! | #DIV/0! | #DIV/0! | #DIV/0! | #DIV/0! | #DIV/0! | #DIV/0! | #DIV/0! | #DIV/0! | #DIV/0! | #DIV/0! | #DIV/0! | #DIV/0! | #DIV/0! | #DIV/0! | #DIV/0! | #DIV/0! | 983 | 0 | 0 | 0 | 0 | 0
9 | 10 | 2001 | 254 | 1 | 0.073333 | 0 | #DIV/0! | #DIV/0! | #DIV/0! | #DIV/0! | #DIV/0! | #DIV/0! | #DIV/0! | #DIV/0! | #DIV/0! | #DIV/0! | #DIV/0! | #DIV/0! | #DIV/0! | #DIV/0! | #DIV/0! | #DIV/0! | #DIV/0! | #DIV/0! | #DIV/0! | #DIV/0! | 984 | 0 | 0 | 0 | 0 | 0
9 | 11 | 2001 | 255 | 2 | 0 | 0 | #DIV/0! | #DIV/0! | #DIV/0! | #DIV/0! | #DIV/0! | #DIV/0! | #DIV/0! | #DIV/0! | #DIV/0! | #DIV/0! | #DIV/0! | #DIV/0! | #DIV/0! | #DIV/0! | #DIV/0! | #DIV/0! | #DIV/0! | #DIV/0! | #DIV/0! | #DIV/0! | 985 | 0 | 0 | 0 | 0 | 0
9 | 12 | 2001 | 256 | 3 | 0 | 0 | #DIV/0! | #DIV/0! | #DIV/0! | #DIV/0! | #DIV/0! | #DIV/0! | #DIV/0! | #DIV/0! | #DIV/0! | #DIV/0! | #DIV/0! | #DIV/0! | #DIV/0! | #DIV/0! | #DIV/0! | #DIV/0! | #DIV/0! | #DIV/0! | #DIV/0! | #DIV/0! | 986 | 0 | 0 | 0 | 0 | 0
9 | 13 | 2001 | 257 | 4 | 0 | 0 | #DIV/0! | #DIV/0! | #DIV/0! | #DIV/0! | #DIV/0! | #DIV/0! | #DIV/0! | #DIV/0! | #DIV/0! | #DIV/0! | #DIV/0! | #DIV/0! | #DIV/0! | #DIV/0! | #DIV/0! | #DIV/0! | #DIV/0! | #DIV/0! | #DIV/0! | #DIV/0! | 987 | 0 | 0 | 0 | 0 | 0
9 | 14 | 2001 | 258 | 5 | 0.14667 | 0 | #DIV/0! | #DIV/0! | #DIV/0! | #DIV/0! | #DIV/0! | #DIV/0! | #DIV/0! | #DIV/0! | #DIV/0! | #DIV/0! | #DIV/0! | #DIV/0! | #DIV/0! | #DIV/0! | #DIV/0! | #DIV/0! | #DIV/0! | #DIV/0! | #DIV/0! | #DIV/0! | 988 | 0 | 0 | 0 | 0 | 0
9 | 15 | 2001 | 259 | 6 | 0 | 0 | #DIV/0! | #DIV/0! | #DIV/0! | #DIV/0! | #DIV/0! | #DIV/0! | #DIV/0! | #DIV/0! | #DIV/0! | #DIV/0! | #DIV/0! | #DIV/0! | #DIV/0! | #DIV/0! | #DIV/0! | #DIV/0! | #DIV/0! | #DIV/0! | #DIV/0! | #DIV/0! | 989 | 0 | 0 | 0 | 0 | 0
9 | 16 | 2001 | 260 | 7 | 0 | 0 | #DIV/0! | #DIV/0! | #DIV/0! | #DIV/0! | #DIV/0! | #DIV/0! | #DIV/0! | #DIV/0! | #DIV/0! | #DIV/0! | #DIV/0! | #DIV/0! | #DIV/0! | #DIV/0! | #DIV/0! | #DIV/0! | #DIV/0! | #DIV/0! | #DIV/0! | #DIV/0! | 990 | 0 | 0 | 0 | 0 | 0
9 | 17 | 2001 | 261 | 1 | 0 | 0 | #DIV/0! | #DIV/0! | #DIV/0! | #DIV/0! | #DIV/0! | #DIV/0! | #DIV/0! | #DIV/0! | #DIV/0! | #DIV/0! | #DIV/0! | #DIV/0! | #DIV/0! | #DIV/0! | #DIV/0! | #DIV/0! | #DIV/0! | #DIV/0! | #DIV/0! | #DIV/0! | 991 | 0 | 0 | 0 | 0 | 0
9 | 18 | 2001 | 262 | 2 | 0 | 0 | #DIV/0! | #DIV/0! | #DIV/0! | #DIV/0! | #DIV/0! | #DIV/0! | #DIV/0! | #DIV/0! | #DIV/0! | #DIV/0! | #DIV/0! | #DIV/0! | #DIV/0! | #DIV/0! | #DIV/0! | #DIV/0! | #DIV/0! | #DIV/0! | #DIV/0! | #DIV/0! | 992 | 0 | 0 | 0 | 0 | 0
9 | 19 | 2001 | 263 | 3 | 0 | 0 | #DIV/0! | #DIV/0! | #DIV/0! | #DIV/0! | #DIV/0! | #DIV/0! | #DIV/0! | #DIV/0! | #DIV/0! | #DIV/0! | #DIV/0! | #DIV/0! | #DIV/0! | #DIV/0! | #DIV/0! | #DIV/0! | #DIV/0! | #DIV/0! | #DIV/0! | #DIV/0! | 993 | 0 | 0 | 0 | 0 | 0
9 | 20 | 2001 | 264 | 4 | 0.61333 | 0 | #DIV/0! | #DIV/0! | #DIV/0! | #DIV/0! | #DIV/0! | #DIV/0! | #DIV/0! | #DIV/0! | #DIV/0! | #DIV/0! | #DIV/0! | #DIV/0! | #DIV/0! | #DIV/0! | #DIV/0! | #DIV/0! | #DIV/0! | #DIV/0! | #DIV/0! | #DIV/0! | 994 | 0 | 0 | 0 | 0 | 0
9 | 21 | 2001 | 265 | 5 | 0.01 | 0 | #DIV/0! | #DIV/0! | #DIV/0! | #DIV/0! | #DIV/0! | #DIV/0! | #DIV/0! | #DIV/0! | #DIV/0! | #DIV/0! | #DIV/0! | #DIV/0! | #DIV/0! | #DIV/0! | #DIV/0! | #DIV/0! | #DIV/0! | #DIV/0! | #DIV/0! | #DIV/0! | 995 | 0 | 0 | 0 | 0 | 0
9 | 22 | 2001 | 266 | 6 | 0 | 0 | #DIV/0! | #DIV/0! | #DIV/0! | #DIV/0! | #DIV/0! | #DIV/0! | #DIV/0! | #DIV/0! | #DIV/0! | #DIV/0! | #DIV/0! | #DIV/0! | #DIV/0! | #DIV/0! | #DIV/0! | #DIV/0! | #DIV/0! | #DIV/0! | #DIV/0! | #DIV/0! | 996 | 0 | 0 | 0 | 0 | 0
9 | 23 | 2001 | 267 | 7 | 0 | 0 | #DIV/0! | #DIV/0! | #DIV/0! | #DIV/0! | #DIV/0! | #DIV/0! | #DIV/0! | #DIV/0! | #DIV/0! | #DIV/0! | #DIV/0! | #DIV/0! | #DIV/0! | #DIV/0! | #DIV/0! | #DIV/0! | #DIV/0! | #DIV/0! | #DIV/0! | #DIV/0! | 997 | 0 | 0 | 0 | 0 | 0
9 | 24 | 2001 | 268 | 1 | 0.88 | 0 | #DIV/0! | #DIV/0! | #DIV/0! | #DIV/0! | #DIV/0! | #DIV/0! | #DIV/0! | #DIV/0! | #DIV/0! | #DIV/0! | #DIV/0! | #DIV/0! | #DIV/0! | #DIV/0! | #DIV/0! | #DIV/0! | #DIV/0! | #DIV/0! | #DIV/0! | #DIV/0! | 998 | 0 | 0 | 0 | 0 | 0
9 | 25 | 2001 | 269 | 2 | 0.26667 | 0 | #DIV/0! | #DIV/0! | #DIV/0! | #DIV/0! | #DIV/0! | #DIV/0! | #DIV/0! | #DIV/0! | #DIV/0! | #DIV/0! | #DIV/0! | #DIV/0! | #DIV/0! | #DIV/0! | #DIV/0! | #DIV/0! | #DIV/0! | #DIV/0! | #DIV/0! | #DIV/0! | 999 | 0 | 0 | 0 | 0 | 0
9 | 26 | 2001 | 270 | 3 | 0 | 0 | #DIV/0! | #DIV/0! | #DIV/0! | #DIV/0! | #DIV/0! | #DIV/0! | #DIV/0! | #DIV/0! | #DIV/0! | #DIV/0! | #DIV/0! | #DIV/0! | #DIV/0! | #DIV/0! | #DIV/0! | #DIV/0! | #DIV/0! | #DIV/0! | #DIV/0! | #DIV/0! | 1000 | 0 | 0 | 0 | 0 | 0
9 | 27 | 2001 | 271 | 4 | 0.04 | 0 | #DIV/0! | #DIV/0! | #DIV/0! | #DIV/0! | #DIV/0! | #DIV/0! | #DIV/0! | #DIV/0! | #DIV/0! | #DIV/0! | #DIV/0! | #DIV/0! | #DIV/0! | #DIV/0! | #DIV/0! | #DIV/0! | #DIV/0! | #DIV/0! | #DIV/0! | #DIV/0! | 1001 | 0 | 0 | 0 | 0 | 0
9 | 28 | 2001 | 272 | 5 | 0 | 0 | #DIV/0! | #DIV/0! | #DIV/0! | #DIV/0! | #DIV/0! | #DIV/0! | #DIV/0! | #DIV/0! | #DIV/0! | #DIV/0! | #DIV/0! | #DIV/0! | #DIV/0! | #DIV/0! | #DIV/0! | #DIV/0! | #DIV/0! | #DIV/0! | #DIV/0! | #DIV/0! | 1002 | 0 | 0 | 0 | 0 | 0
9 | 29 | 2001 | 273 | 6 | 0 | 0 | #DIV/0! | #DIV/0! | #DIV/0! | #DIV/0! | #DIV/0! | #DIV/0! | #DIV/0! | #DIV/0! | #DIV/0! | #DIV/0! | #DIV/0! | #DIV/0! | #DIV/0! | #DIV/0! | #DIV/0! | #DIV/0! | #DIV/0! | #DIV/0! | #DIV/0! | #DIV/0! | 1003 | 0 | 0 | 0 | 0 | 0
9 | 30 | 2001 | 274 | 7 | 0.046667 | 0 | #DIV/0! | #DIV/0! | #DIV/0! | #DIV/0! | #DIV/0! | #DIV/0! | #DIV/0! | #DIV/0! | #DIV/0! | #DIV/0! | #DIV/0! | #DIV/0! | #DIV/0! | #DIV/0! | #DIV/0! | #DIV/0! | #DIV/0! | #DIV/0! | #DIV/0! | #DIV/0! | 1004 | 0 | 0 | 0 | 0 | 0
10 | 1 | 2001 | 275 | 1 | 0.036667 | 0 | #DIV/0! | #DIV/0! | #DIV/0! | #DIV/0! | #DIV/0! | #DIV/0! | #DIV/0! | #DIV/0! | #DIV/0! | #DIV/0! | #DIV/0! | #DIV/0! | #DIV/0! | #DIV/0! | #DIV/0! | #DIV/0! | #DIV/0! | #DIV/0! | #DIV/0! | #DIV/0! | 1005 | 0 | 0 | 0 | 0 | 0
10 | 2 | 2001 | 276 | 2 | 0 | 0 | #DIV/0! | #DIV/0! | #DIV/0! | #DIV/0! | #DIV/0! | #DIV/0! | #DIV/0! | #DIV/0! | #DIV/0! | #DIV/0! | #DIV/0! | #DIV/0! | #DIV/0! | #DIV/0! | #DIV/0! | #DIV/0! | #DIV/0! | #DIV/0! | #DIV/0! | #DIV/0! | 1006 | 0 | 0 | 0 | 0 | 0
10 | 3 | 2001 | 277 | 3 | 0 | 0 | #DIV/0! | #DIV/0! | #DIV/0! | #DIV/0! | #DIV/0! | #DIV/0! | #DIV/0! | #DIV/0! | #DIV/0! | #DIV/0! | #DIV/0! | #DIV/0! | #DIV/0! | #DIV/0! | #DIV/0! | #DIV/0! | #DIV/0! | #DIV/0! | #DIV/0! | #DIV/0! | 1007 | 0 | 0 | 0 | 0 | 0
10 | 4 | 2001 | 278 | 4 | 0 | 0 | #DIV/0! | #DIV/0! | #DIV/0! | #DIV/0! | #DIV/0! | #DIV/0! | #DIV/0! | #DIV/0! | #DIV/0! | #DIV/0! | #DIV/0! | #DIV/0! | #DIV/0! | #DIV/0! | #DIV/0! | #DIV/0! | #DIV/0! | #DIV/0! | #DIV/0! | #DIV/0! | 1008 | 0 | 0 | 0 | 0 | 0
10 | 5 | 2001 | 279 | 5 | 0 | 0 | #DIV/0! | #DIV/0! | #DIV/0! | #DIV/0! | #DIV/0! | #DIV/0! | #DIV/0! | #DIV/0! | #DIV/0! | #DIV/0! | #DIV/0! | #DIV/0! | #DIV/0! | #DIV/0! | #DIV/0! | #DIV/0! | #DIV/0! | #DIV/0! | #DIV/0! | #DIV/0! | 1009 | 0 | 0 | 0 | 0 | 0
10 | 6 | 2001 | 280 | 6 | 0.086667 | 0 | #DIV/0! | #DIV/0! | #DIV/0! | #DIV/0! | #DIV/0! | #DIV/0! | #DIV/0! | #DIV/0! | #DIV/0! | #DIV/0! | #DIV/0! | #DIV/0! | #DIV/0! | #DIV/0! | #DIV/0! | #DIV/0! | #DIV/0! | #DIV/0! | #DIV/0! | #DIV/0! | 1010 | 0 | 0 | 0 | 0 | 0
10 | 7 | 2001 | 281 | 7 | 0 | 0 | #DIV/0! | #DIV/0! | #DIV/0! | #DIV/0! | #DIV/0! | #DIV/0! | #DIV/0! | #DIV/0! | #DIV/0! | #DIV/0! | #DIV/0! | #DIV/0! | #DIV/0! | #DIV/0! | #DIV/0! | #DIV/0! | #DIV/0! | #DIV/0! | #DIV/0! | #DIV/0! | 1011 | 0 | 0 | 0 | 0 | 0
10 | 8 | 2001 | 282 | 1 | 0 | 0 | #DIV/0! | #DIV/0! | #DIV/0! | #DIV/0! | #DIV/0! | #DIV/0! | #DIV/0! | #DIV/0! | #DIV/0! | #DIV/0! | #DIV/0! | #DIV/0! | #DIV/0! | #DIV/0! | #DIV/0! | #DIV/0! | #DIV/0! | #DIV/0! | #DIV/0! | #DIV/0! | 1012 | 0 | 0 | 0 | 0 | 0
10 | 9 | 2001 | 283 | 2 | 0 | 0 | #DIV/0! | #DIV/0! | #DIV/0! | #DIV/0! | #DIV/0! | #DIV/0! | #DIV/0! | #DIV/0! | #DIV/0! | #DIV/0! | #DIV/0! | #DIV/0! | #DIV/0! | #DIV/0! | #DIV/0! | #DIV/0! | #DIV/0! | #DIV/0! | #DIV/0! | #DIV/0! | 1013 | 0 | 0 | 0 | 0 | 0
10 | 10 | 2001 | 284 | 3 | 0 | 0 | #DIV/0! | #DIV/0! | #DIV/0! | #DIV/0! | #DIV/0! | #DIV/0! | #DIV/0! | #DIV/0! | #DIV/0! | #DIV/0! | #DIV/0! | #DIV/0! | #DIV/0! | #DIV/0! | #DIV/0! | #DIV/0! | #DIV/0! | #DIV/0! | #DIV/0! | #DIV/0! | 1014 | 0 | 0 | 0 | 0 | 0
10 | 11 | 2001 | 285 | 4 | 0 | 0 | #DIV/0! | #DIV/0! | #DIV/0! | #DIV/0! | #DIV/0! | #DIV/0! | #DIV/0! | #DIV/0! | #DIV/0! | #DIV/0! | #DIV/0! | #DIV/0! | #DIV/0! | #DIV/0! | #DIV/0! | #DIV/0! | #DIV/0! | #DIV/0! | #DIV/0! | #DIV/0! | 1015 | 0 | 0 | 0 | 0 | 0
10 | 12 | 2001 | 286 | 5 | 0 | 0 | #DIV/0! | #DIV/0! | #DIV/0! | #DIV/0! | #DIV/0! | #DIV/0! | #DIV/0! | #DIV/0! | #DIV/0! | #DIV/0! | #DIV/0! | #DIV/0! | #DIV/0! | #DIV/0! | #DIV/0! | #DIV/0! | #DIV/0! | #DIV/0! | #DIV/0! | #DIV/0! | 1016 | 0 | 0 | 0 | 0 | 0
10 | 13 | 2001 | 287 | 6 | 0 | 0 | #DIV/0! | #DIV/0! | #DIV/0! | #DIV/0! | #DIV/0! | #DIV/0! | #DIV/0! | #DIV/0! | #DIV/0! | #DIV/0! | #DIV/0! | #DIV/0! | #DIV/0! | #DIV/0! | #DIV/0! | #DIV/0! | #DIV/0! | #DIV/0! | #DIV/0! | #DIV/0! | 1017 | 0 | 0 | 0 | 0 | 0
10 | 14 | 2001 | 288 | 7 | 0.63 | 0 | #DIV/0! | #DIV/0! | #DIV/0! | #DIV/0! | #DIV/0! | #DIV/0! | #DIV/0! | #DIV/0! | #DIV/0! | #DIV/0! | #DIV/0! | #DIV/0! | #DIV/0! | #DIV/0! | #DIV/0! | #DIV/0! | #DIV/0! | #DIV/0! | #DIV/0! | #DIV/0! | 1018 | 0 | 0 | 0 | 0 | 0
10 | 15 | 2001 | 289 | 1 | 0 | 0 | #DIV/0! | #DIV/0! | #DIV/0! | #DIV/0! | #DIV/0! | #DIV/0! | #DIV/0! | #DIV/0! | #DIV/0! | #DIV/0! | #DIV/0! | #DIV/0! | #DIV/0! | #DIV/0! | #DIV/0! | #DIV/0! | #DIV/0! | #DIV/0! | #DIV/0! | #DIV/0! | 1019 | 0 | 0 | 0 | 0 | 0
10 | 16 | 2001 | 290 | 2 | 0.21 | 0 | #DIV/0! | #DIV/0! | #DIV/0! | #DIV/0! | #DIV/0! | #DIV/0! | #DIV/0! | #DIV/0! | #DIV/0! | #DIV/0! | #DIV/0! | #DIV/0! | #DIV/0! | #DIV/0! | #DIV/0! | #DIV/0! | #DIV/0! | #DIV/0! | #DIV/0! | #DIV/0! | 1020 | 0 | 0 | 0 | 0 | 0
10 | 17 | 2001 | 291 | 3 | 0 | 0 | #DIV/0! | #DIV/0! | #DIV/0! | #DIV/0! | #DIV/0! | #DIV/0! | #DIV/0! | #DIV/0! | #DIV/0! | #DIV/0! | #DIV/0! | #DIV/0! | #DIV/0! | #DIV/0! | #DIV/0! | #DIV/0! | #DIV/0! | #DIV/0! | #DIV/0! | #DIV/0! | 1021 | 0 | 0 | 0 | 0 | 0
10 | 18 | 2001 | 292 | 4 | 0 | 0 | #DIV/0! | #DIV/0! | #DIV/0! | #DIV/0! | #DIV/0! | #DIV/0! | #DIV/0! | #DIV/0! | #DIV/0! | #DIV/0! | #DIV/0! | #DIV/0! | #DIV/0! | #DIV/0! | #DIV/0! | #DIV/0! | #DIV/0! | #DIV/0! | #DIV/0! | #DIV/0! | 1022 | 0 | 0 | 0 | 0 | 0
10 | 19 | 2001 | 293 | 5 | 0 | 0 | #DIV/0! | #DIV/0! | #DIV/0! | #DIV/0! | #DIV/0! | #DIV/0! | #DIV/0! | #DIV/0! | #DIV/0! | #DIV/0! | #DIV/0! | #DIV/0! | #DIV/0! | #DIV/0! | #DIV/0! | #DIV/0! | #DIV/0! | #DIV/0! | #DIV/0! | #DIV/0! | 1023 | 0 | 0 | 0 | 0 | 0
10 | 20 | 2001 | 294 | 6 | 0 | 0 | #DIV/0! | #DIV/0! | #DIV/0! | #DIV/0! | #DIV/0! | #DIV/0! | #DIV/0! | #DIV/0! | #DIV/0! | #DIV/0! | #DIV/0! | #DIV/0! | #DIV/0! | #DIV/0! | #DIV/0! | #DIV/0! | #DIV/0! | #DIV/0! | #DIV/0! | #DIV/0! | 1024 | 0 | 0 | 0 | 0 | 0
10 | 21 | 2001 | 295 | 7 | 0 | 0 | #DIV/0! | #DIV/0! | #DIV/0! | #DIV/0! | #DIV/0! | #DIV/0! | #DIV/0! | #DIV/0! | #DIV/0! | #DIV/0! | #DIV/0! | #DIV/0! | #DIV/0! | #DIV/0! | #DIV/0! | #DIV/0! | #DIV/0! | #DIV/0! | #DIV/0! | #DIV/0! | 1025 | 0 | 0 | 0 | 0 | 0
10 | 22 | 2001 | 296 | 1 | 0 | 0 | #DIV/0! | #DIV/0! | #DIV/0! | #DIV/0! | #DIV/0! | #DIV/0! | #DIV/0! | #DIV/0! | #DIV/0! | #DIV/0! | #DIV/0! | #DIV/0! | #DIV/0! | #DIV/0! | #DIV/0! | #DIV/0! | #DIV/0! | #DIV/0! | #DIV/0! | #DIV/0! | 1026 | 0 | 0 | 0 | 0 | 0
10 | 23 | 2001 | 297 | 2 | 0 | 0 | #DIV/0! | #DIV/0! | #DIV/0! | #DIV/0! | #DIV/0! | #DIV/0! | #DIV/0! | #DIV/0! | #DIV/0! | #DIV/0! | #DIV/0! | #DIV/0! | #DIV/0! | #DIV/0! | #DIV/0! | #DIV/0! | #DIV/0! | #DIV/0! | #DIV/0! | #DIV/0! | 1027 | 0 | 0 | 0 | 0 | 0
10 | 24 | 2001 | 298 | 3 | 0 | 0 | #DIV/0! | #DIV/0! | #DIV/0! | #DIV/0! | #DIV/0! | #DIV/0! | #DIV/0! | #DIV/0! | #DIV/0! | #DIV/0! | #DIV/0! | #DIV/0! | #DIV/0! | #DIV/0! | #DIV/0! | #DIV/0! | #DIV/0! | #DIV/0! | #DIV/0! | #DIV/0! | 1028 | 0 | 0 | 0 | 0 | 0
10 | 25 | 2001 | 299 | 4 | 0 | 0 | #DIV/0! | #DIV/0! | #DIV/0! | #DIV/0! | #DIV/0! | #DIV/0! | #DIV/0! | #DIV/0! | #DIV/0! | #DIV/0! | #DIV/0! | #DIV/0! | #DIV/0! | #DIV/0! | #DIV/0! | #DIV/0! | #DIV/0! | #DIV/0! | #DIV/0! | #DIV/0! | 1029 | 0 | 0 | 0 | 0 | 0
10 | 26 | 2001 | 300 | 5 | 0 | 0 | #DIV/0! | #DIV/0! | #DIV/0! | #DIV/0! | #DIV/0! | #DIV/0! | #DIV/0! | #DIV/0! | #DIV/0! | #DIV/0! | #DIV/0! | #DIV/0! | #DIV/0! | #DIV/0! | #DIV/0! | #DIV/0! | #DIV/0! | #DIV/0! | #DIV/0! | #DIV/0! | 1030 | 0 | 0 | 0 | 0 | 0
10 | 27 | 2001 | 301 | 6 | 0 | 0 | #DIV/0! | #DIV/0! | #DIV/0! | #DIV/0! | #DIV/0! | #DIV/0! | #DIV/0! | #DIV/0! | #DIV/0! | #DIV/0! | #DIV/0! | #DIV/0! | #DIV/0! | #DIV/0! | #DIV/0! | #DIV/0! | #DIV/0! | #DIV/0! | #DIV/0! | #DIV/0! | 1031 | 0 | 0 | 0 | 0 | 0
10 | 28 | 2001 | 302 | 7 | 0 | 0 | #DIV/0! | #DIV/0! | #DIV/0! | #DIV/0! | #DIV/0! | #DIV/0! | #DIV/0! | #DIV/0! | #DIV/0! | #DIV/0! | #DIV/0! | #DIV/0! | #DIV/0! | #DIV/0! | #DIV/0! | #DIV/0! | #DIV/0! | #DIV/0! | #DIV/0! | #DIV/0! | 1032 | 0 | 0 | 0 | 0 | 0
10 | 29 | 2001 | 303 | 1 | 0 | 0 | #DIV/0! | #DIV/0! | #DIV/0! | #DIV/0! | #DIV/0! | #DIV/0! | #DIV/0! | #DIV/0! | #DIV/0! | #DIV/0! | #DIV/0! | #DIV/0! | #DIV/0! | #DIV/0! | #DIV/0! | #DIV/0! | #DIV/0! | #DIV/0! | #DIV/0! | #DIV/0! | 1033 | 0 | 0 | 0 | 0 | 0
10 | 30 | 2001 | 304 | 2 | 0 | 0 | #DIV/0! | #DIV/0! | #DIV/0! | #DIV/0! | #DIV/0! | #DIV/0! | #DIV/0! | #DIV/0! | #DIV/0! | #DIV/0! | #DIV/0! | #DIV/0! | #DIV/0! | #DIV/0! | #DIV/0! | #DIV/0! | #DIV/0! | #DIV/0! | #DIV/0! | #DIV/0! | 1034 | 0 | 0 | 0 | 0 | 0
10 | 31 | 2001 | 305 | 3 | 0 | 0 | #DIV/0! | #DIV/0! | #DIV/0! | #DIV/0! | #DIV/0! | #DIV/0! | #DIV/0! | #DIV/0! | #DIV/0! | #DIV/0! | #DIV/0! | #DIV/0! | #DIV/0! | #DIV/0! | #DIV/0! | #DIV/0! | #DIV/0! | #DIV/0! | #DIV/0! | #DIV/0! | 1035 | 0 | 0 | 0 | 0 | 0
11 | 1 | 2001 | 306 | 4 | 0 | 0 | #DIV/0! | #DIV/0! | #DIV/0! | #DIV/0! | #DIV/0! | #DIV/0! | #DIV/0! | #DIV/0! | #DIV/0! | #DIV/0! | #DIV/0! | #DIV/0! | #DIV/0! | #DIV/0! | #DIV/0! | #DIV/0! | #DIV/0! | #DIV/0! | #DIV/0! | #DIV/0! | 1036 | 0 | 0 | 0 | 0 | 0
11 | 2 | 2001 | 307 | 5 | 0 | 0 | #DIV/0! | #DIV/0! | #DIV/0! | #DIV/0! | #DIV/0! | #DIV/0! | #DIV/0! | #DIV/0! | #DIV/0! | #DIV/0! | #DIV/0! | #DIV/0! | #DIV/0! | #DIV/0! | #DIV/0! | #DIV/0! | #DIV/0! | #DIV/0! | #DIV/0! | #DIV/0! | 1037 | 0 | 0 | 0 | 0 | 0
11 | 3 | 2001 | 308 | 6 | 0.01 | 0 | #DIV/0! | #DIV/0! | #DIV/0! | #DIV/0! | #DIV/0! | #DIV/0! | #DIV/0! | #DIV/0! | #DIV/0! | #DIV/0! | #DIV/0! | #DIV/0! | #DIV/0! | #DIV/0! | #DIV/0! | #DIV/0! | #DIV/0! | #DIV/0! | #DIV/0! | #DIV/0! | 1038 | 0 | 0 | 0 | 0 | 0
11 | 4 | 2001 | 309 | 7 | 0 | 0 | #DIV/0! | #DIV/0! | #DIV/0! | #DIV/0! | #DIV/0! | #DIV/0! | #DIV/0! | #DIV/0! | #DIV/0! | #DIV/0! | #DIV/0! | #DIV/0! | #DIV/0! | #DIV/0! | #DIV/0! | #DIV/0! | #DIV/0! | #DIV/0! | #DIV/0! | #DIV/0! | 1039 | 0 | 0 | 0 | 0 | 0
11 | 5 | 2001 | 310 | 1 | 0 | 0 | #DIV/0! | #DIV/0! | #DIV/0! | #DIV/0! | #DIV/0! | #DIV/0! | #DIV/0! | #DIV/0! | #DIV/0! | #DIV/0! | #DIV/0! | #DIV/0! | #DIV/0! | #DIV/0! | #DIV/0! | #DIV/0! | #DIV/0! | #DIV/0! | #DIV/0! | #DIV/0! | 1040 | 0 | 0 | 0 | 0 | 0
11 | 6 | 2001 | 311 | 2 | 0 | 0 | #DIV/0! | #DIV/0! | #DIV/0! | #DIV/0! | #DIV/0! | #DIV/0! | #DIV/0! | #DIV/0! | #DIV/0! | #DIV/0! | #DIV/0! | #DIV/0! | #DIV/0! | #DIV/0! | #DIV/0! | #DIV/0! | #DIV/0! | #DIV/0! | #DIV/0! | #DIV/0! | 1041 | 0 | 0 | 0 | 0 | 0
11 | 7 | 2001 | 312 | 3 | 0 | 0 | #DIV/0! | #DIV/0! | #DIV/0! | #DIV/0! | #DIV/0! | #DIV/0! | #DIV/0! | #DIV/0! | #DIV/0! | #DIV/0! | #DIV/0! | #DIV/0! | #DIV/0! | #DIV/0! | #DIV/0! | #DIV/0! | #DIV/0! | #DIV/0! | #DIV/0! | #DIV/0! | 1042 | 0 | 0 | 0 | 0 | 0
11 | 8 | 2001 | 313 | 4 | 0 | 0 | #DIV/0! | #DIV/0! | #DIV/0! | #DIV/0! | #DIV/0! | #DIV/0! | #DIV/0! | #DIV/0! | #DIV/0! | #DIV/0! | #DIV/0! | #DIV/0! | #DIV/0! | #DIV/0! | #DIV/0! | #DIV/0! | #DIV/0! | #DIV/0! | #DIV/0! | #DIV/0! | 1043 | 0 | 0 | 0 | 0 | 0
11 | 9 | 2001 | 314 | 5 | 0 | 0 | #DIV/0! | #DIV/0! | #DIV/0! | #DIV/0! | #DIV/0! | #DIV/0! | #DIV/0! | #DIV/0! | #DIV/0! | #DIV/0! | #DIV/0! | #DIV/0! | #DIV/0! | #DIV/0! | #DIV/0! | #DIV/0! | #DIV/0! | #DIV/0! | #DIV/0! | #DIV/0! | 1044 | 0 | 0 | 0 | 0 | 0
11 | 10 | 2001 | 315 | 6 | 0 | 0 | #DIV/0! | #DIV/0! | #DIV/0! | #DIV/0! | #DIV/0! | #DIV/0! | #DIV/0! | #DIV/0! | #DIV/0! | #DIV/0! | #DIV/0! | #DIV/0! | #DIV/0! | #DIV/0! | #DIV/0! | #DIV/0! | #DIV/0! | #DIV/0! | #DIV/0! | #DIV/0! | 1045 | 0 | 0 | 0 | 0 | 0
11 | 11 | 2001 | 316 | 7 | 0 | 0 | #DIV/0! | #DIV/0! | #DIV/0! | #DIV/0! | #DIV/0! | #DIV/0! | #DIV/0! | #DIV/0! | #DIV/0! | #DIV/0! | #DIV/0! | #DIV/0! | #DIV/0! | #DIV/0! | #DIV/0! | #DIV/0! | #DIV/0! | #DIV/0! | #DIV/0! | #DIV/0! | 1046 | 0 | 0 | 0 | 0 | 0
11 | 12 | 2001 | 317 | 1 | 0 | 0 | #DIV/0! | #DIV/0! | #DIV/0! | #DIV/0! | #DIV/0! | #DIV/0! | #DIV/0! | #DIV/0! | #DIV/0! | #DIV/0! | #DIV/0! | #DIV/0! | #DIV/0! | #DIV/0! | #DIV/0! | #DIV/0! | #DIV/0! | #DIV/0! | #DIV/0! | #DIV/0! | 1047 | 0 | 0 | 0 | 0 | 0
11 | 13 | 2001 | 318 | 2 | 0 | 0 | #DIV/0! | #DIV/0! | #DIV/0! | #DIV/0! | #DIV/0! | #DIV/0! | #DIV/0! | #DIV/0! | #DIV/0! | #DIV/0! | #DIV/0! | #DIV/0! | #DIV/0! | #DIV/0! | #DIV/0! | #DIV/0! | #DIV/0! | #DIV/0! | #DIV/0! | #DIV/0! | 1048 | 0 | 0 | 0 | 0 | 0
11 | 14 | 2001 | 319 | 3 | 0 | 0 | #DIV/0! | #DIV/0! | #DIV/0! | #DIV/0! | #DIV/0! | #DIV/0! | #DIV/0! | #DIV/0! | #DIV/0! | #DIV/0! | #DIV/0! | #DIV/0! | #DIV/0! | #DIV/0! | #DIV/0! | #DIV/0! | #DIV/0! | #DIV/0! | #DIV/0! | #DIV/0! | 1049 | 0 | 0 | 0 | 0 | 0
11 | 15 | 2001 | 320 | 4 | 0 | 0 | #DIV/0! | #DIV/0! | #DIV/0! | #DIV/0! | #DIV/0! | #DIV/0! | #DIV/0! | #DIV/0! | #DIV/0! | #DIV/0! | #DIV/0! | #DIV/0! | #DIV/0! | #DIV/0! | #DIV/0! | #DIV/0! | #DIV/0! | #DIV/0! | #DIV/0! | #DIV/0! | 1050 | 0 | 0 | 0 | 0 | 0
11 | 16 | 2001 | 321 | 5 | 0 | 0 | #DIV/0! | #DIV/0! | #DIV/0! | #DIV/0! | #DIV/0! | #DIV/0! | #DIV/0! | #DIV/0! | #DIV/0! | #DIV/0! | #DIV/0! | #DIV/0! | #DIV/0! | #DIV/0! | #DIV/0! | #DIV/0! | #DIV/0! | #DIV/0! | #DIV/0! | #DIV/0! | 1051 | 0 | 0 | 0 | 0 | 0
11 | 17 | 2001 | 322 | 6 | 0 | 0 | #DIV/0! | #DIV/0! | #DIV/0! | #DIV/0! | #DIV/0! | #DIV/0! | #DIV/0! | #DIV/0! | #DIV/0! | #DIV/0! | #DIV/0! | #DIV/0! | #DIV/0! | #DIV/0! | #DIV/0! | #DIV/0! | #DIV/0! | #DIV/0! | #DIV/0! | #DIV/0! | 1052 | 0 | 0 | 0 | 0 | 0
11 | 18 | 2001 | 323 | 7 | 0 | 0 | #DIV/0! | #DIV/0! | #DIV/0! | #DIV/0! | #DIV/0! | #DIV/0! | #DIV/0! | #DIV/0! | #DIV/0! | #DIV/0! | #DIV/0! | #DIV/0! | #DIV/0! | #DIV/0! | #DIV/0! | #DIV/0! | #DIV/0! | #DIV/0! | #DIV/0! | #DIV/0! | 1053 | 0 | 0 | 0 | 0 | 0
11 | 19 | 2001 | 324 | 1 | 0 | 0 | #DIV/0! | #DIV/0! | #DIV/0! | #DIV/0! | #DIV/0! | #DIV/0! | #DIV/0! | #DIV/0! | #DIV/0! | #DIV/0! | #DIV/0! | #DIV/0! | #DIV/0! | #DIV/0! | #DIV/0! | #DIV/0! | #DIV/0! | #DIV/0! | #DIV/0! | #DIV/0! | 1054 | 0 | 0 | 0 | 0 | 0
11 | 20 | 2001 | 325 | 2 | 0.03 | 0 | #DIV/0! | #DIV/0! | #DIV/0! | #DIV/0! | #DIV/0! | #DIV/0! | #DIV/0! | #DIV/0! | #DIV/0! | #DIV/0! | #DIV/0! | #DIV/0! | #DIV/0! | #DIV/0! | #DIV/0! | #DIV/0! | #DIV/0! | #DIV/0! | #DIV/0! | #DIV/0! | 1055 | 0 | 0 | 0 | 0 | 0
11 | 21 | 2001 | 326 | 3 | 0 | 0 | #DIV/0! | #DIV/0! | #DIV/0! | #DIV/0! | #DIV/0! | #DIV/0! | #DIV/0! | #DIV/0! | #DIV/0! | #DIV/0! | #DIV/0! | #DIV/0! | #DIV/0! | #DIV/0! | #DIV/0! | #DIV/0! | #DIV/0! | #DIV/0! | #DIV/0! | #DIV/0! | 1056 | 0 | 0 | 0 | 0 | 0
11 | 22 | 2001 | 327 | 4 | 0 | 0 | #DIV/0! | #DIV/0! | #DIV/0! | #DIV/0! | #DIV/0! | #DIV/0! | #DIV/0! | #DIV/0! | #DIV/0! | #DIV/0! | #DIV/0! | #DIV/0! | #DIV/0! | #DIV/0! | #DIV/0! | #DIV/0! | #DIV/0! | #DIV/0! | #DIV/0! | #DIV/0! | 1057 | 0 | 0 | 0 | 0 | 0
11 | 23 | 2001 | 328 | 5 | 0 | 0 | #DIV/0! | #DIV/0! | #DIV/0! | #DIV/0! | #DIV/0! | #DIV/0! | #DIV/0! | #DIV/0! | #DIV/0! | #DIV/0! | #DIV/0! | #DIV/0! | #DIV/0! | #DIV/0! | #DIV/0! | #DIV/0! | #DIV/0! | #DIV/0! | #DIV/0! | #DIV/0! | 1058 | 0 | 0 | 0 | 0 | 0
11 | 24 | 2001 | 329 | 6 | 0.16 | 0 | #DIV/0! | #DIV/0! | #DIV/0! | #DIV/0! | #DIV/0! | #DIV/0! | #DIV/0! | #DIV/0! | #DIV/0! | #DIV/0! | #DIV/0! | #DIV/0! | #DIV/0! | #DIV/0! | #DIV/0! | #DIV/0! | #DIV/0! | #DIV/0! | #DIV/0! | #DIV/0! | 1059 | 0 | 0 | 0 | 0 | 0
11 | 25 | 2001 | 330 | 7 | 0.57 | 0 | #DIV/0! | #DIV/0! | #DIV/0! | #DIV/0! | #DIV/0! | #DIV/0! | #DIV/0! | #DIV/0! | #DIV/0! | #DIV/0! | #DIV/0! | #DIV/0! | #DIV/0! | #DIV/0! | #DIV/0! | #DIV/0! | #DIV/0! | #DIV/0! | #DIV/0! | #DIV/0! | 1060 | 0 | 0 | 0 | 0 | 0
11 | 26 | 2001 | 331 | 1 | 0 | 0 | #DIV/0! | #DIV/0! | #DIV/0! | #DIV/0! | #DIV/0! | #DIV/0! | #DIV/0! | #DIV/0! | #DIV/0! | #DIV/0! | #DIV/0! | #DIV/0! | #DIV/0! | #DIV/0! | #DIV/0! | #DIV/0! | #DIV/0! | #DIV/0! | #DIV/0! | #DIV/0! | 1061 | 0 | 0 | 0 | 0 | 0
11 | 27 | 2001 | 332 | 2 | 0 | 0 | #DIV/0! | #DIV/0! | #DIV/0! | #DIV/0! | #DIV/0! | #DIV/0! | #DIV/0! | #DIV/0! | #DIV/0! | #DIV/0! | #DIV/0! | #DIV/0! | #DIV/0! | #DIV/0! | #DIV/0! | #DIV/0! | #DIV/0! | #DIV/0! | #DIV/0! | #DIV/0! | 1062 | 0 | 0 | 0 | 0 | 0
11 | 28 | 2001 | 333 | 3 | 0 | 0 | #DIV/0! | #DIV/0! | #DIV/0! | #DIV/0! | #DIV/0! | #DIV/0! | #DIV/0! | #DIV/0! | #DIV/0! | #DIV/0! | #DIV/0! | #DIV/0! | #DIV/0! | #DIV/0! | #DIV/0! | #DIV/0! | #DIV/0! | #DIV/0! | #DIV/0! | #DIV/0! | 1063 | 0 | 0 | 0 | 0 | 0
11 | 29 | 2001 | 334 | 4 | 0.01 | 0 | #DIV/0! | #DIV/0! | #DIV/0! | #DIV/0! | #DIV/0! | #DIV/0! | #DIV/0! | #DIV/0! | #DIV/0! | #DIV/0! | #DIV/0! | #DIV/0! | #DIV/0! | #DIV/0! | #DIV/0! | #DIV/0! | #DIV/0! | #DIV/0! | #DIV/0! | #DIV/0! | 1064 | 0 | 0 | 0 | 0 | 0
11 | 30 | 2001 | 335 | 5 | 0.01 | 0 | #DIV/0! | #DIV/0! | #DIV/0! | #DIV/0! | #DIV/0! | #DIV/0! | #DIV/0! | #DIV/0! | #DIV/0! | #DIV/0! | #DIV/0! | #DIV/0! | #DIV/0! | #DIV/0! | #DIV/0! | #DIV/0! | #DIV/0! | #DIV/0! | #DIV/0! | #DIV/0! | 1065 | 0 | 0 | 0 | 0 | 0
12 | 1 | 2001 | 336 | 6 | 0 | 0 | #DIV/0! | #DIV/0! | #DIV/0! | #DIV/0! | #DIV/0! | #DIV/0! | #DIV/0! | #DIV/0! | #DIV/0! | #DIV/0! | #DIV/0! | #DIV/0! | #DIV/0! | #DIV/0! | #DIV/0! | #DIV/0! | #DIV/0! | #DIV/0! | #DIV/0! | #DIV/0! | 1066 | 0 | 0 | 0 | 0 | 0
12 | 2 | 2001 | 337 | 7 | 0 | 0 | #DIV/0! | #DIV/0! | #DIV/0! | #DIV/0! | #DIV/0! | #DIV/0! | #DIV/0! | #DIV/0! | #DIV/0! | #DIV/0! | #DIV/0! | #DIV/0! | #DIV/0! | #DIV/0! | #DIV/0! | #DIV/0! | #DIV/0! | #DIV/0! | #DIV/0! | #DIV/0! | 1067 | 0 | 0 | 0 | 0 | 0
12 | 3 | 2001 | 338 | 1 | 0 | 0 | #DIV/0! | #DIV/0! | #DIV/0! | #DIV/0! | #DIV/0! | #DIV/0! | #DIV/0! | #DIV/0! | #DIV/0! | #DIV/0! | #DIV/0! | #DIV/0! | #DIV/0! | #DIV/0! | #DIV/0! | #DIV/0! | #DIV/0! | #DIV/0! | #DIV/0! | #DIV/0! | 1068 | 0 | 0 | 0 | 0 | 0
12 | 4 | 2001 | 339 | 2 | 0 | 0 | #DIV/0! | #DIV/0! | #DIV/0! | #DIV/0! | #DIV/0! | #DIV/0! | #DIV/0! | #DIV/0! | #DIV/0! | #DIV/0! | #DIV/0! | #DIV/0! | #DIV/0! | #DIV/0! | #DIV/0! | #DIV/0! | #DIV/0! | #DIV/0! | #DIV/0! | #DIV/0! | 1069 | 0 | 0 | 0 | 0 | 0
12 | 5 | 2001 | 340 | 3 | 0 | 0 | #DIV/0! | #DIV/0! | #DIV/0! | #DIV/0! | #DIV/0! | #DIV/0! | #DIV/0! | #DIV/0! | #DIV/0! | #DIV/0! | #DIV/0! | #DIV/0! | #DIV/0! | #DIV/0! | #DIV/0! | #DIV/0! | #DIV/0! | #DIV/0! | #DIV/0! | #DIV/0! | 1070 | 0 | 0 | 0 | 0 | 0
12 | 6 | 2001 | 341 | 4 | 0 | 0 | #DIV/0! | #DIV/0! | #DIV/0! | #DIV/0! | #DIV/0! | #DIV/0! | #DIV/0! | #DIV/0! | #DIV/0! | #DIV/0! | #DIV/0! | #DIV/0! | #DIV/0! | #DIV/0! | #DIV/0! | #DIV/0! | #DIV/0! | #DIV/0! | #DIV/0! | #DIV/0! | 1071 | 0 | 0 | 0 | 0 | 0
12 | 7 | 2001 | 342 | 5 | 0 | 0 | #DIV/0! | #DIV/0! | #DIV/0! | #DIV/0! | #DIV/0! | #DIV/0! | #DIV/0! | #DIV/0! | #DIV/0! | #DIV/0! | #DIV/0! | #DIV/0! | #DIV/0! | #DIV/0! | #DIV/0! | #DIV/0! | #DIV/0! | #DIV/0! | #DIV/0! | #DIV/0! | 1072 | 0 | 0 | 0 | 0 | 0
12 | 8 | 2001 | 343 | 6 | 0.56 | 0 | #DIV/0! | #DIV/0! | #DIV/0! | #DIV/0! | #DIV/0! | #DIV/0! | #DIV/0! | #DIV/0! | #DIV/0! | #DIV/0! | #DIV/0! | #DIV/0! | #DIV/0! | #DIV/0! | #DIV/0! | #DIV/0! | #DIV/0! | #DIV/0! | #DIV/0! | #DIV/0! | 1073 | 0 | 0 | 0 | 0 | 0
12 | 9 | 2001 | 344 | 7 | 0.01 | 0 | #DIV/0! | #DIV/0! | #DIV/0! | #DIV/0! | #DIV/0! | #DIV/0! | #DIV/0! | #DIV/0! | #DIV/0! | #DIV/0! | #DIV/0! | #DIV/0! | #DIV/0! | #DIV/0! | #DIV/0! | #DIV/0! | #DIV/0! | #DIV/0! | #DIV/0! | #DIV/0! | 1074 | 0 | 0 | 0 | 0 | 0
12 | 10 | 2001 | 345 | 1 | 0.046667 | 0 | #DIV/0! | #DIV/0! | #DIV/0! | #DIV/0! | #DIV/0! | #DIV/0! | #DIV/0! | #DIV/0! | #DIV/0! | #DIV/0! | #DIV/0! | #DIV/0! | #DIV/0! | #DIV/0! | #DIV/0! | #DIV/0! | #DIV/0! | #DIV/0! | #DIV/0! | #DIV/0! | 1075 | 0 | 0 | 0 | 0 | 0
12 | 11 | 2001 | 346 | 2 | 0.37333 | 0 | #DIV/0! | #DIV/0! | #DIV/0! | #DIV/0! | #DIV/0! | #DIV/0! | #DIV/0! | #DIV/0! | #DIV/0! | #DIV/0! | #DIV/0! | #DIV/0! | #DIV/0! | #DIV/0! | #DIV/0! | #DIV/0! | #DIV/0! | #DIV/0! | #DIV/0! | #DIV/0! | 1076 | 0 | 0 | 0 | 0 | 0
12 | 12 | 2001 | 347 | 3 | 0.013333 | 0 | #DIV/0! | #DIV/0! | #DIV/0! | #DIV/0! | #DIV/0! | #DIV/0! | #DIV/0! | #DIV/0! | #DIV/0! | #DIV/0! | #DIV/0! | #DIV/0! | #DIV/0! | #DIV/0! | #DIV/0! | #DIV/0! | #DIV/0! | #DIV/0! | #DIV/0! | #DIV/0! | 1077 | 0 | 0 | 0 | 0 | 0
12 | 13 | 2001 | 348 | 4 | 0.02 | 0 | #DIV/0! | #DIV/0! | #DIV/0! | #DIV/0! | #DIV/0! | #DIV/0! | #DIV/0! | #DIV/0! | #DIV/0! | #DIV/0! | #DIV/0! | #DIV/0! | #DIV/0! | #DIV/0! | #DIV/0! | #DIV/0! | #DIV/0! | #DIV/0! | #DIV/0! | #DIV/0! | 1078 | 0 | 0 | 0 | 0 | 0
12 | 14 | 2001 | 349 | 5 | 0.12 | 0 | #DIV/0! | #DIV/0! | #DIV/0! | #DIV/0! | #DIV/0! | #DIV/0! | #DIV/0! | #DIV/0! | #DIV/0! | #DIV/0! | #DIV/0! | #DIV/0! | #DIV/0! | #DIV/0! | #DIV/0! | #DIV/0! | #DIV/0! | #DIV/0! | #DIV/0! | #DIV/0! | 1079 | 0 | 0 | 0 | 0 | 0
12 | 15 | 2001 | 350 | 6 | 0 | 0 | #DIV/0! | #DIV/0! | #DIV/0! | #DIV/0! | #DIV/0! | #DIV/0! | #DIV/0! | #DIV/0! | #DIV/0! | #DIV/0! | #DIV/0! | #DIV/0! | #DIV/0! | #DIV/0! | #DIV/0! | #DIV/0! | #DIV/0! | #DIV/0! | #DIV/0! | #DIV/0! | 1080 | 0 | 0 | 0 | 0 | 0
12 | 16 | 2001 | 351 | 7 | 0 | 0 | #DIV/0! | #DIV/0! | #DIV/0! | #DIV/0! | #DIV/0! | #DIV/0! | #DIV/0! | #DIV/0! | #DIV/0! | #DIV/0! | #DIV/0! | #DIV/0! | #DIV/0! | #DIV/0! | #DIV/0! | #DIV/0! | #DIV/0! | #DIV/0! | #DIV/0! | #DIV/0! | 1081 | 0 | 0 | 0 | 0 | 0
12 | 17 | 2001 | 352 | 1 | 0.12 | 0 | #DIV/0! | #DIV/0! | #DIV/0! | #DIV/0! | #DIV/0! | #DIV/0! | #DIV/0! | #DIV/0! | #DIV/0! | #DIV/0! | #DIV/0! | #DIV/0! | #DIV/0! | #DIV/0! | #DIV/0! | #DIV/0! | #DIV/0! | #DIV/0! | #DIV/0! | #DIV/0! | 1082 | 0 | 0 | 0 | 0 | 0
12 | 18 | 2001 | 353 | 2 | 0.043333 | 0 | #DIV/0! | #DIV/0! | #DIV/0! | #DIV/0! | #DIV/0! | #DIV/0! | #DIV/0! | #DIV/0! | #DIV/0! | #DIV/0! | #DIV/0! | #DIV/0! | #DIV/0! | #DIV/0! | #DIV/0! | #DIV/0! | #DIV/0! | #DIV/0! | #DIV/0! | #DIV/0! | 1083 | 0 | 0 | 0 | 0 | 0
12 | 19 | 2001 | 354 | 3 | 0 | 0 | #DIV/0! | #DIV/0! | #DIV/0! | #DIV/0! | #DIV/0! | #DIV/0! | #DIV/0! | #DIV/0! | #DIV/0! | #DIV/0! | #DIV/0! | #DIV/0! | #DIV/0! | #DIV/0! | #DIV/0! | #DIV/0! | #DIV/0! | #DIV/0! | #DIV/0! | #DIV/0! | 1084 | 0 | 0 | 0 | 0 | 0
12 | 20 | 2001 | 355 | 4 | 0 | 0 | #DIV/0! | #DIV/0! | #DIV/0! | #DIV/0! | #DIV/0! | #DIV/0! | #DIV/0! | #DIV/0! | #DIV/0! | #DIV/0! | #DIV/0! | #DIV/0! | #DIV/0! | #DIV/0! | #DIV/0! | #DIV/0! | #DIV/0! | #DIV/0! | #DIV/0! | #DIV/0! | 1085 | 0 | 0 | 0 | 0 | 0
12 | 21 | 2001 | 356 | 5 | 0 | 0 | #DIV/0! | #DIV/0! | #DIV/0! | #DIV/0! | #DIV/0! | #DIV/0! | #DIV/0! | #DIV/0! | #DIV/0! | #DIV/0! | #DIV/0! | #DIV/0! | #DIV/0! | #DIV/0! | #DIV/0! | #DIV/0! | #DIV/0! | #DIV/0! | #DIV/0! | #DIV/0! | 1086 | 0 | 0 | 0 | 0 | 0
12 | 22 | 2001 | 357 | 6 | 0 | 0 | #DIV/0! | #DIV/0! | #DIV/0! | #DIV/0! | #DIV/0! | #DIV/0! | #DIV/0! | #DIV/0! | #DIV/0! | #DIV/0! | #DIV/0! | #DIV/0! | #DIV/0! | #DIV/0! | #DIV/0! | #DIV/0! | #DIV/0! | #DIV/0! | #DIV/0! | #DIV/0! | 1087 | 0 | 0 | 0 | 0 | 0
12 | 23 | 2001 | 358 | 7 | 0.16333 | 0 | #DIV/0! | #DIV/0! | #DIV/0! | #DIV/0! | #DIV/0! | #DIV/0! | #DIV/0! | #DIV/0! | #DIV/0! | #DIV/0! | #DIV/0! | #DIV/0! | #DIV/0! | #DIV/0! | #DIV/0! | #DIV/0! | #DIV/0! | #DIV/0! | #DIV/0! | #DIV/0! | 1088 | 0 | 0 | 0 | 0 | 0
12 | 24 | 2001 | 359 | 1 | 0.13667 | 0 | #DIV/0! | #DIV/0! | #DIV/0! | #DIV/0! | #DIV/0! | #DIV/0! | #DIV/0! | #DIV/0! | #DIV/0! | #DIV/0! | #DIV/0! | #DIV/0! | #DIV/0! | #DIV/0! | #DIV/0! | #DIV/0! | #DIV/0! | #DIV/0! | #DIV/0! | #DIV/0! | 1089 | 0 | 0 | 0 | 0 | 0
12 | 25 | 2001 | 360 | 2 | 0 | 0 | #DIV/0! | #DIV/0! | #DIV/0! | #DIV/0! | #DIV/0! | #DIV/0! | #DIV/0! | #DIV/0! | #DIV/0! | #DIV/0! | #DIV/0! | #DIV/0! | #DIV/0! | #DIV/0! | #DIV/0! | #DIV/0! | #DIV/0! | #DIV/0! | #DIV/0! | #DIV/0! | 1090 | 0 | 0 | 0 | 0 | 0
12 | 26 | 2001 | 361 | 3 | 0 | 0 | #DIV/0! | #DIV/0! | #DIV/0! | #DIV/0! | #DIV/0! | #DIV/0! | #DIV/0! | #DIV/0! | #DIV/0! | #DIV/0! | #DIV/0! | #DIV/0! | #DIV/0! | #DIV/0! | #DIV/0! | #DIV/0! | #DIV/0! | #DIV/0! | #DIV/0! | #DIV/0! | 1091 | 0 | 0 | 0 | 0 | 0
12 | 27 | 2001 | 362 | 4 | 0 | 0 | #DIV/0! | #DIV/0! | #DIV/0! | #DIV/0! | #DIV/0! | #DIV/0! | #DIV/0! | #DIV/0! | #DIV/0! | #DIV/0! | #DIV/0! | #DIV/0! | #DIV/0! | #DIV/0! | #DIV/0! | #DIV/0! | #DIV/0! | #DIV/0! | #DIV/0! | #DIV/0! | 1092 | 0 | 0 | 0 | 0 | 0
12 | 28 | 2001 | 363 | 5 | 0 | 0 | #DIV/0! | #DIV/0! | #DIV/0! | #DIV/0! | #DIV/0! | #DIV/0! | #DIV/0! | #DIV/0! | #DIV/0! | #DIV/0! | #DIV/0! | #DIV/0! | #DIV/0! | #DIV/0! | #DIV/0! | #DIV/0! | #DIV/0! | #DIV/0! | #DIV/0! | #DIV/0! | 1093 | 0 | 0 | 0 | 0 | 0
12 | 29 | 2001 | 364 | 6 | 0 | 0 | #DIV/0! | #DIV/0! | #DIV/0! | #DIV/0! | #DIV/0! | #DIV/0! | #DIV/0! | #DIV/0! | #DIV/0! | #DIV/0! | #DIV/0! | #DIV/0! | #DIV/0! | #DIV/0! | #DIV/0! | #DIV/0! | #DIV/0! | #DIV/0! | #DIV/0! | #DIV/0! | 1094 | 0 | 0 | 0 | 0 | 0
12 | 30 | 2001 | 365 | 7 | 0 | 0 | #DIV/0! | #DIV/0! | #DIV/0! | #DIV/0! | #DIV/0! | #DIV/0! | #DIV/0! | #DIV/0! | #DIV/0! | #DIV/0! | #DIV/0! | #DIV/0! | #DIV/0! | #DIV/0! | #DIV/0! | #DIV/0! | #DIV/0! | #DIV/0! | #DIV/0! | #DIV/0! | 1095 | 0 | 0 | 0 | 0 | 0
12 | 31 | 2001 | 366 | 1 | 0 | 0 | #DIV/0! | #DIV/0! | #DIV/0! | #DIV/0! | #DIV/0! | #DIV/0! | #DIV/0! | #DIV/0! | #DIV/0! | #DIV/0! | #DIV/0! | #DIV/0! | #DIV/0! | #DIV/0! | #DIV/0! | #DIV/0! | #DIV/0! | #DIV/0! | #DIV/0! | #DIV/0! | 1096 | 0 | 0 | 0 | 0 | 0
1 | 1 | 2002 | 1 | 2 | 0 | 0 | #DIV/0! | #DIV/0! | #DIV/0! | #DIV/0! | #DIV/0! | #DIV/0! | #DIV/0! | #DIV/0! | #DIV/0! | #DIV/0! | #DIV/0! | #DIV/0! | #DIV/0! | #DIV/0! | #DIV/0! | #DIV/0! | #DIV/0! | #DIV/0! | #DIV/0! | #DIV/0! | 1097 | 0 | 0 | 0 | 0 | 0
1 | 2 | 2002 | 2 | 3 | 0 | 0 | #DIV/0! | #DIV/0! | #DIV/0! | #DIV/0! | #DIV/0! | #DIV/0! | #DIV/0! | #DIV/0! | #DIV/0! | #DIV/0! | #DIV/0! | #DIV/0! | #DIV/0! | #DIV/0! | #DIV/0! | #DIV/0! | #DIV/0! | #DIV/0! | #DIV/0! | #DIV/0! | 1098 | 0 | 0 | 0 | 0 | 0
1 | 3 | 2002 | 3 | 4 | 0 | 0 | #DIV/0! | #DIV/0! | #DIV/0! | #DIV/0! | #DIV/0! | #DIV/0! | #DIV/0! | #DIV/0! | #DIV/0! | #DIV/0! | #DIV/0! | #DIV/0! | #DIV/0! | #DIV/0! | #DIV/0! | #DIV/0! | #DIV/0! | #DIV/0! | #DIV/0! | #DIV/0! | 1099 | 0 | 0 | 0 | 0 | 0
1 | 4 | 2002 | 4 | 5 | 0 | 0 | #DIV/0! | #DIV/0! | #DIV/0! | #DIV/0! | #DIV/0! | #DIV/0! | #DIV/0! | #DIV/0! | #DIV/0! | #DIV/0! | #DIV/0! | #DIV/0! | #DIV/0! | #DIV/0! | #DIV/0! | #DIV/0! | #DIV/0! | #DIV/0! | #DIV/0! | #DIV/0! | 1100 | 0 | 0 | 0 | 0 | 0
1 | 5 | 2002 | 5 | 6 | 0 | 0 | #DIV/0! | #DIV/0! | #DIV/0! | #DIV/0! | #DIV/0! | #DIV/0! | #DIV/0! | #DIV/0! | #DIV/0! | #DIV/0! | #DIV/0! | #DIV/0! | #DIV/0! | #DIV/0! | #DIV/0! | #DIV/0! | #DIV/0! | #DIV/0! | #DIV/0! | #DIV/0! | 1101 | 0 | 0 | 0 | 0 | 0
1 | 6 | 2002 | 6 | 7 | 0.66667 | 0 | #DIV/0! | #DIV/0! | #DIV/0! | #DIV/0! | #DIV/0! | #DIV/0! | #DIV/0! | #DIV/0! | #DIV/0! | #DIV/0! | #DIV/0! | #DIV/0! | #DIV/0! | #DIV/0! | #DIV/0! | #DIV/0! | #DIV/0! | #DIV/0! | #DIV/0! | #DIV/0! | 1102 | 0 | 0 | 0 | 0 | 0
1 | 7 | 2002 | 7 | 1 | 0.0033333 | 0 | #DIV/0! | #DIV/0! | #DIV/0! | #DIV/0! | #DIV/0! | #DIV/0! | #DIV/0! | #DIV/0! | #DIV/0! | #DIV/0! | #DIV/0! | #DIV/0! | #DIV/0! | #DIV/0! | #DIV/0! | #DIV/0! | #DIV/0! | #DIV/0! | #DIV/0! | #DIV/0! | 1103 | 0 | 0 | 0 | 0 | 0
1 | 8 | 2002 | 8 | 2 | 0 | 0 | #DIV/0! | #DIV/0! | #DIV/0! | #DIV/0! | #DIV/0! | #DIV/0! | #DIV/0! | #DIV/0! | #DIV/0! | #DIV/0! | #DIV/0! | #DIV/0! | #DIV/0! | #DIV/0! | #DIV/0! | #DIV/0! | #DIV/0! | #DIV/0! | #DIV/0! | #DIV/0! | 1104 | 0 | 0 | 0 | 0 | 0
1 | 9 | 2002 | 9 | 3 | 0.016667 | 0 | #DIV/0! | #DIV/0! | #DIV/0! | #DIV/0! | #DIV/0! | #DIV/0! | #DIV/0! | #DIV/0! | #DIV/0! | #DIV/0! | #DIV/0! | #DIV/0! | #DIV/0! | #DIV/0! | #DIV/0! | #DIV/0! | #DIV/0! | #DIV/0! | #DIV/0! | #DIV/0! | 1105 | 0 | 0 | 0 | 0 | 0
1 | 10 | 2002 | 10 | 4 | 0 | 0 | #DIV/0! | #DIV/0! | #DIV/0! | #DIV/0! | #DIV/0! | #DIV/0! | #DIV/0! | #DIV/0! | #DIV/0! | #DIV/0! | #DIV/0! | #DIV/0! | #DIV/0! | #DIV/0! | #DIV/0! | #DIV/0! | #DIV/0! | #DIV/0! | #DIV/0! | #DIV/0! | 1106 | 0 | 0 | 0 | 0 | 0
1 | 11 | 2002 | 11 | 5 | 0.26 | 0 | #DIV/0! | #DIV/0! | #DIV/0! | #DIV/0! | #DIV/0! | #DIV/0! | #DIV/0! | #DIV/0! | #DIV/0! | #DIV/0! | #DIV/0! | #DIV/0! | #DIV/0! | #DIV/0! | #DIV/0! | #DIV/0! | #DIV/0! | #DIV/0! | #DIV/0! | #DIV/0! | 1107 | 0 | 0 | 0 | 0 | 0
1 | 12 | 2002 | 12 | 6 | 0 | 0 | #DIV/0! | #DIV/0! | #DIV/0! | #DIV/0! | #DIV/0! | #DIV/0! | #DIV/0! | #DIV/0! | #DIV/0! | #DIV/0! | #DIV/0! | #DIV/0! | #DIV/0! | #DIV/0! | #DIV/0! | #DIV/0! | #DIV/0! | #DIV/0! | #DIV/0! | #DIV/0! | 1108 | 0 | 0 | 0 | 0 | 0
1 | 13 | 2002 | 13 | 7 | 0 | 0 | #DIV/0! | #DIV/0! | #DIV/0! | #DIV/0! | #DIV/0! | #DIV/0! | #DIV/0! | #DIV/0! | #DIV/0! | #DIV/0! | #DIV/0! | #DIV/0! | #DIV/0! | #DIV/0! | #DIV/0! | #DIV/0! | #DIV/0! | #DIV/0! | #DIV/0! | #DIV/0! | 1109 | 0 | 0 | 0 | 0 | 0
1 | 14 | 2002 | 14 | 1 | 0 | 0 | #DIV/0! | #DIV/0! | #DIV/0! | #DIV/0! | #DIV/0! | #DIV/0! | #DIV/0! | #DIV/0! | #DIV/0! | #DIV/0! | #DIV/0! | #DIV/0! | #DIV/0! | #DIV/0! | #DIV/0! | #DIV/0! | #DIV/0! | #DIV/0! | #DIV/0! | #DIV/0! | 1110 | 0 | 0 | 0 | 0 | 0
1 | 15 | 2002 | 15 | 2 | 0 | 0 | #DIV/0! | #DIV/0! | #DIV/0! | #DIV/0! | #DIV/0! | #DIV/0! | #DIV/0! | #DIV/0! | #DIV/0! | #DIV/0! | #DIV/0! | #DIV/0! | #DIV/0! | #DIV/0! | #DIV/0! | #DIV/0! | #DIV/0! | #DIV/0! | #DIV/0! | #DIV/0! | 1111 | 0 | 0 | 0 | 0 | 0
1 | 16 | 2002 | 16 | 3 | 0 | 0 | #DIV/0! | #DIV/0! | #DIV/0! | #DIV/0! | #DIV/0! | #DIV/0! | #DIV/0! | #DIV/0! | #DIV/0! | #DIV/0! | #DIV/0! | #DIV/0! | #DIV/0! | #DIV/0! | #DIV/0! | #DIV/0! | #DIV/0! | #DIV/0! | #DIV/0! | #DIV/0! | 1112 | 0 | 0 | 0 | 0 | 0
1 | 17 | 2002 | 17 | 4 | 0 | 0 | #DIV/0! | #DIV/0! | #DIV/0! | #DIV/0! | #DIV/0! | #DIV/0! | #DIV/0! | #DIV/0! | #DIV/0! | #DIV/0! | #DIV/0! | #DIV/0! | #DIV/0! | #DIV/0! | #DIV/0! | #DIV/0! | #DIV/0! | #DIV/0! | #DIV/0! | #DIV/0! | 1113 | 0 | 0 | 0 | 0 | 0
1 | 18 | 2002 | 18 | 5 | 0 | 0 | #DIV/0! | #DIV/0! | #DIV/0! | #DIV/0! | #DIV/0! | #DIV/0! | #DIV/0! | #DIV/0! | #DIV/0! | #DIV/0! | #DIV/0! | #DIV/0! | #DIV/0! | #DIV/0! | #DIV/0! | #DIV/0! | #DIV/0! | #DIV/0! | #DIV/0! | #DIV/0! | 1114 | 0 | 0 | 0 | 0 | 0
1 | 19 | 2002 | 19 | 6 | 0.35 | 0 | #DIV/0! | #DIV/0! | #DIV/0! | #DIV/0! | #DIV/0! | #DIV/0! | #DIV/0! | #DIV/0! | #DIV/0! | #DIV/0! | #DIV/0! | #DIV/0! | #DIV/0! | #DIV/0! | #DIV/0! | #DIV/0! | #DIV/0! | #DIV/0! | #DIV/0! | #DIV/0! | 1115 | 0 | 0 | 0 | 0 | 0
1 | 20 | 2002 | 20 | 7 | 0 | 0 | #DIV/0! | #DIV/0! | #DIV/0! | #DIV/0! | #DIV/0! | #DIV/0! | #DIV/0! | #DIV/0! | #DIV/0! | #DIV/0! | #DIV/0! | #DIV/0! | #DIV/0! | #DIV/0! | #DIV/0! | #DIV/0! | #DIV/0! | #DIV/0! | #DIV/0! | #DIV/0! | 1116 | 0 | 0 | 0 | 0 | 0
1 | 21 | 2002 | 21 | 1 | 0.02 | 0 | #DIV/0! | #DIV/0! | #DIV/0! | #DIV/0! | #DIV/0! | #DIV/0! | #DIV/0! | #DIV/0! | #DIV/0! | #DIV/0! | #DIV/0! | #DIV/0! | #DIV/0! | #DIV/0! | #DIV/0! | #DIV/0! | #DIV/0! | #DIV/0! | #DIV/0! | #DIV/0! | 1117 | 0 | 0 | 0 | 0 | 0
1 | 22 | 2002 | 22 | 2 | 0 | 0 | #DIV/0! | #DIV/0! | #DIV/0! | #DIV/0! | #DIV/0! | #DIV/0! | #DIV/0! | #DIV/0! | #DIV/0! | #DIV/0! | #DIV/0! | #DIV/0! | #DIV/0! | #DIV/0! | #DIV/0! | #DIV/0! | #DIV/0! | #DIV/0! | #DIV/0! | #DIV/0! | 1118 | 0 | 0 | 0 | 0 | 0
1 | 23 | 2002 | 23 | 3 | 0.04 | 0 | #DIV/0! | #DIV/0! | #DIV/0! | #DIV/0! | #DIV/0! | #DIV/0! | #DIV/0! | #DIV/0! | #DIV/0! | #DIV/0! | #DIV/0! | #DIV/0! | #DIV/0! | #DIV/0! | #DIV/0! | #DIV/0! | #DIV/0! | #DIV/0! | #DIV/0! | #DIV/0! | 1119 | 0 | 0 | 0 | 0 | 0
1 | 24 | 2002 | 24 | 4 | 0.12667 | 0 | #DIV/0! | #DIV/0! | #DIV/0! | #DIV/0! | #DIV/0! | #DIV/0! | #DIV/0! | #DIV/0! | #DIV/0! | #DIV/0! | #DIV/0! | #DIV/0! | #DIV/0! | #DIV/0! | #DIV/0! | #DIV/0! | #DIV/0! | #DIV/0! | #DIV/0! | #DIV/0! | 1120 | 0 | 0 | 0 | 0 | 0
1 | 25 | 2002 | 25 | 5 | 0.03 | 0 | #DIV/0! | #DIV/0! | #DIV/0! | #DIV/0! | #DIV/0! | #DIV/0! | #DIV/0! | #DIV/0! | #DIV/0! | #DIV/0! | #DIV/0! | #DIV/0! | #DIV/0! | #DIV/0! | #DIV/0! | #DIV/0! | #DIV/0! | #DIV/0! | #DIV/0! | #DIV/0! | 1121 | 0 | 0 | 0 | 0 | 0
1 | 26 | 2002 | 26 | 6 | 0 | 0 | #DIV/0! | #DIV/0! | #DIV/0! | #DIV/0! | #DIV/0! | #DIV/0! | #DIV/0! | #DIV/0! | #DIV/0! | #DIV/0! | #DIV/0! | #DIV/0! | #DIV/0! | #DIV/0! | #DIV/0! | #DIV/0! | #DIV/0! | #DIV/0! | #DIV/0! | #DIV/0! | 1122 | 0 | 0 | 0 | 0 | 0
1 | 27 | 2002 | 27 | 7 | 0 | 0 | #DIV/0! | #DIV/0! | #DIV/0! | #DIV/0! | #DIV/0! | #DIV/0! | #DIV/0! | #DIV/0! | #DIV/0! | #DIV/0! | #DIV/0! | #DIV/0! | #DIV/0! | #DIV/0! | #DIV/0! | #DIV/0! | #DIV/0! | #DIV/0! | #DIV/0! | #DIV/0! | 1123 | 0 | 0 | 0 | 0 | 0
1 | 28 | 2002 | 28 | 1 | 0 | 0 | #DIV/0! | #DIV/0! | #DIV/0! | #DIV/0! | #DIV/0! | #DIV/0! | #DIV/0! | #DIV/0! | #DIV/0! | #DIV/0! | #DIV/0! | #DIV/0! | #DIV/0! | #DIV/0! | #DIV/0! | #DIV/0! | #DIV/0! | #DIV/0! | #DIV/0! | #DIV/0! | 1124 | 0 | 0 | 0 | 0 | 0
1 | 29 | 2002 | 29 | 2 | 0 | 0 | #DIV/0! | #DIV/0! | #DIV/0! | #DIV/0! | #DIV/0! | #DIV/0! | #DIV/0! | #DIV/0! | #DIV/0! | #DIV/0! | #DIV/0! | #DIV/0! | #DIV/0! | #DIV/0! | #DIV/0! | #DIV/0! | #DIV/0! | #DIV/0! | #DIV/0! | #DIV/0! | 1125 | 0 | 0 | 0 | 0 | 0
1 | 30 | 2002 | 30 | 3 | 0.02 | 0 | #DIV/0! | #DIV/0! | #DIV/0! | #DIV/0! | #DIV/0! | #DIV/0! | #DIV/0! | #DIV/0! | #DIV/0! | #DIV/0! | #DIV/0! | #DIV/0! | #DIV/0! | #DIV/0! | #DIV/0! | #DIV/0! | #DIV/0! | #DIV/0! | #DIV/0! | #DIV/0! | 1126 | 0 | 0 | 0 | 0 | 0
1 | 31 | 2002 | 31 | 4 | 0.043333 | 0 | #DIV/0! | #DIV/0! | #DIV/0! | #DIV/0! | #DIV/0! | #DIV/0! | #DIV/0! | #DIV/0! | #DIV/0! | #DIV/0! | #DIV/0! | #DIV/0! | #DIV/0! | #DIV/0! | #DIV/0! | #DIV/0! | #DIV/0! | #DIV/0! | #DIV/0! | #DIV/0! | 1127 | 0 | 0 | 0 | 0 | 0
2 | 1 | 2002 | 32 | 5 | 0.023333 | 0 | #DIV/0! | #DIV/0! | #DIV/0! | #DIV/0! | #DIV/0! | #DIV/0! | #DIV/0! | #DIV/0! | #DIV/0! | #DIV/0! | #DIV/0! | #DIV/0! | #DIV/0! | #DIV/0! | #DIV/0! | #DIV/0! | #DIV/0! | #DIV/0! | #DIV/0! | #DIV/0! | 1128 | 0 | 0 | 0 | 0 | 0
2 | 2 | 2002 | 33 | 6 | 0 | 0 | #DIV/0! | #DIV/0! | #DIV/0! | #DIV/0! | #DIV/0! | #DIV/0! | #DIV/0! | #DIV/0! | #DIV/0! | #DIV/0! | #DIV/0! | #DIV/0! | #DIV/0! | #DIV/0! | #DIV/0! | #DIV/0! | #DIV/0! | #DIV/0! | #DIV/0! | #DIV/0! | 1129 | 0 | 0 | 0 | 0 | 0
2 | 3 | 2002 | 34 | 7 | 0 | 0 | #DIV/0! | #DIV/0! | #DIV/0! | #DIV/0! | #DIV/0! | #DIV/0! | #DIV/0! | #DIV/0! | #DIV/0! | #DIV/0! | #DIV/0! | #DIV/0! | #DIV/0! | #DIV/0! | #DIV/0! | #DIV/0! | #DIV/0! | #DIV/0! | #DIV/0! | #DIV/0! | 1130 | 0 | 0 | 0 | 0 | 0
2 | 4 | 2002 | 35 | 1 | 0.03 | 0 | #DIV/0! | #DIV/0! | #DIV/0! | #DIV/0! | #DIV/0! | #DIV/0! | #DIV/0! | #DIV/0! | #DIV/0! | #DIV/0! | #DIV/0! | #DIV/0! | #DIV/0! | #DIV/0! | #DIV/0! | #DIV/0! | #DIV/0! | #DIV/0! | #DIV/0! | #DIV/0! | 1131 | 0 | 0 | 0 | 0 | 0
2 | 5 | 2002 | 36 | 2 | 0 | 0 | #DIV/0! | #DIV/0! | #DIV/0! | #DIV/0! | #DIV/0! | #DIV/0! | #DIV/0! | #DIV/0! | #DIV/0! | #DIV/0! | #DIV/0! | #DIV/0! | #DIV/0! | #DIV/0! | #DIV/0! | #DIV/0! | #DIV/0! | #DIV/0! | #DIV/0! | #DIV/0! | 1132 | 0 | 0 | 0 | 0 | 0
2 | 6 | 2002 | 37 | 3 | 0 | 0 | #DIV/0! | #DIV/0! | #DIV/0! | #DIV/0! | #DIV/0! | #DIV/0! | #DIV/0! | #DIV/0! | #DIV/0! | #DIV/0! | #DIV/0! | #DIV/0! | #DIV/0! | #DIV/0! | #DIV/0! | #DIV/0! | #DIV/0! | #DIV/0! | #DIV/0! | #DIV/0! | 1133 | 0 | 0 | 0 | 0 | 0
2 | 7 | 2002 | 38 | 4 | 0.16667 | 0 | #DIV/0! | #DIV/0! | #DIV/0! | #DIV/0! | #DIV/0! | #DIV/0! | #DIV/0! | #DIV/0! | #DIV/0! | #DIV/0! | #DIV/0! | #DIV/0! | #DIV/0! | #DIV/0! | #DIV/0! | #DIV/0! | #DIV/0! | #DIV/0! | #DIV/0! | #DIV/0! | 1134 | 0 | 0 | 0 | 0 | 0
2 | 8 | 2002 | 39 | 5 | 0 | 0 | #DIV/0! | #DIV/0! | #DIV/0! | #DIV/0! | #DIV/0! | #DIV/0! | #DIV/0! | #DIV/0! | #DIV/0! | #DIV/0! | #DIV/0! | #DIV/0! | #DIV/0! | #DIV/0! | #DIV/0! | #DIV/0! | #DIV/0! | #DIV/0! | #DIV/0! | #DIV/0! | 1135 | 0 | 0 | 0 | 0 | 0
2 | 9 | 2002 | 40 | 6 | 0 | 0 | #DIV/0! | #DIV/0! | #DIV/0! | #DIV/0! | #DIV/0! | #DIV/0! | #DIV/0! | #DIV/0! | #DIV/0! | #DIV/0! | #DIV/0! | #DIV/0! | #DIV/0! | #DIV/0! | #DIV/0! | #DIV/0! | #DIV/0! | #DIV/0! | #DIV/0! | #DIV/0! | 1136 | 0 | 0 | 0 | 0 | 0
2 | 10 | 2002 | 41 | 7 | 0.043333 | 0 | #DIV/0! | #DIV/0! | #DIV/0! | #DIV/0! | #DIV/0! | #DIV/0! | #DIV/0! | #DIV/0! | #DIV/0! | #DIV/0! | #DIV/0! | #DIV/0! | #DIV/0! | #DIV/0! | #DIV/0! | #DIV/0! | #DIV/0! | #DIV/0! | #DIV/0! | #DIV/0! | 1137 | 0 | 0 | 0 | 0 | 0
2 | 11 | 2002 | 42 | 1 | 0.016667 | 0 | #DIV/0! | #DIV/0! | #DIV/0! | #DIV/0! | #DIV/0! | #DIV/0! | #DIV/0! | #DIV/0! | #DIV/0! | #DIV/0! | #DIV/0! | #DIV/0! | #DIV/0! | #DIV/0! | #DIV/0! | #DIV/0! | #DIV/0! | #DIV/0! | #DIV/0! | #DIV/0! | 1138 | 0 | 0 | 0 | 0 | 0
2 | 12 | 2002 | 43 | 2 | 0 | 0 | #DIV/0! | #DIV/0! | #DIV/0! | #DIV/0! | #DIV/0! | #DIV/0! | #DIV/0! | #DIV/0! | #DIV/0! | #DIV/0! | #DIV/0! | #DIV/0! | #DIV/0! | #DIV/0! | #DIV/0! | #DIV/0! | #DIV/0! | #DIV/0! | #DIV/0! | #DIV/0! | 1139 | 0 | 0 | 0 | 0 | 0
2 | 13 | 2002 | 44 | 3 | 0 | 0 | #DIV/0! | #DIV/0! | #DIV/0! | #DIV/0! | #DIV/0! | #DIV/0! | #DIV/0! | #DIV/0! | #DIV/0! | #DIV/0! | #DIV/0! | #DIV/0! | #DIV/0! | #DIV/0! | #DIV/0! | #DIV/0! | #DIV/0! | #DIV/0! | #DIV/0! | #DIV/0! | 1140 | 0 | 0 | 0 | 0 | 0
2 | 14 | 2002 | 45 | 4 | 0 | 0 | #DIV/0! | #DIV/0! | #DIV/0! | #DIV/0! | #DIV/0! | #DIV/0! | #DIV/0! | #DIV/0! | #DIV/0! | #DIV/0! | #DIV/0! | #DIV/0! | #DIV/0! | #DIV/0! | #DIV/0! | #DIV/0! | #DIV/0! | #DIV/0! | #DIV/0! | #DIV/0! | 1141 | 0 | 0 | 0 | 0 | 0
2 | 15 | 2002 | 46 | 5 | 0 | 0 | #DIV/0! | #DIV/0! | #DIV/0! | #DIV/0! | #DIV/0! | #DIV/0! | #DIV/0! | #DIV/0! | #DIV/0! | #DIV/0! | #DIV/0! | #DIV/0! | #DIV/0! | #DIV/0! | #DIV/0! | #DIV/0! | #DIV/0! | #DIV/0! | #DIV/0! | #DIV/0! | 1142 | 0 | 0 | 0 | 0 | 0
2 | 16 | 2002 | 47 | 6 | 0 | 0 | #DIV/0! | #DIV/0! | #DIV/0! | #DIV/0! | #DIV/0! | #DIV/0! | #DIV/0! | #DIV/0! | #DIV/0! | #DIV/0! | #DIV/0! | #DIV/0! | #DIV/0! | #DIV/0! | #DIV/0! | #DIV/0! | #DIV/0! | #DIV/0! | #DIV/0! | #DIV/0! | 1143 | 0 | 0 | 0 | 0 | 0
2 | 17 | 2002 | 48 | 7 | 0 | 0 | #DIV/0! | #DIV/0! | #DIV/0! | #DIV/0! | #DIV/0! | #DIV/0! | #DIV/0! | #DIV/0! | #DIV/0! | #DIV/0! | #DIV/0! | #DIV/0! | #DIV/0! | #DIV/0! | #DIV/0! | #DIV/0! | #DIV/0! | #DIV/0! | #DIV/0! | #DIV/0! | 1144 | 0 | 0 | 0 | 0 | 0
2 | 18 | 2002 | 49 | 1 | 0 | 0 | #DIV/0! | #DIV/0! | #DIV/0! | #DIV/0! | #DIV/0! | #DIV/0! | #DIV/0! | #DIV/0! | #DIV/0! | #DIV/0! | #DIV/0! | #DIV/0! | #DIV/0! | #DIV/0! | #DIV/0! | #DIV/0! | #DIV/0! | #DIV/0! | #DIV/0! | #DIV/0! | 1145 | 0 | 0 | 0 | 0 | 0
2 | 19 | 2002 | 50 | 2 | 0 | 0 | #DIV/0! | #DIV/0! | #DIV/0! | #DIV/0! | #DIV/0! | #DIV/0! | #DIV/0! | #DIV/0! | #DIV/0! | #DIV/0! | #DIV/0! | #DIV/0! | #DIV/0! | #DIV/0! | #DIV/0! | #DIV/0! | #DIV/0! | #DIV/0! | #DIV/0! | #DIV/0! | 1146 | 0 | 0 | 0 | 0 | 0
2 | 20 | 2002 | 51 | 3 | 0.03 | 0 | #DIV/0! | #DIV/0! | #DIV/0! | #DIV/0! | #DIV/0! | #DIV/0! | #DIV/0! | #DIV/0! | #DIV/0! | #DIV/0! | #DIV/0! | #DIV/0! | #DIV/0! | #DIV/0! | #DIV/0! | #DIV/0! | #DIV/0! | #DIV/0! | #DIV/0! | #DIV/0! | 1147 | 0 | 0 | 0 | 0 | 0
2 | 21 | 2002 | 52 | 4 | 0 | 0 | #DIV/0! | #DIV/0! | #DIV/0! | #DIV/0! | #DIV/0! | #DIV/0! | #DIV/0! | #DIV/0! | #DIV/0! | #DIV/0! | #DIV/0! | #DIV/0! | #DIV/0! | #DIV/0! | #DIV/0! | #DIV/0! | #DIV/0! | #DIV/0! | #DIV/0! | #DIV/0! | 1148 | 0 | 0 | 0 | 0 | 0
2 | 22 | 2002 | 53 | 5 | 0 | 0 | #DIV/0! | #DIV/0! | #DIV/0! | #DIV/0! | #DIV/0! | #DIV/0! | #DIV/0! | #DIV/0! | #DIV/0! | #DIV/0! | #DIV/0! | #DIV/0! | #DIV/0! | #DIV/0! | #DIV/0! | #DIV/0! | #DIV/0! | #DIV/0! | #DIV/0! | #DIV/0! | 1149 | 0 | 0 | 0 | 0 | 0
2 | 23 | 2002 | 54 | 6 | 0 | 0 | #DIV/0! | #DIV/0! | #DIV/0! | #DIV/0! | #DIV/0! | #DIV/0! | #DIV/0! | #DIV/0! | #DIV/0! | #DIV/0! | #DIV/0! | #DIV/0! | #DIV/0! | #DIV/0! | #DIV/0! | #DIV/0! | #DIV/0! | #DIV/0! | #DIV/0! | #DIV/0! | 1150 | 0 | 0 | 0 | 0 | 0
2 | 24 | 2002 | 55 | 7 | 0 | 0 | #DIV/0! | #DIV/0! | #DIV/0! | #DIV/0! | #DIV/0! | #DIV/0! | #DIV/0! | #DIV/0! | #DIV/0! | #DIV/0! | #DIV/0! | #DIV/0! | #DIV/0! | #DIV/0! | #DIV/0! | #DIV/0! | #DIV/0! | #DIV/0! | #DIV/0! | #DIV/0! | 1151 | 0 | 0 | 0 | 0 | 0
2 | 25 | 2002 | 56 | 1 | 0 | 0 | #DIV/0! | #DIV/0! | #DIV/0! | #DIV/0! | #DIV/0! | #DIV/0! | #DIV/0! | #DIV/0! | #DIV/0! | #DIV/0! | #DIV/0! | #DIV/0! | #DIV/0! | #DIV/0! | #DIV/0! | #DIV/0! | #DIV/0! | #DIV/0! | #DIV/0! | #DIV/0! | 1152 | 0 | 0 | 0 | 0 | 0
2 | 26 | 2002 | 57 | 2 | 0.12 | 0 | #DIV/0! | #DIV/0! | #DIV/0! | #DIV/0! | #DIV/0! | #DIV/0! | #DIV/0! | #DIV/0! | #DIV/0! | #DIV/0! | #DIV/0! | #DIV/0! | #DIV/0! | #DIV/0! | #DIV/0! | #DIV/0! | #DIV/0! | #DIV/0! | #DIV/0! | #DIV/0! | 1153 | 0 | 0 | 0 | 0 | 0
2 | 27 | 2002 | 58 | 3 | 0 | 0 | #DIV/0! | #DIV/0! | #DIV/0! | #DIV/0! | #DIV/0! | #DIV/0! | #DIV/0! | #DIV/0! | #DIV/0! | #DIV/0! | #DIV/0! | #DIV/0! | #DIV/0! | #DIV/0! | #DIV/0! | #DIV/0! | #DIV/0! | #DIV/0! | #DIV/0! | #DIV/0! | 1154 | 0 | 0 | 0 | 0 | 0
2 | 28 | 2002 | 59 | 4 | 0 | 0 | #DIV/0! | #DIV/0! | #DIV/0! | #DIV/0! | #DIV/0! | #DIV/0! | #DIV/0! | #DIV/0! | #DIV/0! | #DIV/0! | #DIV/0! | #DIV/0! | #DIV/0! | #DIV/0! | #DIV/0! | #DIV/0! | #DIV/0! | #DIV/0! | #DIV/0! | #DIV/0! | 1155 | 0 | 0 | 0 | 0 | 0
3 | 1 | 2002 | 60 | 5 | 0 | 0 | #DIV/0! | #DIV/0! | #DIV/0! | #DIV/0! | #DIV/0! | #DIV/0! | #DIV/0! | #DIV/0! | #DIV/0! | #DIV/0! | #DIV/0! | #DIV/0! | #DIV/0! | #DIV/0! | #DIV/0! | #DIV/0! | #DIV/0! | #DIV/0! | #DIV/0! | #DIV/0! | 1156 | 0 | 0 | 0 | 0 | 0
3 | 2 | 2002 | 61 | 6 | 0.82667 | 0 | #DIV/0! | #DIV/0! | #DIV/0! | #DIV/0! | #DIV/0! | #DIV/0! | #DIV/0! | #DIV/0! | #DIV/0! | #DIV/0! | #DIV/0! | #DIV/0! | #DIV/0! | #DIV/0! | #DIV/0! | #DIV/0! | #DIV/0! | #DIV/0! | #DIV/0! | #DIV/0! | 1157 | 0 | 0 | 0 | 0 | 0
3 | 3 | 2002 | 62 | 7 | 0.05 | 0 | #DIV/0! | #DIV/0! | #DIV/0! | #DIV/0! | #DIV/0! | #DIV/0! | #DIV/0! | #DIV/0! | #DIV/0! | #DIV/0! | #DIV/0! | #DIV/0! | #DIV/0! | #DIV/0! | #DIV/0! | #DIV/0! | #DIV/0! | #DIV/0! | #DIV/0! | #DIV/0! | 1158 | 0 | 0 | 0 | 0 | 0
3 | 4 | 2002 | 63 | 1 | 0 | 0 | #DIV/0! | #DIV/0! | #DIV/0! | #DIV/0! | #DIV/0! | #DIV/0! | #DIV/0! | #DIV/0! | #DIV/0! | #DIV/0! | #DIV/0! | #DIV/0! | #DIV/0! | #DIV/0! | #DIV/0! | #DIV/0! | #DIV/0! | #DIV/0! | #DIV/0! | #DIV/0! | 1159 | 0 | 0 | 0 | 0 | 0
3 | 5 | 2002 | 64 | 2 | 0 | 0 | #DIV/0! | #DIV/0! | #DIV/0! | #DIV/0! | #DIV/0! | #DIV/0! | #DIV/0! | #DIV/0! | #DIV/0! | #DIV/0! | #DIV/0! | #DIV/0! | #DIV/0! | #DIV/0! | #DIV/0! | #DIV/0! | #DIV/0! | #DIV/0! | #DIV/0! | #DIV/0! | 1160 | 0 | 0 | 0 | 0 | 0
3 | 6 | 2002 | 65 | 3 | 0 | 0 | #DIV/0! | #DIV/0! | #DIV/0! | #DIV/0! | #DIV/0! | #DIV/0! | #DIV/0! | #DIV/0! | #DIV/0! | #DIV/0! | #DIV/0! | #DIV/0! | #DIV/0! | #DIV/0! | #DIV/0! | #DIV/0! | #DIV/0! | #DIV/0! | #DIV/0! | #DIV/0! | 1161 | 0 | 0 | 0 | 0 | 0
3 | 7 | 2002 | 66 | 4 | 0 | 0 | #DIV/0! | #DIV/0! | #DIV/0! | #DIV/0! | #DIV/0! | #DIV/0! | #DIV/0! | #DIV/0! | #DIV/0! | #DIV/0! | #DIV/0! | #DIV/0! | #DIV/0! | #DIV/0! | #DIV/0! | #DIV/0! | #DIV/0! | #DIV/0! | #DIV/0! | #DIV/0! | 1162 | 0 | 0 | 0 | 0 | 0
3 | 8 | 2002 | 67 | 5 | 0 | 0 | #DIV/0! | #DIV/0! | #DIV/0! | #DIV/0! | #DIV/0! | #DIV/0! | #DIV/0! | #DIV/0! | #DIV/0! | #DIV/0! | #DIV/0! | #DIV/0! | #DIV/0! | #DIV/0! | #DIV/0! | #DIV/0! | #DIV/0! | #DIV/0! | #DIV/0! | #DIV/0! | 1163 | 0 | 0 | 0 | 0 | 0
3 | 9 | 2002 | 68 | 6 | 0.046667 | 0 | #DIV/0! | #DIV/0! | #DIV/0! | #DIV/0! | #DIV/0! | #DIV/0! | #DIV/0! | #DIV/0! | #DIV/0! | #DIV/0! | #DIV/0! | #DIV/0! | #DIV/0! | #DIV/0! | #DIV/0! | #DIV/0! | #DIV/0! | #DIV/0! | #DIV/0! | #DIV/0! | 1164 | 0 | 0 | 0 | 0 | 0
3 | 10 | 2002 | 69 | 7 | 0.1 | 0 | #DIV/0! | #DIV/0! | #DIV/0! | #DIV/0! | #DIV/0! | #DIV/0! | #DIV/0! | #DIV/0! | #DIV/0! | #DIV/0! | #DIV/0! | #DIV/0! | #DIV/0! | #DIV/0! | #DIV/0! | #DIV/0! | #DIV/0! | #DIV/0! | #DIV/0! | #DIV/0! | 1165 | 0 | 0 | 0 | 0 | 0
3 | 11 | 2002 | 70 | 1 | 0 | 0 | #DIV/0! | #DIV/0! | #DIV/0! | #DIV/0! | #DIV/0! | #DIV/0! | #DIV/0! | #DIV/0! | #DIV/0! | #DIV/0! | #DIV/0! | #DIV/0! | #DIV/0! | #DIV/0! | #DIV/0! | #DIV/0! | #DIV/0! | #DIV/0! | #DIV/0! | #DIV/0! | 1166 | 0 | 0 | 0 | 0 | 0
3 | 12 | 2002 | 71 | 2 | 0.24667 | 0 | #DIV/0! | #DIV/0! | #DIV/0! | #DIV/0! | #DIV/0! | #DIV/0! | #DIV/0! | #DIV/0! | #DIV/0! | #DIV/0! | #DIV/0! | #DIV/0! | #DIV/0! | #DIV/0! | #DIV/0! | #DIV/0! | #DIV/0! | #DIV/0! | #DIV/0! | #DIV/0! | 1167 | 0 | 0 | 0 | 0 | 0
3 | 13 | 2002 | 72 | 3 | 0.25667 | 0 | #DIV/0! | #DIV/0! | #DIV/0! | #DIV/0! | #DIV/0! | #DIV/0! | #DIV/0! | #DIV/0! | #DIV/0! | #DIV/0! | #DIV/0! | #DIV/0! | #DIV/0! | #DIV/0! | #DIV/0! | #DIV/0! | #DIV/0! | #DIV/0! | #DIV/0! | #DIV/0! | 1168 | 0 | 0 | 0 | 0 | 0
3 | 14 | 2002 | 73 | 4 | 0 | 0 | #DIV/0! | #DIV/0! | #DIV/0! | #DIV/0! | #DIV/0! | #DIV/0! | #DIV/0! | #DIV/0! | #DIV/0! | #DIV/0! | #DIV/0! | #DIV/0! | #DIV/0! | #DIV/0! | #DIV/0! | #DIV/0! | #DIV/0! | #DIV/0! | #DIV/0! | #DIV/0! | 1169 | 0 | 0 | 0 | 0 | 0
3 | 15 | 2002 | 74 | 5 | 0 | 0 | #DIV/0! | #DIV/0! | #DIV/0! | #DIV/0! | #DIV/0! | #DIV/0! | #DIV/0! | #DIV/0! | #DIV/0! | #DIV/0! | #DIV/0! | #DIV/0! | #DIV/0! | #DIV/0! | #DIV/0! | #DIV/0! | #DIV/0! | #DIV/0! | #DIV/0! | #DIV/0! | 1170 | 0 | 0 | 0 | 0 | 0
3 | 16 | 2002 | 75 | 6 | 0.013333 | 0 | #DIV/0! | #DIV/0! | #DIV/0! | #DIV/0! | #DIV/0! | #DIV/0! | #DIV/0! | #DIV/0! | #DIV/0! | #DIV/0! | #DIV/0! | #DIV/0! | #DIV/0! | #DIV/0! | #DIV/0! | #DIV/0! | #DIV/0! | #DIV/0! | #DIV/0! | #DIV/0! | 1171 | 0 | 0 | 0 | 0 | 0
3 | 17 | 2002 | 76 | 7 | 0.22333 | 0 | #DIV/0! | #DIV/0! | #DIV/0! | #DIV/0! | #DIV/0! | #DIV/0! | #DIV/0! | #DIV/0! | #DIV/0! | #DIV/0! | #DIV/0! | #DIV/0! | #DIV/0! | #DIV/0! | #DIV/0! | #DIV/0! | #DIV/0! | #DIV/0! | #DIV/0! | #DIV/0! | 1172 | 0 | 0 | 0 | 0 | 0
3 | 18 | 2002 | 77 | 1 | 0.19 | 0 | #DIV/0! | #DIV/0! | #DIV/0! | #DIV/0! | #DIV/0! | #DIV/0! | #DIV/0! | #DIV/0! | #DIV/0! | #DIV/0! | #DIV/0! | #DIV/0! | #DIV/0! | #DIV/0! | #DIV/0! | #DIV/0! | #DIV/0! | #DIV/0! | #DIV/0! | #DIV/0! | 1173 | 0 | 0 | 0 | 0 | 0
3 | 19 | 2002 | 78 | 2 | 0.13333 | 0 | #DIV/0! | #DIV/0! | #DIV/0! | #DIV/0! | #DIV/0! | #DIV/0! | #DIV/0! | #DIV/0! | #DIV/0! | #DIV/0! | #DIV/0! | #DIV/0! | #DIV/0! | #DIV/0! | #DIV/0! | #DIV/0! | #DIV/0! | #DIV/0! | #DIV/0! | #DIV/0! | 1174 | 0 | 0 | 0 | 0 | 0
3 | 20 | 2002 | 79 | 3 | 0.59333 | 0 | #DIV/0! | #DIV/0! | #DIV/0! | #DIV/0! | #DIV/0! | #DIV/0! | #DIV/0! | #DIV/0! | #DIV/0! | #DIV/0! | #DIV/0! | #DIV/0! | #DIV/0! | #DIV/0! | #DIV/0! | #DIV/0! | #DIV/0! | #DIV/0! | #DIV/0! | #DIV/0! | 1175 | 0 | 0 | 0 | 0 | 0
3 | 21 | 2002 | 80 | 4 | 0 | 0 | #DIV/0! | #DIV/0! | #DIV/0! | #DIV/0! | #DIV/0! | #DIV/0! | #DIV/0! | #DIV/0! | #DIV/0! | #DIV/0! | #DIV/0! | #DIV/0! | #DIV/0! | #DIV/0! | #DIV/0! | #DIV/0! | #DIV/0! | #DIV/0! | #DIV/0! | #DIV/0! | 1176 | 0 | 0 | 0 | 0 | 0
3 | 22 | 2002 | 81 | 5 | 0 | 0 | #DIV/0! | #DIV/0! | #DIV/0! | #DIV/0! | #DIV/0! | #DIV/0! | #DIV/0! | #DIV/0! | #DIV/0! | #DIV/0! | #DIV/0! | #DIV/0! | #DIV/0! | #DIV/0! | #DIV/0! | #DIV/0! | #DIV/0! | #DIV/0! | #DIV/0! | #DIV/0! | 1177 | 0 | 0 | 0 | 0 | 0
3 | 23 | 2002 | 82 | 6 | 0 | 0 | #DIV/0! | #DIV/0! | #DIV/0! | #DIV/0! | #DIV/0! | #DIV/0! | #DIV/0! | #DIV/0! | #DIV/0! | #DIV/0! | #DIV/0! | #DIV/0! | #DIV/0! | #DIV/0! | #DIV/0! | #DIV/0! | #DIV/0! | #DIV/0! | #DIV/0! | #DIV/0! | 1178 | 0 | 0 | 0 | 0 | 0
3 | 24 | 2002 | 83 | 7 | 0 | 0 | #DIV/0! | #DIV/0! | #DIV/0! | #DIV/0! | #DIV/0! | #DIV/0! | #DIV/0! | #DIV/0! | #DIV/0! | #DIV/0! | #DIV/0! | #DIV/0! | #DIV/0! | #DIV/0! | #DIV/0! | #DIV/0! | #DIV/0! | #DIV/0! | #DIV/0! | #DIV/0! | 1179 | 0 | 0 | 0 | 0 | 0
3 | 25 | 2002 | 84 | 1 | 0 | 0 | #DIV/0! | #DIV/0! | #DIV/0! | #DIV/0! | #DIV/0! | #DIV/0! | #DIV/0! | #DIV/0! | #DIV/0! | #DIV/0! | #DIV/0! | #DIV/0! | #DIV/0! | #DIV/0! | #DIV/0! | #DIV/0! | #DIV/0! | #DIV/0! | #DIV/0! | #DIV/0! | 1180 | 0 | 0 | 0 | 0 | 0
3 | 26 | 2002 | 85 | 2 | 0.54333 | 0 | #DIV/0! | #DIV/0! | #DIV/0! | #DIV/0! | #DIV/0! | #DIV/0! | #DIV/0! | #DIV/0! | #DIV/0! | #DIV/0! | #DIV/0! | #DIV/0! | #DIV/0! | #DIV/0! | #DIV/0! | #DIV/0! | #DIV/0! | #DIV/0! | #DIV/0! | #DIV/0! | 1181 | 0 | 0 | 0 | 0 | 0
3 | 27 | 2002 | 86 | 3 | 0 | 0 | #DIV/0! | #DIV/0! | #DIV/0! | #DIV/0! | #DIV/0! | #DIV/0! | #DIV/0! | #DIV/0! | #DIV/0! | #DIV/0! | #DIV/0! | #DIV/0! | #DIV/0! | #DIV/0! | #DIV/0! | #DIV/0! | #DIV/0! | #DIV/0! | #DIV/0! | #DIV/0! | 1182 | 0 | 0 | 0 | 0 | 0
3 | 28 | 2002 | 87 | 4 | 0 | 0 | #DIV/0! | #DIV/0! | #DIV/0! | #DIV/0! | #DIV/0! | #DIV/0! | #DIV/0! | #DIV/0! | #DIV/0! | #DIV/0! | #DIV/0! | #DIV/0! | #DIV/0! | #DIV/0! | #DIV/0! | #DIV/0! | #DIV/0! | #DIV/0! | #DIV/0! | #DIV/0! | 1183 | 0 | 0 | 0 | 0 | 0
3 | 29 | 2002 | 88 | 5 | 0 | 0 | #DIV/0! | #DIV/0! | #DIV/0! | #DIV/0! | #DIV/0! | #DIV/0! | #DIV/0! | #DIV/0! | #DIV/0! | #DIV/0! | #DIV/0! | #DIV/0! | #DIV/0! | #DIV/0! | #DIV/0! | #DIV/0! | #DIV/0! | #DIV/0! | #DIV/0! | #DIV/0! | 1184 | 0 | 0 | 0 | 0 | 0
3 | 30 | 2002 | 89 | 6 | 0 | 0 | #DIV/0! | #DIV/0! | #DIV/0! | #DIV/0! | #DIV/0! | #DIV/0! | #DIV/0! | #DIV/0! | #DIV/0! | #DIV/0! | #DIV/0! | #DIV/0! | #DIV/0! | #DIV/0! | #DIV/0! | #DIV/0! | #DIV/0! | #DIV/0! | #DIV/0! | #DIV/0! | 1185 | 0 | 0 | 0 | 0 | 0
3 | 31 | 2002 | 90 | 7 | 0.31 | 0 | #DIV/0! | #DIV/0! | #DIV/0! | #DIV/0! | #DIV/0! | #DIV/0! | #DIV/0! | #DIV/0! | #DIV/0! | #DIV/0! | #DIV/0! | #DIV/0! | #DIV/0! | #DIV/0! | #DIV/0! | #DIV/0! | #DIV/0! | #DIV/0! | #DIV/0! | #DIV/0! | 1186 | 0 | 0 | 0 | 0 | 0
4 | 1 | 2002 | 91 | 1 | 0 | 0 | #DIV/0! | #DIV/0! | #DIV/0! | #DIV/0! | #DIV/0! | #DIV/0! | #DIV/0! | #DIV/0! | #DIV/0! | #DIV/0! | #DIV/0! | #DIV/0! | #DIV/0! | #DIV/0! | #DIV/0! | #DIV/0! | #DIV/0! | #DIV/0! | #DIV/0! | #DIV/0! | 1187 | 0 | 0 | 0 | 0 | 0
4 | 2 | 2002 | 92 | 2 | 0 | 0 | #DIV/0! | #DIV/0! | #DIV/0! | #DIV/0! | #DIV/0! | #DIV/0! | #DIV/0! | #DIV/0! | #DIV/0! | #DIV/0! | #DIV/0! | #DIV/0! | #DIV/0! | #DIV/0! | #DIV/0! | #DIV/0! | #DIV/0! | #DIV/0! | #DIV/0! | #DIV/0! | 1188 | 0 | 0 | 0 | 0 | 0
4 | 3 | 2002 | 93 | 3 | 0 | 0 | #DIV/0! | #DIV/0! | #DIV/0! | #DIV/0! | #DIV/0! | #DIV/0! | #DIV/0! | #DIV/0! | #DIV/0! | #DIV/0! | #DIV/0! | #DIV/0! | #DIV/0! | #DIV/0! | #DIV/0! | #DIV/0! | #DIV/0! | #DIV/0! | #DIV/0! | #DIV/0! | 1189 | 0 | 0 | 0 | 0 | 0
4 | 4 | 2002 | 94 | 4 | 0 | 0 | #DIV/0! | #DIV/0! | #DIV/0! | #DIV/0! | #DIV/0! | #DIV/0! | #DIV/0! | #DIV/0! | #DIV/0! | #DIV/0! | #DIV/0! | #DIV/0! | #DIV/0! | #DIV/0! | #DIV/0! | #DIV/0! | #DIV/0! | #DIV/0! | #DIV/0! | #DIV/0! | 1190 | 0 | 0 | 0 | 0 | 0
4 | 5 | 2002 | 95 | 5 | 0 | 0 | #DIV/0! | #DIV/0! | #DIV/0! | #DIV/0! | #DIV/0! | #DIV/0! | #DIV/0! | #DIV/0! | #DIV/0! | #DIV/0! | #DIV/0! | #DIV/0! | #DIV/0! | #DIV/0! | #DIV/0! | #DIV/0! | #DIV/0! | #DIV/0! | #DIV/0! | #DIV/0! | 1191 | 0 | 0 | 0 | 0 | 0
4 | 6 | 2002 | 96 | 6 | 0 | 0 | #DIV/0! | #DIV/0! | #DIV/0! | #DIV/0! | #DIV/0! | #DIV/0! | #DIV/0! | #DIV/0! | #DIV/0! | #DIV/0! | #DIV/0! | #DIV/0! | #DIV/0! | #DIV/0! | #DIV/0! | #DIV/0! | #DIV/0! | #DIV/0! | #DIV/0! | #DIV/0! | 1192 | 0 | 0 | 0 | 0 | 0
4 | 7 | 2002 | 97 | 7 | 0 | 0 | #DIV/0! | #DIV/0! | #DIV/0! | #DIV/0! | #DIV/0! | #DIV/0! | #DIV/0! | #DIV/0! | #DIV/0! | #DIV/0! | #DIV/0! | #DIV/0! | #DIV/0! | #DIV/0! | #DIV/0! | #DIV/0! | #DIV/0! | #DIV/0! | #DIV/0! | #DIV/0! | 1193 | 0 | 0 | 0 | 0 | 0
4 | 8 | 2002 | 98 | 1 | 0 | 0 | #DIV/0! | #DIV/0! | #DIV/0! | #DIV/0! | #DIV/0! | #DIV/0! | #DIV/0! | #DIV/0! | #DIV/0! | #DIV/0! | #DIV/0! | #DIV/0! | #DIV/0! | #DIV/0! | #DIV/0! | #DIV/0! | #DIV/0! | #DIV/0! | #DIV/0! | #DIV/0! | 1194 | 0 | 0 | 0 | 0 | 0
4 | 9 | 2002 | 99 | 2 | 0.40333 | 0 | #DIV/0! | #DIV/0! | #DIV/0! | #DIV/0! | #DIV/0! | #DIV/0! | #DIV/0! | #DIV/0! | #DIV/0! | #DIV/0! | #DIV/0! | #DIV/0! | #DIV/0! | #DIV/0! | #DIV/0! | #DIV/0! | #DIV/0! | #DIV/0! | #DIV/0! | #DIV/0! | 1195 | 0 | 0 | 0 | 0 | 0
4 | 10 | 2002 | 100 | 3 | 0 | 0 | #DIV/0! | #DIV/0! | #DIV/0! | #DIV/0! | #DIV/0! | #DIV/0! | #DIV/0! | #DIV/0! | #DIV/0! | #DIV/0! | #DIV/0! | #DIV/0! | #DIV/0! | #DIV/0! | #DIV/0! | #DIV/0! | #DIV/0! | #DIV/0! | #DIV/0! | #DIV/0! | 1196 | 0 | 0 | 0 | 0 | 0
4 | 11 | 2002 | 101 | 4 | 0 | 0 | #DIV/0! | #DIV/0! | #DIV/0! | #DIV/0! | #DIV/0! | #DIV/0! | #DIV/0! | #DIV/0! | #DIV/0! | #DIV/0! | #DIV/0! | #DIV/0! | #DIV/0! | #DIV/0! | #DIV/0! | #DIV/0! | #DIV/0! | #DIV/0! | #DIV/0! | #DIV/0! | 1197 | 0 | 0 | 0 | 0 | 0
4 | 12 | 2002 | 102 | 5 | 0.0033333 | 0 | #DIV/0! | #DIV/0! | #DIV/0! | #DIV/0! | #DIV/0! | #DIV/0! | #DIV/0! | #DIV/0! | #DIV/0! | #DIV/0! | #DIV/0! | #DIV/0! | #DIV/0! | #DIV/0! | #DIV/0! | #DIV/0! | #DIV/0! | #DIV/0! | #DIV/0! | #DIV/0! | 1198 | 0 | 0 | 0 | 0 | 0
4 | 13 | 2002 | 103 | 6 | 0.013333 | 0 | #DIV/0! | #DIV/0! | #DIV/0! | #DIV/0! | #DIV/0! | #DIV/0! | #DIV/0! | #DIV/0! | #DIV/0! | #DIV/0! | #DIV/0! | #DIV/0! | #DIV/0! | #DIV/0! | #DIV/0! | #DIV/0! | #DIV/0! | #DIV/0! | #DIV/0! | #DIV/0! | 1199 | 0 | 0 | 0 | 0 | 0
4 | 14 | 2002 | 104 | 7 | 0.0033333 | 0 | #DIV/0! | #DIV/0! | #DIV/0! | #DIV/0! | #DIV/0! | #DIV/0! | #DIV/0! | #DIV/0! | #DIV/0! | #DIV/0! | #DIV/0! | #DIV/0! | #DIV/0! | #DIV/0! | #DIV/0! | #DIV/0! | #DIV/0! | #DIV/0! | #DIV/0! | #DIV/0! | 1200 | 0 | 0 | 0 | 0 | 0
4 | 15 | 2002 | 105 | 1 | 0.07 | 0 | #DIV/0! | #DIV/0! | #DIV/0! | #DIV/0! | #DIV/0! | #DIV/0! | #DIV/0! | #DIV/0! | #DIV/0! | #DIV/0! | #DIV/0! | #DIV/0! | #DIV/0! | #DIV/0! | #DIV/0! | #DIV/0! | #DIV/0! | #DIV/0! | #DIV/0! | #DIV/0! | 1201 | 0 | 0 | 0 | 0 | 0
4 | 16 | 2002 | 106 | 2 | 0.013333 | 0 | #DIV/0! | #DIV/0! | #DIV/0! | #DIV/0! | #DIV/0! | #DIV/0! | #DIV/0! | #DIV/0! | #DIV/0! | #DIV/0! | #DIV/0! | #DIV/0! | #DIV/0! | #DIV/0! | #DIV/0! | #DIV/0! | #DIV/0! | #DIV/0! | #DIV/0! | #DIV/0! | 1202 | 0 | 0 | 0 | 0 | 0
4 | 17 | 2002 | 107 | 3 | 0 | 0 | #DIV/0! | #DIV/0! | #DIV/0! | #DIV/0! | #DIV/0! | #DIV/0! | #DIV/0! | #DIV/0! | #DIV/0! | #DIV/0! | #DIV/0! | #DIV/0! | #DIV/0! | #DIV/0! | #DIV/0! | #DIV/0! | #DIV/0! | #DIV/0! | #DIV/0! | #DIV/0! | 1203 | 0 | 0 | 0 | 0 | 0
4 | 18 | 2002 | 108 | 4 | 0.51333 | 0 | #DIV/0! | #DIV/0! | #DIV/0! | #DIV/0! | #DIV/0! | #DIV/0! | #DIV/0! | #DIV/0! | #DIV/0! | #DIV/0! | #DIV/0! | #DIV/0! | #DIV/0! | #DIV/0! | #DIV/0! | #DIV/0! | #DIV/0! | #DIV/0! | #DIV/0! | #DIV/0! | 1204 | 0 | 0 | 0 | 0 | 0
4 | 19 | 2002 | 109 | 5 | 0.18333 | 0 | #DIV/0! | #DIV/0! | #DIV/0! | #DIV/0! | #DIV/0! | #DIV/0! | #DIV/0! | #DIV/0! | #DIV/0! | #DIV/0! | #DIV/0! | #DIV/0! | #DIV/0! | #DIV/0! | #DIV/0! | #DIV/0! | #DIV/0! | #DIV/0! | #DIV/0! | #DIV/0! | 1205 | 0 | 0 | 0 | 0 | 0
4 | 20 | 2002 | 110 | 6 | 0.023333 | 0 | #DIV/0! | #DIV/0! | #DIV/0! | #DIV/0! | #DIV/0! | #DIV/0! | #DIV/0! | #DIV/0! | #DIV/0! | #DIV/0! | #DIV/0! | #DIV/0! | #DIV/0! | #DIV/0! | #DIV/0! | #DIV/0! | #DIV/0! | #DIV/0! | #DIV/0! | #DIV/0! | 1206 | 0 | 0 | 0 | 0 | 0
4 | 21 | 2002 | 111 | 7 | 0.35333 | 0 | #DIV/0! | #DIV/0! | #DIV/0! | #DIV/0! | #DIV/0! | #DIV/0! | #DIV/0! | #DIV/0! | #DIV/0! | #DIV/0! | #DIV/0! | #DIV/0! | #DIV/0! | #DIV/0! | #DIV/0! | #DIV/0! | #DIV/0! | #DIV/0! | #DIV/0! | #DIV/0! | 1207 | 0 | 0 | 0 | 0 | 0
4 | 22 | 2002 | 112 | 1 | 0.31667 | 0 | #DIV/0! | #DIV/0! | #DIV/0! | #DIV/0! | #DIV/0! | #DIV/0! | #DIV/0! | #DIV/0! | #DIV/0! | #DIV/0! | #DIV/0! | #DIV/0! | #DIV/0! | #DIV/0! | #DIV/0! | #DIV/0! | #DIV/0! | #DIV/0! | #DIV/0! | #DIV/0! | 1208 | 0 | 0 | 0 | 0 | 0
4 | 23 | 2002 | 113 | 2 | 0 | 0 | #DIV/0! | #DIV/0! | #DIV/0! | #DIV/0! | #DIV/0! | #DIV/0! | #DIV/0! | #DIV/0! | #DIV/0! | #DIV/0! | #DIV/0! | #DIV/0! | #DIV/0! | #DIV/0! | #DIV/0! | #DIV/0! | #DIV/0! | #DIV/0! | #DIV/0! | #DIV/0! | 1209 | 0 | 0 | 0 | 0 | 0
4 | 24 | 2002 | 114 | 3 | 0 | 0 | #DIV/0! | #DIV/0! | #DIV/0! | #DIV/0! | #DIV/0! | #DIV/0! | #DIV/0! | #DIV/0! | #DIV/0! | #DIV/0! | #DIV/0! | #DIV/0! | #DIV/0! | #DIV/0! | #DIV/0! | #DIV/0! | #DIV/0! | #DIV/0! | #DIV/0! | #DIV/0! | 1210 | 0 | 0 | 0 | 0 | 0
4 | 25 | 2002 | 115 | 4 | 0.13 | 0 | #DIV/0! | #DIV/0! | #DIV/0! | #DIV/0! | #DIV/0! | #DIV/0! | #DIV/0! | #DIV/0! | #DIV/0! | #DIV/0! | #DIV/0! | #DIV/0! | #DIV/0! | #DIV/0! | #DIV/0! | #DIV/0! | #DIV/0! | #DIV/0! | #DIV/0! | #DIV/0! | 1211 | 0 | 0 | 0 | 0 | 0
4 | 26 | 2002 | 116 | 5 | 0 | 0 | #DIV/0! | #DIV/0! | #DIV/0! | #DIV/0! | #DIV/0! | #DIV/0! | #DIV/0! | #DIV/0! | #DIV/0! | #DIV/0! | #DIV/0! | #DIV/0! | #DIV/0! | #DIV/0! | #DIV/0! | #DIV/0! | #DIV/0! | #DIV/0! | #DIV/0! | #DIV/0! | 1212 | 0 | 0 | 0 | 0 | 0
4 | 27 | 2002 | 117 | 6 | 0.14667 | 0 | #DIV/0! | #DIV/0! | #DIV/0! | #DIV/0! | #DIV/0! | #DIV/0! | #DIV/0! | #DIV/0! | #DIV/0! | #DIV/0! | #DIV/0! | #DIV/0! | #DIV/0! | #DIV/0! | #DIV/0! | #DIV/0! | #DIV/0! | #DIV/0! | #DIV/0! | #DIV/0! | 1213 | 0 | 0 | 0 | 0 | 0
4 | 28 | 2002 | 118 | 7 | 1.4933 | 0 | #DIV/0! | #DIV/0! | #DIV/0! | #DIV/0! | #DIV/0! | #DIV/0! | #DIV/0! | #DIV/0! | #DIV/0! | #DIV/0! | #DIV/0! | #DIV/0! | #DIV/0! | #DIV/0! | #DIV/0! | #DIV/0! | #DIV/0! | #DIV/0! | #DIV/0! | #DIV/0! | 1214 | 0 | 0 | 0 | 0 | 0
4 | 29 | 2002 | 119 | 1 | 0 | 0 | #DIV/0! | #DIV/0! | #DIV/0! | #DIV/0! | #DIV/0! | #DIV/0! | #DIV/0! | #DIV/0! | #DIV/0! | #DIV/0! | #DIV/0! | #DIV/0! | #DIV/0! | #DIV/0! | #DIV/0! | #DIV/0! | #DIV/0! | #DIV/0! | #DIV/0! | #DIV/0! | 1215 | 0 | 0 | 0 | 0 | 0
4 | 30 | 2002 | 120 | 2 | 0 | 0 | #DIV/0! | #DIV/0! | #DIV/0! | #DIV/0! | #DIV/0! | #DIV/0! | #DIV/0! | #DIV/0! | #DIV/0! | #DIV/0! | #DIV/0! | #DIV/0! | #DIV/0! | #DIV/0! | #DIV/0! | #DIV/0! | #DIV/0! | #DIV/0! | #DIV/0! | #DIV/0! | 1216 | 0 | 0 | 0 | 0 | 0
5 | 1 | 2002 | 121 | 3 | 0 | 0 | #DIV/0! | #DIV/0! | #DIV/0! | #DIV/0! | #DIV/0! | #DIV/0! | #DIV/0! | #DIV/0! | #DIV/0! | #DIV/0! | #DIV/0! | #DIV/0! | #DIV/0! | #DIV/0! | #DIV/0! | #DIV/0! | #DIV/0! | #DIV/0! | #DIV/0! | #DIV/0! | 1217 | 0 | 0 | 0 | 0 | 0
5 | 2 | 2002 | 122 | 4 | 0.86667 | 0 | #DIV/0! | #DIV/0! | #DIV/0! | #DIV/0! | #DIV/0! | #DIV/0! | #DIV/0! | #DIV/0! | #DIV/0! | #DIV/0! | #DIV/0! | #DIV/0! | #DIV/0! | #DIV/0! | #DIV/0! | #DIV/0! | #DIV/0! | #DIV/0! | #DIV/0! | #DIV/0! | 1218 | 0 | 0 | 0 | 0 | 0
5 | 3 | 2002 | 123 | 5 | 0 | 0 | #DIV/0! | #DIV/0! | #DIV/0! | #DIV/0! | #DIV/0! | #DIV/0! | #DIV/0! | #DIV/0! | #DIV/0! | #DIV/0! | #DIV/0! | #DIV/0! | #DIV/0! | #DIV/0! | #DIV/0! | #DIV/0! | #DIV/0! | #DIV/0! | #DIV/0! | #DIV/0! | 1219 | 0 | 0 | 0 | 0 | 0
5 | 4 | 2002 | 124 | 6 | 0.11333 | 0 | #DIV/0! | #DIV/0! | #DIV/0! | #DIV/0! | #DIV/0! | #DIV/0! | #DIV/0! | #DIV/0! | #DIV/0! | #DIV/0! | #DIV/0! | #DIV/0! | #DIV/0! | #DIV/0! | #DIV/0! | #DIV/0! | #DIV/0! | #DIV/0! | #DIV/0! | #DIV/0! | 1220 | 0 | 0 | 0 | 0 | 0
5 | 5 | 2002 | 125 | 7 | 0 | 0 | #DIV/0! | #DIV/0! | #DIV/0! | #DIV/0! | #DIV/0! | #DIV/0! | #DIV/0! | #DIV/0! | #DIV/0! | #DIV/0! | #DIV/0! | #DIV/0! | #DIV/0! | #DIV/0! | #DIV/0! | #DIV/0! | #DIV/0! | #DIV/0! | #DIV/0! | #DIV/0! | 1221 | 0 | 0 | 0 | 0 | 0
5 | 6 | 2002 | 126 | 1 | 0.02 | 0 | #DIV/0! | #DIV/0! | #DIV/0! | #DIV/0! | #DIV/0! | #DIV/0! | #DIV/0! | #DIV/0! | #DIV/0! | #DIV/0! | #DIV/0! | #DIV/0! | #DIV/0! | #DIV/0! | #DIV/0! | #DIV/0! | #DIV/0! | #DIV/0! | #DIV/0! | #DIV/0! | 1222 | 0 | 0 | 0 | 0 | 0
5 | 7 | 2002 | 127 | 2 | 0.023333 | 0 | #DIV/0! | #DIV/0! | #DIV/0! | #DIV/0! | #DIV/0! | #DIV/0! | #DIV/0! | #DIV/0! | #DIV/0! | #DIV/0! | #DIV/0! | #DIV/0! | #DIV/0! | #DIV/0! | #DIV/0! | #DIV/0! | #DIV/0! | #DIV/0! | #DIV/0! | #DIV/0! | 1223 | 0 | 0 | 0 | 0 | 0
5 | 8 | 2002 | 128 | 3 | 0.02 | 0 | #DIV/0! | #DIV/0! | #DIV/0! | #DIV/0! | #DIV/0! | #DIV/0! | #DIV/0! | #DIV/0! | #DIV/0! | #DIV/0! | #DIV/0! | #DIV/0! | #DIV/0! | #DIV/0! | #DIV/0! | #DIV/0! | #DIV/0! | #DIV/0! | #DIV/0! | #DIV/0! | 1224 | 0 | 0 | 0 | 0 | 0
5 | 9 | 2002 | 129 | 4 | 0.033333 | 0 | #DIV/0! | #DIV/0! | #DIV/0! | #DIV/0! | #DIV/0! | #DIV/0! | #DIV/0! | #DIV/0! | #DIV/0! | #DIV/0! | #DIV/0! | #DIV/0! | #DIV/0! | #DIV/0! | #DIV/0! | #DIV/0! | #DIV/0! | #DIV/0! | #DIV/0! | #DIV/0! | 1225 | 0 | 0 | 0 | 0 | 0
5 | 10 | 2002 | 130 | 5 | 0 | 0 | #DIV/0! | #DIV/0! | #DIV/0! | #DIV/0! | #DIV/0! | #DIV/0! | #DIV/0! | #DIV/0! | #DIV/0! | #DIV/0! | #DIV/0! | #DIV/0! | #DIV/0! | #DIV/0! | #DIV/0! | #DIV/0! | #DIV/0! | #DIV/0! | #DIV/0! | #DIV/0! | 1226 | 0 | 0 | 0 | 0 | 0
5 | 11 | 2002 | 131 | 6 | 0 | 0 | #DIV/0! | #DIV/0! | #DIV/0! | #DIV/0! | #DIV/0! | #DIV/0! | #DIV/0! | #DIV/0! | #DIV/0! | #DIV/0! | #DIV/0! | #DIV/0! | #DIV/0! | #DIV/0! | #DIV/0! | #DIV/0! | #DIV/0! | #DIV/0! | #DIV/0! | #DIV/0! | 1227 | 0 | 0 | 0 | 0 | 0
5 | 12 | 2002 | 132 | 7 | 0.13667 | 0 | #DIV/0! | #DIV/0! | #DIV/0! | #DIV/0! | #DIV/0! | #DIV/0! | #DIV/0! | #DIV/0! | #DIV/0! | #DIV/0! | #DIV/0! | #DIV/0! | #DIV/0! | #DIV/0! | #DIV/0! | #DIV/0! | #DIV/0! | #DIV/0! | #DIV/0! | #DIV/0! | 1228 | 0 | 0 | 0 | 0 | 0
5 | 13 | 2002 | 133 | 1 | 0.03 | 0 | #DIV/0! | #DIV/0! | #DIV/0! | #DIV/0! | #DIV/0! | #DIV/0! | #DIV/0! | #DIV/0! | #DIV/0! | #DIV/0! | #DIV/0! | #DIV/0! | #DIV/0! | #DIV/0! | #DIV/0! | #DIV/0! | #DIV/0! | #DIV/0! | #DIV/0! | #DIV/0! | 1229 | 0 | 0 | 0 | 0 | 0
5 | 14 | 2002 | 134 | 2 | 0.0066667 | 0 | #DIV/0! | #DIV/0! | #DIV/0! | #DIV/0! | #DIV/0! | #DIV/0! | #DIV/0! | #DIV/0! | #DIV/0! | #DIV/0! | #DIV/0! | #DIV/0! | #DIV/0! | #DIV/0! | #DIV/0! | #DIV/0! | #DIV/0! | #DIV/0! | #DIV/0! | #DIV/0! | 1230 | 0 | 0 | 0 | 0 | 0
5 | 15 | 2002 | 135 | 3 | 0 | 0 | #DIV/0! | #DIV/0! | #DIV/0! | #DIV/0! | #DIV/0! | #DIV/0! | #DIV/0! | #DIV/0! | #DIV/0! | #DIV/0! | #DIV/0! | #DIV/0! | #DIV/0! | #DIV/0! | #DIV/0! | #DIV/0! | #DIV/0! | #DIV/0! | #DIV/0! | #DIV/0! | 1231 | 0 | 0 | 0 | 0 | 0
5 | 16 | 2002 | 136 | 4 | 0 | 0 | #DIV/0! | #DIV/0! | #DIV/0! | #DIV/0! | #DIV/0! | #DIV/0! | #DIV/0! | #DIV/0! | #DIV/0! | #DIV/0! | #DIV/0! | #DIV/0! | #DIV/0! | #DIV/0! | #DIV/0! | #DIV/0! | #DIV/0! | #DIV/0! | #DIV/0! | #DIV/0! | 1232 | 0 | 0 | 0 | 0 | 0
5 | 17 | 2002 | 137 | 5 | 0.3 | 0 | #DIV/0! | #DIV/0! | #DIV/0! | #DIV/0! | #DIV/0! | #DIV/0! | #DIV/0! | #DIV/0! | #DIV/0! | #DIV/0! | #DIV/0! | #DIV/0! | #DIV/0! | #DIV/0! | #DIV/0! | #DIV/0! | #DIV/0! | #DIV/0! | #DIV/0! | #DIV/0! | 1233 | 0 | 0 | 0 | 0 | 0
5 | 18 | 2002 | 138 | 6 | 0.64 | 0 | #DIV/0! | #DIV/0! | #DIV/0! | #DIV/0! | #DIV/0! | #DIV/0! | #DIV/0! | #DIV/0! | #DIV/0! | #DIV/0! | #DIV/0! | #DIV/0! | #DIV/0! | #DIV/0! | #DIV/0! | #DIV/0! | #DIV/0! | #DIV/0! | #DIV/0! | #DIV/0! | 1234 | 0 | 0 | 0 | 0 | 0
5 | 19 | 2002 | 139 | 7 | 0 | 0 | #DIV/0! | #DIV/0! | #DIV/0! | #DIV/0! | #DIV/0! | #DIV/0! | #DIV/0! | #DIV/0! | #DIV/0! | #DIV/0! | #DIV/0! | #DIV/0! | #DIV/0! | #DIV/0! | #DIV/0! | #DIV/0! | #DIV/0! | #DIV/0! | #DIV/0! | #DIV/0! | 1235 | 0 | 0 | 0 | 0 | 0
5 | 20 | 2002 | 140 | 1 | 0 | 0 | #DIV/0! | #DIV/0! | #DIV/0! | #DIV/0! | #DIV/0! | #DIV/0! | #DIV/0! | #DIV/0! | #DIV/0! | #DIV/0! | #DIV/0! | #DIV/0! | #DIV/0! | #DIV/0! | #DIV/0! | #DIV/0! | #DIV/0! | #DIV/0! | #DIV/0! | #DIV/0! | 1236 | 0 | 0 | 0 | 0 | 0
5 | 21 | 2002 | 141 | 2 | 0 | 0 | #DIV/0! | #DIV/0! | #DIV/0! | #DIV/0! | #DIV/0! | #DIV/0! | #DIV/0! | #DIV/0! | #DIV/0! | #DIV/0! | #DIV/0! | #DIV/0! | #DIV/0! | #DIV/0! | #DIV/0! | #DIV/0! | #DIV/0! | #DIV/0! | #DIV/0! | #DIV/0! | 1237 | 0 | 0 | 0 | 0 | 0
5 | 22 | 2002 | 142 | 3 | 0 | 0 | #DIV/0! | #DIV/0! | #DIV/0! | #DIV/0! | #DIV/0! | #DIV/0! | #DIV/0! | #DIV/0! | #DIV/0! | #DIV/0! | #DIV/0! | #DIV/0! | #DIV/0! | #DIV/0! | #DIV/0! | #DIV/0! | #DIV/0! | #DIV/0! | #DIV/0! | #DIV/0! | 1238 | 0 | 0 | 0 | 0 | 0
5 | 23 | 2002 | 143 | 4 | 0 | 0 | #DIV/0! | #DIV/0! | #DIV/0! | #DIV/0! | #DIV/0! | #DIV/0! | #DIV/0! | #DIV/0! | #DIV/0! | #DIV/0! | #DIV/0! | #DIV/0! | #DIV/0! | #DIV/0! | #DIV/0! | #DIV/0! | #DIV/0! | #DIV/0! | #DIV/0! | #DIV/0! | 1239 | 0 | 0 | 0 | 0 | 0
5 | 24 | 2002 | 144 | 5 | 0.013333 | 0 | #DIV/0! | #DIV/0! | #DIV/0! | #DIV/0! | #DIV/0! | #DIV/0! | #DIV/0! | #DIV/0! | #DIV/0! | #DIV/0! | #DIV/0! | #DIV/0! | #DIV/0! | #DIV/0! | #DIV/0! | #DIV/0! | #DIV/0! | #DIV/0! | #DIV/0! | #DIV/0! | 1240 | 0 | 0 | 0 | 0 | 0
5 | 25 | 2002 | 145 | 6 | 0 | 0 | #DIV/0! | #DIV/0! | #DIV/0! | #DIV/0! | #DIV/0! | #DIV/0! | #DIV/0! | #DIV/0! | #DIV/0! | #DIV/0! | #DIV/0! | #DIV/0! | #DIV/0! | #DIV/0! | #DIV/0! | #DIV/0! | #DIV/0! | #DIV/0! | #DIV/0! | #DIV/0! | 1241 | 0 | 0 | 0 | 0 | 0
5 | 26 | 2002 | 146 | 7 | 0.53 | 0 | #DIV/0! | #DIV/0! | #DIV/0! | #DIV/0! | #DIV/0! | #DIV/0! | #DIV/0! | #DIV/0! | #DIV/0! | #DIV/0! | #DIV/0! | #DIV/0! | #DIV/0! | #DIV/0! | #DIV/0! | #DIV/0! | #DIV/0! | #DIV/0! | #DIV/0! | #DIV/0! | 1242 | 0 | 0 | 0 | 0 | 0
5 | 27 | 2002 | 147 | 1 | 0.55 | 0 | #DIV/0! | #DIV/0! | #DIV/0! | #DIV/0! | #DIV/0! | #DIV/0! | #DIV/0! | #DIV/0! | #DIV/0! | #DIV/0! | #DIV/0! | #DIV/0! | #DIV/0! | #DIV/0! | #DIV/0! | #DIV/0! | #DIV/0! | #DIV/0! | #DIV/0! | #DIV/0! | 1243 | 0 | 0 | 0 | 0 | 0
5 | 28 | 2002 | 148 | 2 | 0 | 0 | #DIV/0! | #DIV/0! | #DIV/0! | #DIV/0! | #DIV/0! | #DIV/0! | #DIV/0! | #DIV/0! | #DIV/0! | #DIV/0! | #DIV/0! | #DIV/0! | #DIV/0! | #DIV/0! | #DIV/0! | #DIV/0! | #DIV/0! | #DIV/0! | #DIV/0! | #DIV/0! | 1244 | 0 | 0 | 0 | 0 | 0
5 | 29 | 2002 | 149 | 3 | 0 | 0 | #DIV/0! | #DIV/0! | #DIV/0! | #DIV/0! | #DIV/0! | #DIV/0! | #DIV/0! | #DIV/0! | #DIV/0! | #DIV/0! | #DIV/0! | #DIV/0! | #DIV/0! | #DIV/0! | #DIV/0! | #DIV/0! | #DIV/0! | #DIV/0! | #DIV/0! | #DIV/0! | 1245 | 0 | 0 | 0 | 0 | 0
5 | 30 | 2002 | 150 | 4 | 0 | 0 | #DIV/0! | #DIV/0! | #DIV/0! | #DIV/0! | #DIV/0! | #DIV/0! | #DIV/0! | #DIV/0! | #DIV/0! | #DIV/0! | #DIV/0! | #DIV/0! | #DIV/0! | #DIV/0! | #DIV/0! | #DIV/0! | #DIV/0! | #DIV/0! | #DIV/0! | #DIV/0! | 1246 | 0 | 0 | 0 | 0 | 0
5 | 31 | 2002 | 151 | 5 | 0.013333 | 0 | #DIV/0! | #DIV/0! | #DIV/0! | #DIV/0! | #DIV/0! | #DIV/0! | #DIV/0! | #DIV/0! | #DIV/0! | #DIV/0! | #DIV/0! | #DIV/0! | #DIV/0! | #DIV/0! | #DIV/0! | #DIV/0! | #DIV/0! | #DIV/0! | #DIV/0! | #DIV/0! | 1247 | 0 | 0 | 0 | 0 | 0
6 | 1 | 2002 | 152 | 6 | 0 | 0 | #DIV/0! | #DIV/0! | #DIV/0! | #DIV/0! | #DIV/0! | #DIV/0! | #DIV/0! | #DIV/0! | #DIV/0! | #DIV/0! | #DIV/0! | #DIV/0! | #DIV/0! | #DIV/0! | #DIV/0! | #DIV/0! | #DIV/0! | #DIV/0! | #DIV/0! | #DIV/0! | 1248 | 0 | 0 | 0 | 0 | 0
6 | 2 | 2002 | 153 | 7 | 0 | 0 | #DIV/0! | #DIV/0! | #DIV/0! | #DIV/0! | #DIV/0! | #DIV/0! | #DIV/0! | #DIV/0! | #DIV/0! | #DIV/0! | #DIV/0! | #DIV/0! | #DIV/0! | #DIV/0! | #DIV/0! | #DIV/0! | #DIV/0! | #DIV/0! | #DIV/0! | #DIV/0! | 1249 | 0 | 0 | 0 | 0 | 0
6 | 3 | 2002 | 154 | 1 | 0 | 0 | #DIV/0! | #DIV/0! | #DIV/0! | #DIV/0! | #DIV/0! | #DIV/0! | #DIV/0! | #DIV/0! | #DIV/0! | #DIV/0! | #DIV/0! | #DIV/0! | #DIV/0! | #DIV/0! | #DIV/0! | #DIV/0! | #DIV/0! | #DIV/0! | #DIV/0! | #DIV/0! | 1250 | 0 | 0 | 0 | 0 | 0
6 | 4 | 2002 | 155 | 2 | 0.0066667 | 0 | #DIV/0! | #DIV/0! | #DIV/0! | #DIV/0! | #DIV/0! | #DIV/0! | #DIV/0! | #DIV/0! | #DIV/0! | #DIV/0! | #DIV/0! | #DIV/0! | #DIV/0! | #DIV/0! | #DIV/0! | #DIV/0! | #DIV/0! | #DIV/0! | #DIV/0! | #DIV/0! | 1251 | 0 | 0 | 0 | 0 | 0
6 | 5 | 2002 | 156 | 3 | 0.46667 | 0 | #DIV/0! | #DIV/0! | #DIV/0! | #DIV/0! | #DIV/0! | #DIV/0! | #DIV/0! | #DIV/0! | #DIV/0! | #DIV/0! | #DIV/0! | #DIV/0! | #DIV/0! | #DIV/0! | #DIV/0! | #DIV/0! | #DIV/0! | #DIV/0! | #DIV/0! | #DIV/0! | 1252 | 0 | 0 | 0 | 0 | 0
6 | 6 | 2002 | 157 | 4 | 0.53333 | 0 | #DIV/0! | #DIV/0! | #DIV/0! | #DIV/0! | #DIV/0! | #DIV/0! | #DIV/0! | #DIV/0! | #DIV/0! | #DIV/0! | #DIV/0! | #DIV/0! | #DIV/0! | #DIV/0! | #DIV/0! | #DIV/0! | #DIV/0! | #DIV/0! | #DIV/0! | #DIV/0! | 1253 | 0 | 0 | 0 | 0 | 0
6 | 7 | 2002 | 158 | 5 | 0 | 0 | #DIV/0! | #DIV/0! | #DIV/0! | #DIV/0! | #DIV/0! | #DIV/0! | #DIV/0! | #DIV/0! | #DIV/0! | #DIV/0! | #DIV/0! | #DIV/0! | #DIV/0! | #DIV/0! | #DIV/0! | #DIV/0! | #DIV/0! | #DIV/0! | #DIV/0! | #DIV/0! | 1254 | 0 | 0 | 0 | 0 | 0
6 | 8 | 2002 | 159 | 6 | 0 | 0 | #DIV/0! | #DIV/0! | #DIV/0! | #DIV/0! | #DIV/0! | #DIV/0! | #DIV/0! | #DIV/0! | #DIV/0! | #DIV/0! | #DIV/0! | #DIV/0! | #DIV/0! | #DIV/0! | #DIV/0! | #DIV/0! | #DIV/0! | #DIV/0! | #DIV/0! | #DIV/0! | 1255 | 0 | 0 | 0 | 0 | 0
6 | 9 | 2002 | 160 | 7 | 0 | 0 | #DIV/0! | #DIV/0! | #DIV/0! | #DIV/0! | #DIV/0! | #DIV/0! | #DIV/0! | #DIV/0! | #DIV/0! | #DIV/0! | #DIV/0! | #DIV/0! | #DIV/0! | #DIV/0! | #DIV/0! | #DIV/0! | #DIV/0! | #DIV/0! | #DIV/0! | #DIV/0! | 1256 | 0 | 0 | 0 | 0 | 0
6 | 10 | 2002 | 161 | 1 | 0 | 0 | #DIV/0! | #DIV/0! | #DIV/0! | #DIV/0! | #DIV/0! | #DIV/0! | #DIV/0! | #DIV/0! | #DIV/0! | #DIV/0! | #DIV/0! | #DIV/0! | #DIV/0! | #DIV/0! | #DIV/0! | #DIV/0! | #DIV/0! | #DIV/0! | #DIV/0! | #DIV/0! | 1257 | 0 | 0 | 0 | 0 | 0
6 | 11 | 2002 | 162 | 2 | 0 | 0 | #DIV/0! | #DIV/0! | #DIV/0! | #DIV/0! | #DIV/0! | #DIV/0! | #DIV/0! | #DIV/0! | #DIV/0! | #DIV/0! | #DIV/0! | #DIV/0! | #DIV/0! | #DIV/0! | #DIV/0! | #DIV/0! | #DIV/0! | #DIV/0! | #DIV/0! | #DIV/0! | 1258 | 0 | 0 | 0 | 0 | 0
6 | 12 | 2002 | 163 | 3 | 0 | 0 | #DIV/0! | #DIV/0! | #DIV/0! | #DIV/0! | #DIV/0! | #DIV/0! | #DIV/0! | #DIV/0! | #DIV/0! | #DIV/0! | #DIV/0! | #DIV/0! | #DIV/0! | #DIV/0! | #DIV/0! | #DIV/0! | #DIV/0! | #DIV/0! | #DIV/0! | #DIV/0! | 1259 | 0 | 0 | 0 | 0 | 0
6 | 13 | 2002 | 164 | 4 | 1.06 | 0 | #DIV/0! | #DIV/0! | #DIV/0! | #DIV/0! | #DIV/0! | #DIV/0! | #DIV/0! | #DIV/0! | #DIV/0! | #DIV/0! | #DIV/0! | #DIV/0! | #DIV/0! | #DIV/0! | #DIV/0! | #DIV/0! | #DIV/0! | #DIV/0! | #DIV/0! | #DIV/0! | 1260 | 0 | 0 | 0 | 0 | 0
6 | 14 | 2002 | 165 | 5 | 0.16333 | 0 | #DIV/0! | #DIV/0! | #DIV/0! | #DIV/0! | #DIV/0! | #DIV/0! | #DIV/0! | #DIV/0! | #DIV/0! | #DIV/0! | #DIV/0! | #DIV/0! | #DIV/0! | #DIV/0! | #DIV/0! | #DIV/0! | #DIV/0! | #DIV/0! | #DIV/0! | #DIV/0! | 1261 | 0 | 0 | 0 | 0 | 0
6 | 15 | 2002 | 166 | 6 | 0.24667 | 0 | #DIV/0! | #DIV/0! | #DIV/0! | #DIV/0! | #DIV/0! | #DIV/0! | #DIV/0! | #DIV/0! | #DIV/0! | #DIV/0! | #DIV/0! | #DIV/0! | #DIV/0! | #DIV/0! | #DIV/0! | #DIV/0! | #DIV/0! | #DIV/0! | #DIV/0! | #DIV/0! | 1262 | 0 | 0 | 0 | 0 | 0
6 | 16 | 2002 | 167 | 7 | 0 | 0 | #DIV/0! | #DIV/0! | #DIV/0! | #DIV/0! | #DIV/0! | #DIV/0! | #DIV/0! | #DIV/0! | #DIV/0! | #DIV/0! | #DIV/0! | #DIV/0! | #DIV/0! | #DIV/0! | #DIV/0! | #DIV/0! | #DIV/0! | #DIV/0! | #DIV/0! | #DIV/0! | 1263 | 0 | 0 | 0 | 0 | 0
6 | 17 | 2002 | 168 | 1 | 0 | 0 | #DIV/0! | #DIV/0! | #DIV/0! | #DIV/0! | #DIV/0! | #DIV/0! | #DIV/0! | #DIV/0! | #DIV/0! | #DIV/0! | #DIV/0! | #DIV/0! | #DIV/0! | #DIV/0! | #DIV/0! | #DIV/0! | #DIV/0! | #DIV/0! | #DIV/0! | #DIV/0! | 1264 | 0 | 0 | 0 | 0 | 0
6 | 18 | 2002 | 169 | 2 | 0.17667 | 0 | #DIV/0! | #DIV/0! | #DIV/0! | #DIV/0! | #DIV/0! | #DIV/0! | #DIV/0! | #DIV/0! | #DIV/0! | #DIV/0! | #DIV/0! | #DIV/0! | #DIV/0! | #DIV/0! | #DIV/0! | #DIV/0! | #DIV/0! | #DIV/0! | #DIV/0! | #DIV/0! | 1265 | 0 | 0 | 0 | 0 | 0
6 | 19 | 2002 | 170 | 3 | 0.37667 | 0 | #DIV/0! | #DIV/0! | #DIV/0! | #DIV/0! | #DIV/0! | #DIV/0! | #DIV/0! | #DIV/0! | #DIV/0! | #DIV/0! | #DIV/0! | #DIV/0! | #DIV/0! | #DIV/0! | #DIV/0! | #DIV/0! | #DIV/0! | #DIV/0! | #DIV/0! | #DIV/0! | 1266 | 0 | 0 | 0 | 0 | 0
6 | 20 | 2002 | 171 | 4 | 0 | 0 | #DIV/0! | #DIV/0! | #DIV/0! | #DIV/0! | #DIV/0! | #DIV/0! | #DIV/0! | #DIV/0! | #DIV/0! | #DIV/0! | #DIV/0! | #DIV/0! | #DIV/0! | #DIV/0! | #DIV/0! | #DIV/0! | #DIV/0! | #DIV/0! | #DIV/0! | #DIV/0! | 1267 | 0 | 0 | 0 | 0 | 0
6 | 21 | 2002 | 172 | 5 | 0 | 0 | #DIV/0! | #DIV/0! | #DIV/0! | #DIV/0! | #DIV/0! | #DIV/0! | #DIV/0! | #DIV/0! | #DIV/0! | #DIV/0! | #DIV/0! | #DIV/0! | #DIV/0! | #DIV/0! | #DIV/0! | #DIV/0! | #DIV/0! | #DIV/0! | #DIV/0! | #DIV/0! | 1268 | 0 | 0 | 0 | 0 | 0
6 | 22 | 2002 | 173 | 6 | 0 | 0 | #DIV/0! | #DIV/0! | #DIV/0! | #DIV/0! | #DIV/0! | #DIV/0! | #DIV/0! | #DIV/0! | #DIV/0! | #DIV/0! | #DIV/0! | #DIV/0! | #DIV/0! | #DIV/0! | #DIV/0! | #DIV/0! | #DIV/0! | #DIV/0! | #DIV/0! | #DIV/0! | 1269 | 0 | 0 | 0 | 0 | 0
6 | 23 | 2002 | 174 | 7 | 0 | 0 | #DIV/0! | #DIV/0! | #DIV/0! | #DIV/0! | #DIV/0! | #DIV/0! | #DIV/0! | #DIV/0! | #DIV/0! | #DIV/0! | #DIV/0! | #DIV/0! | #DIV/0! | #DIV/0! | #DIV/0! | #DIV/0! | #DIV/0! | #DIV/0! | #DIV/0! | #DIV/0! | 1270 | 0 | 0 | 0 | 0 | 0
6 | 24 | 2002 | 175 | 1 | 0 | 0 | #DIV/0! | #DIV/0! | #DIV/0! | #DIV/0! | #DIV/0! | #DIV/0! | #DIV/0! | #DIV/0! | #DIV/0! | #DIV/0! | #DIV/0! | #DIV/0! | #DIV/0! | #DIV/0! | #DIV/0! | #DIV/0! | #DIV/0! | #DIV/0! | #DIV/0! | #DIV/0! | 1271 | 0 | 0 | 0 | 0 | 0
6 | 25 | 2002 | 176 | 2 | 0 | 0 | #DIV/0! | #DIV/0! | #DIV/0! | #DIV/0! | #DIV/0! | #DIV/0! | #DIV/0! | #DIV/0! | #DIV/0! | #DIV/0! | #DIV/0! | #DIV/0! | #DIV/0! | #DIV/0! | #DIV/0! | #DIV/0! | #DIV/0! | #DIV/0! | #DIV/0! | #DIV/0! | 1272 | 0 | 0 | 0 | 0 | 0
6 | 26 | 2002 | 177 | 3 | 0.036667 | 0 | #DIV/0! | #DIV/0! | #DIV/0! | #DIV/0! | #DIV/0! | #DIV/0! | #DIV/0! | #DIV/0! | #DIV/0! | #DIV/0! | #DIV/0! | #DIV/0! | #DIV/0! | #DIV/0! | #DIV/0! | #DIV/0! | #DIV/0! | #DIV/0! | #DIV/0! | #DIV/0! | 1273 | 0 | 0 | 0 | 0 | 0
6 | 27 | 2002 | 178 | 4 | 0.11 | 0 | #DIV/0! | #DIV/0! | #DIV/0! | #DIV/0! | #DIV/0! | #DIV/0! | #DIV/0! | #DIV/0! | #DIV/0! | #DIV/0! | #DIV/0! | #DIV/0! | #DIV/0! | #DIV/0! | #DIV/0! | #DIV/0! | #DIV/0! | #DIV/0! | #DIV/0! | #DIV/0! | 1274 | 0 | 0 | 0 | 0 | 0
6 | 28 | 2002 | 179 | 5 | 0.093333 | 0 | #DIV/0! | #DIV/0! | #DIV/0! | #DIV/0! | #DIV/0! | #DIV/0! | #DIV/0! | #DIV/0! | #DIV/0! | #DIV/0! | #DIV/0! | #DIV/0! | #DIV/0! | #DIV/0! | #DIV/0! | #DIV/0! | #DIV/0! | #DIV/0! | #DIV/0! | #DIV/0! | 1275 | 0 | 0 | 0 | 0 | 0
6 | 29 | 2002 | 180 | 6 | 0 | 0 | #DIV/0! | #DIV/0! | #DIV/0! | #DIV/0! | #DIV/0! | #DIV/0! | #DIV/0! | #DIV/0! | #DIV/0! | #DIV/0! | #DIV/0! | #DIV/0! | #DIV/0! | #DIV/0! | #DIV/0! | #DIV/0! | #DIV/0! | #DIV/0! | #DIV/0! | #DIV/0! | 1276 | 0 | 0 | 0 | 0 | 0
6 | 30 | 2002 | 181 | 7 | 0 | 0 | #DIV/0! | #DIV/0! | #DIV/0! | #DIV/0! | #DIV/0! | #DIV/0! | #DIV/0! | #DIV/0! | #DIV/0! | #DIV/0! | #DIV/0! | #DIV/0! | #DIV/0! | #DIV/0! | #DIV/0! | #DIV/0! | #DIV/0! | #DIV/0! | #DIV/0! | #DIV/0! | 1277 | 0 | 0 | 0 | 0 | 0
7 | 1 | 2002 | 182 | 1 | 0 | 0 | #DIV/0! | #DIV/0! | #DIV/0! | #DIV/0! | #DIV/0! | #DIV/0! | #DIV/0! | #DIV/0! | #DIV/0! | #DIV/0! | #DIV/0! | #DIV/0! | #DIV/0! | #DIV/0! | #DIV/0! | #DIV/0! | #DIV/0! | #DIV/0! | #DIV/0! | #DIV/0! | 1278 | 0 | 0 | 0 | 0 | 0
7 | 2 | 2002 | 183 | 2 | 0 | 0 | #DIV/0! | #DIV/0! | #DIV/0! | #DIV/0! | #DIV/0! | #DIV/0! | #DIV/0! | #DIV/0! | #DIV/0! | #DIV/0! | #DIV/0! | #DIV/0! | #DIV/0! | #DIV/0! | #DIV/0! | #DIV/0! | #DIV/0! | #DIV/0! | #DIV/0! | #DIV/0! | 1279 | 0 | 0 | 0 | 0 | 0
7 | 3 | 2002 | 184 | 3 | 0 | 0 | #DIV/0! | #DIV/0! | #DIV/0! | #DIV/0! | #DIV/0! | #DIV/0! | #DIV/0! | #DIV/0! | #DIV/0! | #DIV/0! | #DIV/0! | #DIV/0! | #DIV/0! | #DIV/0! | #DIV/0! | #DIV/0! | #DIV/0! | #DIV/0! | #DIV/0! | #DIV/0! | 1280 | 0 | 0 | 0 | 0 | 0
7 | 4 | 2002 | 185 | 4 | 0 | 0 | #DIV/0! | #DIV/0! | #DIV/0! | #DIV/0! | #DIV/0! | #DIV/0! | #DIV/0! | #DIV/0! | #DIV/0! | #DIV/0! | #DIV/0! | #DIV/0! | #DIV/0! | #DIV/0! | #DIV/0! | #DIV/0! | #DIV/0! | #DIV/0! | #DIV/0! | #DIV/0! | 1281 | 0 | 0 | 0 | 0 | 0
7 | 5 | 2002 | 186 | 5 | 0 | 0 | #DIV/0! | #DIV/0! | #DIV/0! | #DIV/0! | #DIV/0! | #DIV/0! | #DIV/0! | #DIV/0! | #DIV/0! | #DIV/0! | #DIV/0! | #DIV/0! | #DIV/0! | #DIV/0! | #DIV/0! | #DIV/0! | #DIV/0! | #DIV/0! | #DIV/0! | #DIV/0! | 1282 | 0 | 0 | 0 | 0 | 0
7 | 6 | 2002 | 187 | 6 | 0 | 0 | #DIV/0! | #DIV/0! | #DIV/0! | #DIV/0! | #DIV/0! | #DIV/0! | #DIV/0! | #DIV/0! | #DIV/0! | #DIV/0! | #DIV/0! | #DIV/0! | #DIV/0! | #DIV/0! | #DIV/0! | #DIV/0! | #DIV/0! | #DIV/0! | #DIV/0! | #DIV/0! | 1283 | 0 | 0 | 0 | 0 | 0
7 | 7 | 2002 | 188 | 7 | 0 | 0 | #DIV/0! | #DIV/0! | #DIV/0! | #DIV/0! | #DIV/0! | #DIV/0! | #DIV/0! | #DIV/0! | #DIV/0! | #DIV/0! | #DIV/0! | #DIV/0! | #DIV/0! | #DIV/0! | #DIV/0! | #DIV/0! | #DIV/0! | #DIV/0! | #DIV/0! | #DIV/0! | 1284 | 0 | 0 | 0 | 0 | 0
7 | 8 | 2002 | 189 | 1 | 0 | 0 | #DIV/0! | #DIV/0! | #DIV/0! | #DIV/0! | #DIV/0! | #DIV/0! | #DIV/0! | #DIV/0! | #DIV/0! | #DIV/0! | #DIV/0! | #DIV/0! | #DIV/0! | #DIV/0! | #DIV/0! | #DIV/0! | #DIV/0! | #DIV/0! | #DIV/0! | #DIV/0! | 1285 | 0 | 0 | 0 | 0 | 0
7 | 9 | 2002 | 190 | 2 | 0.27 | 0 | #DIV/0! | #DIV/0! | #DIV/0! | #DIV/0! | #DIV/0! | #DIV/0! | #DIV/0! | #DIV/0! | #DIV/0! | #DIV/0! | #DIV/0! | #DIV/0! | #DIV/0! | #DIV/0! | #DIV/0! | #DIV/0! | #DIV/0! | #DIV/0! | #DIV/0! | #DIV/0! | 1286 | 0 | 0 | 0 | 0 | 0
7 | 10 | 2002 | 191 | 3 | 0.023333 | 0 | #DIV/0! | #DIV/0! | #DIV/0! | #DIV/0! | #DIV/0! | #DIV/0! | #DIV/0! | #DIV/0! | #DIV/0! | #DIV/0! | #DIV/0! | #DIV/0! | #DIV/0! | #DIV/0! | #DIV/0! | #DIV/0! | #DIV/0! | #DIV/0! | #DIV/0! | #DIV/0! | 1287 | 0 | 0 | 0 | 0 | 0
7 | 11 | 2002 | 192 | 4 | 0 | 0 | #DIV/0! | #DIV/0! | #DIV/0! | #DIV/0! | #DIV/0! | #DIV/0! | #DIV/0! | #DIV/0! | #DIV/0! | #DIV/0! | #DIV/0! | #DIV/0! | #DIV/0! | #DIV/0! | #DIV/0! | #DIV/0! | #DIV/0! | #DIV/0! | #DIV/0! | #DIV/0! | 1288 | 0 | 0 | 0 | 0 | 0
7 | 12 | 2002 | 193 | 5 | 0 | 0 | #DIV/0! | #DIV/0! | #DIV/0! | #DIV/0! | #DIV/0! | #DIV/0! | #DIV/0! | #DIV/0! | #DIV/0! | #DIV/0! | #DIV/0! | #DIV/0! | #DIV/0! | #DIV/0! | #DIV/0! | #DIV/0! | #DIV/0! | #DIV/0! | #DIV/0! | #DIV/0! | 1289 | 0 | 0 | 0 | 0 | 0
7 | 13 | 2002 | 194 | 6 | 0.0066667 | 0 | #DIV/0! | #DIV/0! | #DIV/0! | #DIV/0! | #DIV/0! | #DIV/0! | #DIV/0! | #DIV/0! | #DIV/0! | #DIV/0! | #DIV/0! | #DIV/0! | #DIV/0! | #DIV/0! | #DIV/0! | #DIV/0! | #DIV/0! | #DIV/0! | #DIV/0! | #DIV/0! | 1290 | 0 | 0 | 0 | 0 | 0
7 | 14 | 2002 | 195 | 7 | 1.23 | 0 | #DIV/0! | #DIV/0! | #DIV/0! | #DIV/0! | #DIV/0! | #DIV/0! | #DIV/0! | #DIV/0! | #DIV/0! | #DIV/0! | #DIV/0! | #DIV/0! | #DIV/0! | #DIV/0! | #DIV/0! | #DIV/0! | #DIV/0! | #DIV/0! | #DIV/0! | #DIV/0! | 1291 | 0 | 0 | 0 | 0 | 0
7 | 15 | 2002 | 196 | 1 | 0 | 0 | #DIV/0! | #DIV/0! | #DIV/0! | #DIV/0! | #DIV/0! | #DIV/0! | #DIV/0! | #DIV/0! | #DIV/0! | #DIV/0! | #DIV/0! | #DIV/0! | #DIV/0! | #DIV/0! | #DIV/0! | #DIV/0! | #DIV/0! | #DIV/0! | #DIV/0! | #DIV/0! | 1292 | 0 | 0 | 0 | 0 | 0
7 | 16 | 2002 | 197 | 2 | 0 | 0 | #DIV/0! | #DIV/0! | #DIV/0! | #DIV/0! | #DIV/0! | #DIV/0! | #DIV/0! | #DIV/0! | #DIV/0! | #DIV/0! | #DIV/0! | #DIV/0! | #DIV/0! | #DIV/0! | #DIV/0! | #DIV/0! | #DIV/0! | #DIV/0! | #DIV/0! | #DIV/0! | 1293 | 0 | 0 | 0 | 0 | 0
7 | 17 | 2002 | 198 | 3 | 0 | 0 | #DIV/0! | #DIV/0! | #DIV/0! | #DIV/0! | #DIV/0! | #DIV/0! | #DIV/0! | #DIV/0! | #DIV/0! | #DIV/0! | #DIV/0! | #DIV/0! | #DIV/0! | #DIV/0! | #DIV/0! | #DIV/0! | #DIV/0! | #DIV/0! | #DIV/0! | #DIV/0! | 1294 | 0 | 0 | 0 | 0 | 0
7 | 18 | 2002 | 199 | 4 | 0 | 0 | #DIV/0! | #DIV/0! | #DIV/0! | #DIV/0! | #DIV/0! | #DIV/0! | #DIV/0! | #DIV/0! | #DIV/0! | #DIV/0! | #DIV/0! | #DIV/0! | #DIV/0! | #DIV/0! | #DIV/0! | #DIV/0! | #DIV/0! | #DIV/0! | #DIV/0! | #DIV/0! | 1295 | 0 | 0 | 0 | 0 | 0
7 | 19 | 2002 | 200 | 5 | 0 | 0 | #DIV/0! | #DIV/0! | #DIV/0! | #DIV/0! | #DIV/0! | #DIV/0! | #DIV/0! | #DIV/0! | #DIV/0! | #DIV/0! | #DIV/0! | #DIV/0! | #DIV/0! | #DIV/0! | #DIV/0! | #DIV/0! | #DIV/0! | #DIV/0! | #DIV/0! | #DIV/0! | 1296 | 0 | 0 | 0 | 0 | 0
7 | 20 | 2002 | 201 | 6 | 0 | 0 | #DIV/0! | #DIV/0! | #DIV/0! | #DIV/0! | #DIV/0! | #DIV/0! | #DIV/0! | #DIV/0! | #DIV/0! | #DIV/0! | #DIV/0! | #DIV/0! | #DIV/0! | #DIV/0! | #DIV/0! | #DIV/0! | #DIV/0! | #DIV/0! | #DIV/0! | #DIV/0! | 1297 | 0 | 0 | 0 | 0 | 0
7 | 21 | 2002 | 202 | 7 | 0 | 0 | #DIV/0! | #DIV/0! | #DIV/0! | #DIV/0! | #DIV/0! | #DIV/0! | #DIV/0! | #DIV/0! | #DIV/0! | #DIV/0! | #DIV/0! | #DIV/0! | #DIV/0! | #DIV/0! | #DIV/0! | #DIV/0! | #DIV/0! | #DIV/0! | #DIV/0! | #DIV/0! | 1298 | 0 | 0 | 0 | 0 | 0
7 | 22 | 2002 | 203 | 1 | 0 | 0 | #DIV/0! | #DIV/0! | #DIV/0! | #DIV/0! | #DIV/0! | #DIV/0! | #DIV/0! | #DIV/0! | #DIV/0! | #DIV/0! | #DIV/0! | #DIV/0! | #DIV/0! | #DIV/0! | #DIV/0! | #DIV/0! | #DIV/0! | #DIV/0! | #DIV/0! | #DIV/0! | 1299 | 0 | 0 | 0 | 0 | 0
7 | 23 | 2002 | 204 | 2 | 0.28667 | 0 | #DIV/0! | #DIV/0! | #DIV/0! | #DIV/0! | #DIV/0! | #DIV/0! | #DIV/0! | #DIV/0! | #DIV/0! | #DIV/0! | #DIV/0! | #DIV/0! | #DIV/0! | #DIV/0! | #DIV/0! | #DIV/0! | #DIV/0! | #DIV/0! | #DIV/0! | #DIV/0! | 1300 | 0 | 0 | 0 | 0 | 0
7 | 24 | 2002 | 205 | 3 | 0.033333 | 0 | #DIV/0! | #DIV/0! | #DIV/0! | #DIV/0! | #DIV/0! | #DIV/0! | #DIV/0! | #DIV/0! | #DIV/0! | #DIV/0! | #DIV/0! | #DIV/0! | #DIV/0! | #DIV/0! | #DIV/0! | #DIV/0! | #DIV/0! | #DIV/0! | #DIV/0! | #DIV/0! | 1301 | 0 | 0 | 0 | 0 | 0
7 | 25 | 2002 | 206 | 4 | 0.0033333 | 0 | #DIV/0! | #DIV/0! | #DIV/0! | #DIV/0! | #DIV/0! | #DIV/0! | #DIV/0! | #DIV/0! | #DIV/0! | #DIV/0! | #DIV/0! | #DIV/0! | #DIV/0! | #DIV/0! | #DIV/0! | #DIV/0! | #DIV/0! | #DIV/0! | #DIV/0! | #DIV/0! | 1302 | 0 | 0 | 0 | 0 | 0
7 | 26 | 2002 | 207 | 5 | 0.45 | 0 | #DIV/0! | #DIV/0! | #DIV/0! | #DIV/0! | #DIV/0! | #DIV/0! | #DIV/0! | #DIV/0! | #DIV/0! | #DIV/0! | #DIV/0! | #DIV/0! | #DIV/0! | #DIV/0! | #DIV/0! | #DIV/0! | #DIV/0! | #DIV/0! | #DIV/0! | #DIV/0! | 1303 | 0 | 0 | 0 | 0 | 0
7 | 27 | 2002 | 208 | 6 | 0.063333 | 0 | #DIV/0! | #DIV/0! | #DIV/0! | #DIV/0! | #DIV/0! | #DIV/0! | #DIV/0! | #DIV/0! | #DIV/0! | #DIV/0! | #DIV/0! | #DIV/0! | #DIV/0! | #DIV/0! | #DIV/0! | #DIV/0! | #DIV/0! | #DIV/0! | #DIV/0! | #DIV/0! | 1304 | 0 | 0 | 0 | 0 | 0
7 | 28 | 2002 | 209 | 7 | 0 | 0 | #DIV/0! | #DIV/0! | #DIV/0! | #DIV/0! | #DIV/0! | #DIV/0! | #DIV/0! | #DIV/0! | #DIV/0! | #DIV/0! | #DIV/0! | #DIV/0! | #DIV/0! | #DIV/0! | #DIV/0! | #DIV/0! | #DIV/0! | #DIV/0! | #DIV/0! | #DIV/0! | 1305 | 0 | 0 | 0 | 0 | 0
7 | 29 | 2002 | 210 | 1 | 0 | 0 | #DIV/0! | #DIV/0! | #DIV/0! | #DIV/0! | #DIV/0! | #DIV/0! | #DIV/0! | #DIV/0! | #DIV/0! | #DIV/0! | #DIV/0! | #DIV/0! | #DIV/0! | #DIV/0! | #DIV/0! | #DIV/0! | #DIV/0! | #DIV/0! | #DIV/0! | #DIV/0! | 1306 | 0 | 0 | 0 | 0 | 0
7 | 30 | 2002 | 211 | 2 | 0 | 0 | #DIV/0! | #DIV/0! | #DIV/0! | #DIV/0! | #DIV/0! | #DIV/0! | #DIV/0! | #DIV/0! | #DIV/0! | #DIV/0! | #DIV/0! | #DIV/0! | #DIV/0! | #DIV/0! | #DIV/0! | #DIV/0! | #DIV/0! | #DIV/0! | #DIV/0! | #DIV/0! | 1307 | 0 | 0 | 0 | 0 | 0
7 | 31 | 2002 | 212 | 3 | 0 | 0 | #DIV/0! | #DIV/0! | #DIV/0! | #DIV/0! | #DIV/0! | #DIV/0! | #DIV/0! | #DIV/0! | #DIV/0! | #DIV/0! | #DIV/0! | #DIV/0! | #DIV/0! | #DIV/0! | #DIV/0! | #DIV/0! | #DIV/0! | #DIV/0! | #DIV/0! | #DIV/0! | 1308 | 0 | 0 | 0 | 0 | 0
8 | 1 | 2002 | 213 | 4 | 0 | 0 | #DIV/0! | #DIV/0! | #DIV/0! | #DIV/0! | #DIV/0! | #DIV/0! | #DIV/0! | #DIV/0! | #DIV/0! | #DIV/0! | #DIV/0! | #DIV/0! | #DIV/0! | #DIV/0! | #DIV/0! | #DIV/0! | #DIV/0! | #DIV/0! | #DIV/0! | #DIV/0! | 1309 | 0 | 0 | 0 | 0 | 0
8 | 2 | 2002 | 214 | 5 | 0 | 0 | #DIV/0! | #DIV/0! | #DIV/0! | #DIV/0! | #DIV/0! | #DIV/0! | #DIV/0! | #DIV/0! | #DIV/0! | #DIV/0! | #DIV/0! | #DIV/0! | #DIV/0! | #DIV/0! | #DIV/0! | #DIV/0! | #DIV/0! | #DIV/0! | #DIV/0! | #DIV/0! | 1310 | 0 | 0 | 0 | 0 | 0
8 | 3 | 2002 | 215 | 6 | 0.29 | 0 | #DIV/0! | #DIV/0! | #DIV/0! | #DIV/0! | #DIV/0! | #DIV/0! | #DIV/0! | #DIV/0! | #DIV/0! | #DIV/0! | #DIV/0! | #DIV/0! | #DIV/0! | #DIV/0! | #DIV/0! | #DIV/0! | #DIV/0! | #DIV/0! | #DIV/0! | #DIV/0! | 1311 | 0 | 0 | 0 | 0 | 0
8 | 4 | 2002 | 216 | 7 | 0 | 0 | #DIV/0! | #DIV/0! | #DIV/0! | #DIV/0! | #DIV/0! | #DIV/0! | #DIV/0! | #DIV/0! | #DIV/0! | #DIV/0! | #DIV/0! | #DIV/0! | #DIV/0! | #DIV/0! | #DIV/0! | #DIV/0! | #DIV/0! | #DIV/0! | #DIV/0! | #DIV/0! | 1312 | 0 | 0 | 0 | 0 | 0
8 | 5 | 2002 | 217 | 1 | 0.12667 | 0 | #DIV/0! | #DIV/0! | #DIV/0! | #DIV/0! | #DIV/0! | #DIV/0! | #DIV/0! | #DIV/0! | #DIV/0! | #DIV/0! | #DIV/0! | #DIV/0! | #DIV/0! | #DIV/0! | #DIV/0! | #DIV/0! | #DIV/0! | #DIV/0! | #DIV/0! | #DIV/0! | 1313 | 0 | 0 | 0 | 0 | 0
8 | 6 | 2002 | 218 | 2 | 0.0066667 | 0 | #DIV/0! | #DIV/0! | #DIV/0! | #DIV/0! | #DIV/0! | #DIV/0! | #DIV/0! | #DIV/0! | #DIV/0! | #DIV/0! | #DIV/0! | #DIV/0! | #DIV/0! | #DIV/0! | #DIV/0! | #DIV/0! | #DIV/0! | #DIV/0! | #DIV/0! | #DIV/0! | 1314 | 0 | 0 | 0 | 0 | 0
8 | 7 | 2002 | 219 | 3 | 0 | 0 | #DIV/0! | #DIV/0! | #DIV/0! | #DIV/0! | #DIV/0! | #DIV/0! | #DIV/0! | #DIV/0! | #DIV/0! | #DIV/0! | #DIV/0! | #DIV/0! | #DIV/0! | #DIV/0! | #DIV/0! | #DIV/0! | #DIV/0! | #DIV/0! | #DIV/0! | #DIV/0! | 1315 | 0 | 0 | 0 | 0 | 0
8 | 8 | 2002 | 220 | 4 | 0 | 0 | #DIV/0! | #DIV/0! | #DIV/0! | #DIV/0! | #DIV/0! | #DIV/0! | #DIV/0! | #DIV/0! | #DIV/0! | #DIV/0! | #DIV/0! | #DIV/0! | #DIV/0! | #DIV/0! | #DIV/0! | #DIV/0! | #DIV/0! | #DIV/0! | #DIV/0! | #DIV/0! | 1316 | 0 | 0 | 0 | 0 | 0
8 | 9 | 2002 | 221 | 5 | 0 | 0 | #DIV/0! | #DIV/0! | #DIV/0! | #DIV/0! | #DIV/0! | #DIV/0! | #DIV/0! | #DIV/0! | #DIV/0! | #DIV/0! | #DIV/0! | #DIV/0! | #DIV/0! | #DIV/0! | #DIV/0! | #DIV/0! | #DIV/0! | #DIV/0! | #DIV/0! | #DIV/0! | 1317 | 0 | 0 | 0 | 0 | 0
8 | 10 | 2002 | 222 | 6 | 0 | 0 | #DIV/0! | #DIV/0! | #DIV/0! | #DIV/0! | #DIV/0! | #DIV/0! | #DIV/0! | #DIV/0! | #DIV/0! | #DIV/0! | #DIV/0! | #DIV/0! | #DIV/0! | #DIV/0! | #DIV/0! | #DIV/0! | #DIV/0! | #DIV/0! | #DIV/0! | #DIV/0! | 1318 | 0 | 0 | 0 | 0 | 0
8 | 11 | 2002 | 223 | 7 | 0 | 0 | #DIV/0! | #DIV/0! | #DIV/0! | #DIV/0! | #DIV/0! | #DIV/0! | #DIV/0! | #DIV/0! | #DIV/0! | #DIV/0! | #DIV/0! | #DIV/0! | #DIV/0! | #DIV/0! | #DIV/0! | #DIV/0! | #DIV/0! | #DIV/0! | #DIV/0! | #DIV/0! | 1319 | 0 | 0 | 0 | 0 | 0
8 | 12 | 2002 | 224 | 1 | 0 | 0 | #DIV/0! | #DIV/0! | #DIV/0! | #DIV/0! | #DIV/0! | #DIV/0! | #DIV/0! | #DIV/0! | #DIV/0! | #DIV/0! | #DIV/0! | #DIV/0! | #DIV/0! | #DIV/0! | #DIV/0! | #DIV/0! | #DIV/0! | #DIV/0! | #DIV/0! | #DIV/0! | 1320 | 0 | 0 | 0 | 0 | 0
8 | 13 | 2002 | 225 | 2 | 0 | 0 | #DIV/0! | #DIV/0! | #DIV/0! | #DIV/0! | #DIV/0! | #DIV/0! | #DIV/0! | #DIV/0! | #DIV/0! | #DIV/0! | #DIV/0! | #DIV/0! | #DIV/0! | #DIV/0! | #DIV/0! | #DIV/0! | #DIV/0! | #DIV/0! | #DIV/0! | #DIV/0! | 1321 | 0 | 0 | 0 | 0 | 0
8 | 14 | 2002 | 226 | 3 | 0 | 0 | #DIV/0! | #DIV/0! | #DIV/0! | #DIV/0! | #DIV/0! | #DIV/0! | #DIV/0! | #DIV/0! | #DIV/0! | #DIV/0! | #DIV/0! | #DIV/0! | #DIV/0! | #DIV/0! | #DIV/0! | #DIV/0! | #DIV/0! | #DIV/0! | #DIV/0! | #DIV/0! | 1322 | 0 | 0 | 0 | 0 | 0
8 | 15 | 2002 | 227 | 4 | 0.023333 | 0 | #DIV/0! | #DIV/0! | #DIV/0! | #DIV/0! | #DIV/0! | #DIV/0! | #DIV/0! | #DIV/0! | #DIV/0! | #DIV/0! | #DIV/0! | #DIV/0! | #DIV/0! | #DIV/0! | #DIV/0! | #DIV/0! | #DIV/0! | #DIV/0! | #DIV/0! | #DIV/0! | 1323 | 0 | 0 | 0 | 0 | 0
8 | 16 | 2002 | 228 | 5 | 0 | 0 | #DIV/0! | #DIV/0! | #DIV/0! | #DIV/0! | #DIV/0! | #DIV/0! | #DIV/0! | #DIV/0! | #DIV/0! | #DIV/0! | #DIV/0! | #DIV/0! | #DIV/0! | #DIV/0! | #DIV/0! | #DIV/0! | #DIV/0! | #DIV/0! | #DIV/0! | #DIV/0! | 1324 | 0 | 0 | 0 | 0 | 0
8 | 17 | 2002 | 229 | 6 | 0 | 0 | #DIV/0! | #DIV/0! | #DIV/0! | #DIV/0! | #DIV/0! | #DIV/0! | #DIV/0! | #DIV/0! | #DIV/0! | #DIV/0! | #DIV/0! | #DIV/0! | #DIV/0! | #DIV/0! | #DIV/0! | #DIV/0! | #DIV/0! | #DIV/0! | #DIV/0! | #DIV/0! | 1325 | 0 | 0 | 0 | 0 | 0
8 | 18 | 2002 | 230 | 7 | 0 | 0 | #DIV/0! | #DIV/0! | #DIV/0! | #DIV/0! | #DIV/0! | #DIV/0! | #DIV/0! | #DIV/0! | #DIV/0! | #DIV/0! | #DIV/0! | #DIV/0! | #DIV/0! | #DIV/0! | #DIV/0! | #DIV/0! | #DIV/0! | #DIV/0! | #DIV/0! | #DIV/0! | 1326 | 0 | 0 | 0 | 0 | 0
8 | 19 | 2002 | 231 | 1 | 0 | 0 | #DIV/0! | #DIV/0! | #DIV/0! | #DIV/0! | #DIV/0! | #DIV/0! | #DIV/0! | #DIV/0! | #DIV/0! | #DIV/0! | #DIV/0! | #DIV/0! | #DIV/0! | #DIV/0! | #DIV/0! | #DIV/0! | #DIV/0! | #DIV/0! | #DIV/0! | #DIV/0! | 1327 | 0 | 0 | 0 | 0 | 0
8 | 20 | 2002 | 232 | 2 | 0 | 0 | #DIV/0! | #DIV/0! | #DIV/0! | #DIV/0! | #DIV/0! | #DIV/0! | #DIV/0! | #DIV/0! | #DIV/0! | #DIV/0! | #DIV/0! | #DIV/0! | #DIV/0! | #DIV/0! | #DIV/0! | #DIV/0! | #DIV/0! | #DIV/0! | #DIV/0! | #DIV/0! | 1328 | 0 | 0 | 0 | 0 | 0
8 | 21 | 2002 | 233 | 3 | 0 | 0 | #DIV/0! | #DIV/0! | #DIV/0! | #DIV/0! | #DIV/0! | #DIV/0! | #DIV/0! | #DIV/0! | #DIV/0! | #DIV/0! | #DIV/0! | #DIV/0! | #DIV/0! | #DIV/0! | #DIV/0! | #DIV/0! | #DIV/0! | #DIV/0! | #DIV/0! | #DIV/0! | 1329 | 0 | 0 | 0 | 0 | 0
8 | 22 | 2002 | 234 | 4 | 0 | 0 | #DIV/0! | #DIV/0! | #DIV/0! | #DIV/0! | #DIV/0! | #DIV/0! | #DIV/0! | #DIV/0! | #DIV/0! | #DIV/0! | #DIV/0! | #DIV/0! | #DIV/0! | #DIV/0! | #DIV/0! | #DIV/0! | #DIV/0! | #DIV/0! | #DIV/0! | #DIV/0! | 1330 | 0 | 0 | 0 | 0 | 0
8 | 23 | 2002 | 235 | 5 | 0 | 0 | #DIV/0! | #DIV/0! | #DIV/0! | #DIV/0! | #DIV/0! | #DIV/0! | #DIV/0! | #DIV/0! | #DIV/0! | #DIV/0! | #DIV/0! | #DIV/0! | #DIV/0! | #DIV/0! | #DIV/0! | #DIV/0! | #DIV/0! | #DIV/0! | #DIV/0! | #DIV/0! | 1331 | 0 | 0 | 0 | 0 | 0
8 | 24 | 2002 | 236 | 6 | 0.16667 | 0 | #DIV/0! | #DIV/0! | #DIV/0! | #DIV/0! | #DIV/0! | #DIV/0! | #DIV/0! | #DIV/0! | #DIV/0! | #DIV/0! | #DIV/0! | #DIV/0! | #DIV/0! | #DIV/0! | #DIV/0! | #DIV/0! | #DIV/0! | #DIV/0! | #DIV/0! | #DIV/0! | 1332 | 0 | 0 | 0 | 0 | 0
8 | 25 | 2002 | 237 | 7 | 0 | 0 | #DIV/0! | #DIV/0! | #DIV/0! | #DIV/0! | #DIV/0! | #DIV/0! | #DIV/0! | #DIV/0! | #DIV/0! | #DIV/0! | #DIV/0! | #DIV/0! | #DIV/0! | #DIV/0! | #DIV/0! | #DIV/0! | #DIV/0! | #DIV/0! | #DIV/0! | #DIV/0! | 1333 | 0 | 0 | 0 | 0 | 0
8 | 26 | 2002 | 238 | 1 | 0.16333 | 0 | #DIV/0! | #DIV/0! | #DIV/0! | #DIV/0! | #DIV/0! | #DIV/0! | #DIV/0! | #DIV/0! | #DIV/0! | #DIV/0! | #DIV/0! | #DIV/0! | #DIV/0! | #DIV/0! | #DIV/0! | #DIV/0! | #DIV/0! | #DIV/0! | #DIV/0! | #DIV/0! | 1334 | 0 | 0 | 0 | 0 | 0
8 | 27 | 2002 | 239 | 2 | 0 | 0 | #DIV/0! | #DIV/0! | #DIV/0! | #DIV/0! | #DIV/0! | #DIV/0! | #DIV/0! | #DIV/0! | #DIV/0! | #DIV/0! | #DIV/0! | #DIV/0! | #DIV/0! | #DIV/0! | #DIV/0! | #DIV/0! | #DIV/0! | #DIV/0! | #DIV/0! | #DIV/0! | 1335 | 0 | 0 | 0 | 0 | 0
8 | 28 | 2002 | 240 | 3 | 1.7667 | 0 | #DIV/0! | #DIV/0! | #DIV/0! | #DIV/0! | #DIV/0! | #DIV/0! | #DIV/0! | #DIV/0! | #DIV/0! | #DIV/0! | #DIV/0! | #DIV/0! | #DIV/0! | #DIV/0! | #DIV/0! | #DIV/0! | #DIV/0! | #DIV/0! | #DIV/0! | #DIV/0! | 1336 | 0 | 0 | 0 | 0 | 0
8 | 29 | 2002 | 241 | 4 | 0.14333 | 0 | #DIV/0! | #DIV/0! | #DIV/0! | #DIV/0! | #DIV/0! | #DIV/0! | #DIV/0! | #DIV/0! | #DIV/0! | #DIV/0! | #DIV/0! | #DIV/0! | #DIV/0! | #DIV/0! | #DIV/0! | #DIV/0! | #DIV/0! | #DIV/0! | #DIV/0! | #DIV/0! | 1337 | 0 | 0 | 0 | 0 | 0
8 | 30 | 2002 | 242 | 5 | 0 | 0 | #DIV/0! | #DIV/0! | #DIV/0! | #DIV/0! | #DIV/0! | #DIV/0! | #DIV/0! | #DIV/0! | #DIV/0! | #DIV/0! | #DIV/0! | #DIV/0! | #DIV/0! | #DIV/0! | #DIV/0! | #DIV/0! | #DIV/0! | #DIV/0! | #DIV/0! | #DIV/0! | 1338 | 0 | 0 | 0 | 0 | 0
8 | 31 | 2002 | 243 | 6 | 0.046667 | 0 | #DIV/0! | #DIV/0! | #DIV/0! | #DIV/0! | #DIV/0! | #DIV/0! | #DIV/0! | #DIV/0! | #DIV/0! | #DIV/0! | #DIV/0! | #DIV/0! | #DIV/0! | #DIV/0! | #DIV/0! | #DIV/0! | #DIV/0! | #DIV/0! | #DIV/0! | #DIV/0! | 1339 | 0 | 0 | 0 | 0 | 0
9 | 1 | 2002 | 244 | 7 | 0.72667 | 0 | #DIV/0! | #DIV/0! | #DIV/0! | #DIV/0! | #DIV/0! | #DIV/0! | #DIV/0! | #DIV/0! | #DIV/0! | #DIV/0! | #DIV/0! | #DIV/0! | #DIV/0! | #DIV/0! | #DIV/0! | #DIV/0! | #DIV/0! | #DIV/0! | #DIV/0! | #DIV/0! | 1340 | 0 | 0 | 0 | 0 | 0
9 | 2 | 2002 | 245 | 1 | 0 | 0 | #DIV/0! | #DIV/0! | #DIV/0! | #DIV/0! | #DIV/0! | #DIV/0! | #DIV/0! | #DIV/0! | #DIV/0! | #DIV/0! | #DIV/0! | #DIV/0! | #DIV/0! | #DIV/0! | #DIV/0! | #DIV/0! | #DIV/0! | #DIV/0! | #DIV/0! | #DIV/0! | 1341 | 0 | 0 | 0 | 0 | 0
9 | 3 | 2002 | 246 | 2 | 0 | 0 | #DIV/0! | #DIV/0! | #DIV/0! | #DIV/0! | #DIV/0! | #DIV/0! | #DIV/0! | #DIV/0! | #DIV/0! | #DIV/0! | #DIV/0! | #DIV/0! | #DIV/0! | #DIV/0! | #DIV/0! | #DIV/0! | #DIV/0! | #DIV/0! | #DIV/0! | #DIV/0! | 1342 | 0 | 0 | 0 | 0 | 0
9 | 4 | 2002 | 247 | 3 | 0 | 0 | #DIV/0! | #DIV/0! | #DIV/0! | #DIV/0! | #DIV/0! | #DIV/0! | #DIV/0! | #DIV/0! | #DIV/0! | #DIV/0! | #DIV/0! | #DIV/0! | #DIV/0! | #DIV/0! | #DIV/0! | #DIV/0! | #DIV/0! | #DIV/0! | #DIV/0! | #DIV/0! | 1343 | 0 | 0 | 0 | 0 | 0
9 | 5 | 2002 | 248 | 4 | 0 | 0 | #DIV/0! | #DIV/0! | #DIV/0! | #DIV/0! | #DIV/0! | #DIV/0! | #DIV/0! | #DIV/0! | #DIV/0! | #DIV/0! | #DIV/0! | #DIV/0! | #DIV/0! | #DIV/0! | #DIV/0! | #DIV/0! | #DIV/0! | #DIV/0! | #DIV/0! | #DIV/0! | 1344 | 0 | 0 | 0 | 0 | 0
9 | 6 | 2002 | 249 | 5 | 0 | 0 | #DIV/0! | #DIV/0! | #DIV/0! | #DIV/0! | #DIV/0! | #DIV/0! | #DIV/0! | #DIV/0! | #DIV/0! | #DIV/0! | #DIV/0! | #DIV/0! | #DIV/0! | #DIV/0! | #DIV/0! | #DIV/0! | #DIV/0! | #DIV/0! | #DIV/0! | #DIV/0! | 1345 | 0 | 0 | 0 | 0 | 0
9 | 7 | 2002 | 250 | 6 | 0 | 0 | #DIV/0! | #DIV/0! | #DIV/0! | #DIV/0! | #DIV/0! | #DIV/0! | #DIV/0! | #DIV/0! | #DIV/0! | #DIV/0! | #DIV/0! | #DIV/0! | #DIV/0! | #DIV/0! | #DIV/0! | #DIV/0! | #DIV/0! | #DIV/0! | #DIV/0! | #DIV/0! | 1346 | 0 | 0 | 0 | 0 | 0
9 | 8 | 2002 | 251 | 7 | 0 | 0 | #DIV/0! | #DIV/0! | #DIV/0! | #DIV/0! | #DIV/0! | #DIV/0! | #DIV/0! | #DIV/0! | #DIV/0! | #DIV/0! | #DIV/0! | #DIV/0! | #DIV/0! | #DIV/0! | #DIV/0! | #DIV/0! | #DIV/0! | #DIV/0! | #DIV/0! | #DIV/0! | 1347 | 0 | 0 | 0 | 0 | 0
9 | 9 | 2002 | 252 | 1 | 0 | 0 | #DIV/0! | #DIV/0! | #DIV/0! | #DIV/0! | #DIV/0! | #DIV/0! | #DIV/0! | #DIV/0! | #DIV/0! | #DIV/0! | #DIV/0! | #DIV/0! | #DIV/0! | #DIV/0! | #DIV/0! | #DIV/0! | #DIV/0! | #DIV/0! | #DIV/0! | #DIV/0! | 1348 | 0 | 0 | 0 | 0 | 0
9 | 10 | 2002 | 253 | 2 | 0 | 0 | #DIV/0! | #DIV/0! | #DIV/0! | #DIV/0! | #DIV/0! | #DIV/0! | #DIV/0! | #DIV/0! | #DIV/0! | #DIV/0! | #DIV/0! | #DIV/0! | #DIV/0! | #DIV/0! | #DIV/0! | #DIV/0! | #DIV/0! | #DIV/0! | #DIV/0! | #DIV/0! | 1349 | 0 | 0 | 0 | 0 | 0
9 | 11 | 2002 | 254 | 3 | 0 | 0 | #DIV/0! | #DIV/0! | #DIV/0! | #DIV/0! | #DIV/0! | #DIV/0! | #DIV/0! | #DIV/0! | #DIV/0! | #DIV/0! | #DIV/0! | #DIV/0! | #DIV/0! | #DIV/0! | #DIV/0! | #DIV/0! | #DIV/0! | #DIV/0! | #DIV/0! | #DIV/0! | 1350 | 0 | 0 | 0 | 0 | 0
9 | 12 | 2002 | 255 | 4 | 0 | 0 | #DIV/0! | #DIV/0! | #DIV/0! | #DIV/0! | #DIV/0! | #DIV/0! | #DIV/0! | #DIV/0! | #DIV/0! | #DIV/0! | #DIV/0! | #DIV/0! | #DIV/0! | #DIV/0! | #DIV/0! | #DIV/0! | #DIV/0! | #DIV/0! | #DIV/0! | #DIV/0! | 1351 | 0 | 0 | 0 | 0 | 0
9 | 13 | 2002 | 256 | 5 | 0 | 0 | #DIV/0! | #DIV/0! | #DIV/0! | #DIV/0! | #DIV/0! | #DIV/0! | #DIV/0! | #DIV/0! | #DIV/0! | #DIV/0! | #DIV/0! | #DIV/0! | #DIV/0! | #DIV/0! | #DIV/0! | #DIV/0! | #DIV/0! | #DIV/0! | #DIV/0! | #DIV/0! | 1352 | 0 | 0 | 0 | 0 | 0
9 | 14 | 2002 | 257 | 6 | 0.07 | 0 | #DIV/0! | #DIV/0! | #DIV/0! | #DIV/0! | #DIV/0! | #DIV/0! | #DIV/0! | #DIV/0! | #DIV/0! | #DIV/0! | #DIV/0! | #DIV/0! | #DIV/0! | #DIV/0! | #DIV/0! | #DIV/0! | #DIV/0! | #DIV/0! | #DIV/0! | #DIV/0! | 1353 | 0 | 0 | 0 | 0 | 0
9 | 15 | 2002 | 258 | 7 | 0.11667 | 0 | #DIV/0! | #DIV/0! | #DIV/0! | #DIV/0! | #DIV/0! | #DIV/0! | #DIV/0! | #DIV/0! | #DIV/0! | #DIV/0! | #DIV/0! | #DIV/0! | #DIV/0! | #DIV/0! | #DIV/0! | #DIV/0! | #DIV/0! | #DIV/0! | #DIV/0! | #DIV/0! | 1354 | 0 | 0 | 0 | 0 | 0
9 | 16 | 2002 | 259 | 1 | 0.013333 | 0 | #DIV/0! | #DIV/0! | #DIV/0! | #DIV/0! | #DIV/0! | #DIV/0! | #DIV/0! | #DIV/0! | #DIV/0! | #DIV/0! | #DIV/0! | #DIV/0! | #DIV/0! | #DIV/0! | #DIV/0! | #DIV/0! | #DIV/0! | #DIV/0! | #DIV/0! | #DIV/0! | 1355 | 0 | 0 | 0 | 0 | 0
9 | 17 | 2002 | 260 | 2 | 0 | 0 | #DIV/0! | #DIV/0! | #DIV/0! | #DIV/0! | #DIV/0! | #DIV/0! | #DIV/0! | #DIV/0! | #DIV/0! | #DIV/0! | #DIV/0! | #DIV/0! | #DIV/0! | #DIV/0! | #DIV/0! | #DIV/0! | #DIV/0! | #DIV/0! | #DIV/0! | #DIV/0! | 1356 | 0 | 0 | 0 | 0 | 0
9 | 18 | 2002 | 261 | 3 | 0 | 0 | #DIV/0! | #DIV/0! | #DIV/0! | #DIV/0! | #DIV/0! | #DIV/0! | #DIV/0! | #DIV/0! | #DIV/0! | #DIV/0! | #DIV/0! | #DIV/0! | #DIV/0! | #DIV/0! | #DIV/0! | #DIV/0! | #DIV/0! | #DIV/0! | #DIV/0! | #DIV/0! | 1357 | 0 | 0 | 0 | 0 | 0
9 | 19 | 2002 | 262 | 4 | 0 | 0 | #DIV/0! | #DIV/0! | #DIV/0! | #DIV/0! | #DIV/0! | #DIV/0! | #DIV/0! | #DIV/0! | #DIV/0! | #DIV/0! | #DIV/0! | #DIV/0! | #DIV/0! | #DIV/0! | #DIV/0! | #DIV/0! | #DIV/0! | #DIV/0! | #DIV/0! | #DIV/0! | 1358 | 0 | 0 | 0 | 0 | 0
9 | 20 | 2002 | 263 | 5 | 0 | 0 | #DIV/0! | #DIV/0! | #DIV/0! | #DIV/0! | #DIV/0! | #DIV/0! | #DIV/0! | #DIV/0! | #DIV/0! | #DIV/0! | #DIV/0! | #DIV/0! | #DIV/0! | #DIV/0! | #DIV/0! | #DIV/0! | #DIV/0! | #DIV/0! | #DIV/0! | #DIV/0! | 1359 | 0 | 0 | 0 | 0 | 0
9 | 21 | 2002 | 264 | 6 | 0 | 0 | #DIV/0! | #DIV/0! | #DIV/0! | #DIV/0! | #DIV/0! | #DIV/0! | #DIV/0! | #DIV/0! | #DIV/0! | #DIV/0! | #DIV/0! | #DIV/0! | #DIV/0! | #DIV/0! | #DIV/0! | #DIV/0! | #DIV/0! | #DIV/0! | #DIV/0! | #DIV/0! | 1360 | 0 | 0 | 0 | 0 | 0
9 | 22 | 2002 | 265 | 7 | 0.086667 | 0 | #DIV/0! | #DIV/0! | #DIV/0! | #DIV/0! | #DIV/0! | #DIV/0! | #DIV/0! | #DIV/0! | #DIV/0! | #DIV/0! | #DIV/0! | #DIV/0! | #DIV/0! | #DIV/0! | #DIV/0! | #DIV/0! | #DIV/0! | #DIV/0! | #DIV/0! | #DIV/0! | 1361 | 0 | 0 | 0 | 0 | 0
9 | 23 | 2002 | 266 | 1 | 0.0066667 | 0 | #DIV/0! | #DIV/0! | #DIV/0! | #DIV/0! | #DIV/0! | #DIV/0! | #DIV/0! | #DIV/0! | #DIV/0! | #DIV/0! | #DIV/0! | #DIV/0! | #DIV/0! | #DIV/0! | #DIV/0! | #DIV/0! | #DIV/0! | #DIV/0! | #DIV/0! | #DIV/0! | 1362 | 0 | 0 | 0 | 0 | 0
9 | 24 | 2002 | 267 | 2 | 0 | 0 | #DIV/0! | #DIV/0! | #DIV/0! | #DIV/0! | #DIV/0! | #DIV/0! | #DIV/0! | #DIV/0! | #DIV/0! | #DIV/0! | #DIV/0! | #DIV/0! | #DIV/0! | #DIV/0! | #DIV/0! | #DIV/0! | #DIV/0! | #DIV/0! | #DIV/0! | #DIV/0! | 1363 | 0 | 0 | 0 | 0 | 0
9 | 25 | 2002 | 268 | 3 | 0 | 0 | #DIV/0! | #DIV/0! | #DIV/0! | #DIV/0! | #DIV/0! | #DIV/0! | #DIV/0! | #DIV/0! | #DIV/0! | #DIV/0! | #DIV/0! | #DIV/0! | #DIV/0! | #DIV/0! | #DIV/0! | #DIV/0! | #DIV/0! | #DIV/0! | #DIV/0! | #DIV/0! | 1364 | 0 | 0 | 0 | 0 | 0
9 | 26 | 2002 | 269 | 4 | 1.3233 | 0 | #DIV/0! | #DIV/0! | #DIV/0! | #DIV/0! | #DIV/0! | #DIV/0! | #DIV/0! | #DIV/0! | #DIV/0! | #DIV/0! | #DIV/0! | #DIV/0! | #DIV/0! | #DIV/0! | #DIV/0! | #DIV/0! | #DIV/0! | #DIV/0! | #DIV/0! | #DIV/0! | 1365 | 0 | 0 | 0 | 0 | 0
9 | 27 | 2002 | 270 | 5 | 0.35667 | 0 | #DIV/0! | #DIV/0! | #DIV/0! | #DIV/0! | #DIV/0! | #DIV/0! | #DIV/0! | #DIV/0! | #DIV/0! | #DIV/0! | #DIV/0! | #DIV/0! | #DIV/0! | #DIV/0! | #DIV/0! | #DIV/0! | #DIV/0! | #DIV/0! | #DIV/0! | #DIV/0! | 1366 | 0 | 0 | 0 | 0 | 0
9 | 28 | 2002 | 271 | 6 | 0.0033333 | 0 | #DIV/0! | #DIV/0! | #DIV/0! | #DIV/0! | #DIV/0! | #DIV/0! | #DIV/0! | #DIV/0! | #DIV/0! | #DIV/0! | #DIV/0! | #DIV/0! | #DIV/0! | #DIV/0! | #DIV/0! | #DIV/0! | #DIV/0! | #DIV/0! | #DIV/0! | #DIV/0! | 1367 | 0 | 0 | 0 | 0 | 0
9 | 29 | 2002 | 272 | 7 | 0 | 0 | #DIV/0! | #DIV/0! | #DIV/0! | #DIV/0! | #DIV/0! | #DIV/0! | #DIV/0! | #DIV/0! | #DIV/0! | #DIV/0! | #DIV/0! | #DIV/0! | #DIV/0! | #DIV/0! | #DIV/0! | #DIV/0! | #DIV/0! | #DIV/0! | #DIV/0! | #DIV/0! | 1368 | 0 | 0 | 0 | 0 | 0
9 | 30 | 2002 | 273 | 1 | 0 | 0 | #DIV/0! | #DIV/0! | #DIV/0! | #DIV/0! | #DIV/0! | #DIV/0! | #DIV/0! | #DIV/0! | #DIV/0! | #DIV/0! | #DIV/0! | #DIV/0! | #DIV/0! | #DIV/0! | #DIV/0! | #DIV/0! | #DIV/0! | #DIV/0! | #DIV/0! | #DIV/0! | 1369 | 0 | 0 | 0 | 0 | 0
10 | 1 | 2002 | 274 | 2 | 0 | 0 | #DIV/0! | #DIV/0! | #DIV/0! | #DIV/0! | #DIV/0! | #DIV/0! | #DIV/0! | #DIV/0! | #DIV/0! | #DIV/0! | #DIV/0! | #DIV/0! | #DIV/0! | #DIV/0! | #DIV/0! | #DIV/0! | #DIV/0! | #DIV/0! | #DIV/0! | #DIV/0! | 1370 | 0 | 0 | 0 | 0 | 0
10 | 2 | 2002 | 275 | 3 | 0 | 0 | #DIV/0! | #DIV/0! | #DIV/0! | #DIV/0! | #DIV/0! | #DIV/0! | #DIV/0! | #DIV/0! | #DIV/0! | #DIV/0! | #DIV/0! | #DIV/0! | #DIV/0! | #DIV/0! | #DIV/0! | #DIV/0! | #DIV/0! | #DIV/0! | #DIV/0! | #DIV/0! | 1371 | 0 | 0 | 0 | 0 | 0
10 | 3 | 2002 | 276 | 4 | 0 | 0 | #DIV/0! | #DIV/0! | #DIV/0! | #DIV/0! | #DIV/0! | #DIV/0! | #DIV/0! | #DIV/0! | #DIV/0! | #DIV/0! | #DIV/0! | #DIV/0! | #DIV/0! | #DIV/0! | #DIV/0! | #DIV/0! | #DIV/0! | #DIV/0! | #DIV/0! | #DIV/0! | 1372 | 0 | 0 | 0 | 0 | 0
10 | 4 | 2002 | 277 | 5 | 0 | 0 | #DIV/0! | #DIV/0! | #DIV/0! | #DIV/0! | #DIV/0! | #DIV/0! | #DIV/0! | #DIV/0! | #DIV/0! | #DIV/0! | #DIV/0! | #DIV/0! | #DIV/0! | #DIV/0! | #DIV/0! | #DIV/0! | #DIV/0! | #DIV/0! | #DIV/0! | #DIV/0! | 1373 | 0 | 0 | 0 | 0 | 0
10 | 5 | 2002 | 278 | 6 | 0 | 0 | #DIV/0! | #DIV/0! | #DIV/0! | #DIV/0! | #DIV/0! | #DIV/0! | #DIV/0! | #DIV/0! | #DIV/0! | #DIV/0! | #DIV/0! | #DIV/0! | #DIV/0! | #DIV/0! | #DIV/0! | #DIV/0! | #DIV/0! | #DIV/0! | #DIV/0! | #DIV/0! | 1374 | 0 | 0 | 0 | 0 | 0
10 | 6 | 2002 | 279 | 7 | 0 | 0 | #DIV/0! | #DIV/0! | #DIV/0! | #DIV/0! | #DIV/0! | #DIV/0! | #DIV/0! | #DIV/0! | #DIV/0! | #DIV/0! | #DIV/0! | #DIV/0! | #DIV/0! | #DIV/0! | #DIV/0! | #DIV/0! | #DIV/0! | #DIV/0! | #DIV/0! | #DIV/0! | 1375 | 0 | 0 | 0 | 0 | 0
10 | 7 | 2002 | 280 | 1 | 0 | 0 | #DIV/0! | #DIV/0! | #DIV/0! | #DIV/0! | #DIV/0! | #DIV/0! | #DIV/0! | #DIV/0! | #DIV/0! | #DIV/0! | #DIV/0! | #DIV/0! | #DIV/0! | #DIV/0! | #DIV/0! | #DIV/0! | #DIV/0! | #DIV/0! | #DIV/0! | #DIV/0! | 1376 | 0 | 0 | 0 | 0 | 0
10 | 8 | 2002 | 281 | 2 | 0 | 0 | #DIV/0! | #DIV/0! | #DIV/0! | #DIV/0! | #DIV/0! | #DIV/0! | #DIV/0! | #DIV/0! | #DIV/0! | #DIV/0! | #DIV/0! | #DIV/0! | #DIV/0! | #DIV/0! | #DIV/0! | #DIV/0! | #DIV/0! | #DIV/0! | #DIV/0! | #DIV/0! | 1377 | 0 | 0 | 0 | 0 | 0
10 | 9 | 2002 | 282 | 3 | 0.0066667 | 0 | #DIV/0! | #DIV/0! | #DIV/0! | #DIV/0! | #DIV/0! | #DIV/0! | #DIV/0! | #DIV/0! | #DIV/0! | #DIV/0! | #DIV/0! | #DIV/0! | #DIV/0! | #DIV/0! | #DIV/0! | #DIV/0! | #DIV/0! | #DIV/0! | #DIV/0! | #DIV/0! | 1378 | 0 | 0 | 0 | 0 | 0
10 | 10 | 2002 | 283 | 4 | 0.62667 | 0 | #DIV/0! | #DIV/0! | #DIV/0! | #DIV/0! | #DIV/0! | #DIV/0! | #DIV/0! | #DIV/0! | #DIV/0! | #DIV/0! | #DIV/0! | #DIV/0! | #DIV/0! | #DIV/0! | #DIV/0! | #DIV/0! | #DIV/0! | #DIV/0! | #DIV/0! | #DIV/0! | 1379 | 0 | 0 | 0 | 0 | 0
10 | 11 | 2002 | 284 | 5 | 0.94 | 0 | #DIV/0! | #DIV/0! | #DIV/0! | #DIV/0! | #DIV/0! | #DIV/0! | #DIV/0! | #DIV/0! | #DIV/0! | #DIV/0! | #DIV/0! | #DIV/0! | #DIV/0! | #DIV/0! | #DIV/0! | #DIV/0! | #DIV/0! | #DIV/0! | #DIV/0! | #DIV/0! | 1380 | 0 | 0 | 0 | 0 | 0
10 | 12 | 2002 | 285 | 6 | 0.0033333 | 0 | #DIV/0! | #DIV/0! | #DIV/0! | #DIV/0! | #DIV/0! | #DIV/0! | #DIV/0! | #DIV/0! | #DIV/0! | #DIV/0! | #DIV/0! | #DIV/0! | #DIV/0! | #DIV/0! | #DIV/0! | #DIV/0! | #DIV/0! | #DIV/0! | #DIV/0! | #DIV/0! | 1381 | 0 | 0 | 0 | 0 | 0
10 | 13 | 2002 | 286 | 7 | 0.0066667 | 0 | #DIV/0! | #DIV/0! | #DIV/0! | #DIV/0! | #DIV/0! | #DIV/0! | #DIV/0! | #DIV/0! | #DIV/0! | #DIV/0! | #DIV/0! | #DIV/0! | #DIV/0! | #DIV/0! | #DIV/0! | #DIV/0! | #DIV/0! | #DIV/0! | #DIV/0! | #DIV/0! | 1382 | 0 | 0 | 0 | 0 | 0
10 | 14 | 2002 | 287 | 1 | 0 | 0 | #DIV/0! | #DIV/0! | #DIV/0! | #DIV/0! | #DIV/0! | #DIV/0! | #DIV/0! | #DIV/0! | #DIV/0! | #DIV/0! | #DIV/0! | #DIV/0! | #DIV/0! | #DIV/0! | #DIV/0! | #DIV/0! | #DIV/0! | #DIV/0! | #DIV/0! | #DIV/0! | 1383 | 0 | 0 | 0 | 0 | 0
10 | 15 | 2002 | 288 | 2 | 0.14333 | 0 | #DIV/0! | #DIV/0! | #DIV/0! | #DIV/0! | #DIV/0! | #DIV/0! | #DIV/0! | #DIV/0! | #DIV/0! | #DIV/0! | #DIV/0! | #DIV/0! | #DIV/0! | #DIV/0! | #DIV/0! | #DIV/0! | #DIV/0! | #DIV/0! | #DIV/0! | #DIV/0! | 1384 | 0 | 0 | 0 | 0 | 0
10 | 16 | 2002 | 289 | 3 | 1.3767 | 0 | #DIV/0! | #DIV/0! | #DIV/0! | #DIV/0! | #DIV/0! | #DIV/0! | #DIV/0! | #DIV/0! | #DIV/0! | #DIV/0! | #DIV/0! | #DIV/0! | #DIV/0! | #DIV/0! | #DIV/0! | #DIV/0! | #DIV/0! | #DIV/0! | #DIV/0! | #DIV/0! | 1385 | 0 | 0 | 0 | 0 | 0
10 | 17 | 2002 | 290 | 4 | 0.086667 | 0 | #DIV/0! | #DIV/0! | #DIV/0! | #DIV/0! | #DIV/0! | #DIV/0! | #DIV/0! | #DIV/0! | #DIV/0! | #DIV/0! | #DIV/0! | #DIV/0! | #DIV/0! | #DIV/0! | #DIV/0! | #DIV/0! | #DIV/0! | #DIV/0! | #DIV/0! | #DIV/0! | 1386 | 0 | 0 | 0 | 0 | 0
10 | 18 | 2002 | 291 | 5 | 0 | 0 | #DIV/0! | #DIV/0! | #DIV/0! | #DIV/0! | #DIV/0! | #DIV/0! | #DIV/0! | #DIV/0! | #DIV/0! | #DIV/0! | #DIV/0! | #DIV/0! | #DIV/0! | #DIV/0! | #DIV/0! | #DIV/0! | #DIV/0! | #DIV/0! | #DIV/0! | #DIV/0! | 1387 | 0 | 0 | 0 | 0 | 0
10 | 19 | 2002 | 292 | 6 | 0 | 0 | #DIV/0! | #DIV/0! | #DIV/0! | #DIV/0! | #DIV/0! | #DIV/0! | #DIV/0! | #DIV/0! | #DIV/0! | #DIV/0! | #DIV/0! | #DIV/0! | #DIV/0! | #DIV/0! | #DIV/0! | #DIV/0! | #DIV/0! | #DIV/0! | #DIV/0! | #DIV/0! | 1388 | 0 | 0 | 0 | 0 | 0
10 | 20 | 2002 | 293 | 7 | 0 | 0 | #DIV/0! | #DIV/0! | #DIV/0! | #DIV/0! | #DIV/0! | #DIV/0! | #DIV/0! | #DIV/0! | #DIV/0! | #DIV/0! | #DIV/0! | #DIV/0! | #DIV/0! | #DIV/0! | #DIV/0! | #DIV/0! | #DIV/0! | #DIV/0! | #DIV/0! | #DIV/0! | 1389 | 0 | 0 | 0 | 0 | 0
10 | 21 | 2002 | 294 | 1 | 0 | 0 | #DIV/0! | #DIV/0! | #DIV/0! | #DIV/0! | #DIV/0! | #DIV/0! | #DIV/0! | #DIV/0! | #DIV/0! | #DIV/0! | #DIV/0! | #DIV/0! | #DIV/0! | #DIV/0! | #DIV/0! | #DIV/0! | #DIV/0! | #DIV/0! | #DIV/0! | #DIV/0! | 1390 | 0 | 0 | 0 | 0 | 0
10 | 22 | 2002 | 295 | 2 | 0 | 0 | #DIV/0! | #DIV/0! | #DIV/0! | #DIV/0! | #DIV/0! | #DIV/0! | #DIV/0! | #DIV/0! | #DIV/0! | #DIV/0! | #DIV/0! | #DIV/0! | #DIV/0! | #DIV/0! | #DIV/0! | #DIV/0! | #DIV/0! | #DIV/0! | #DIV/0! | #DIV/0! | 1391 | 0 | 0 | 0 | 0 | 0
10 | 23 | 2002 | 296 | 3 | 0 | 0 | #DIV/0! | #DIV/0! | #DIV/0! | #DIV/0! | #DIV/0! | #DIV/0! | #DIV/0! | #DIV/0! | #DIV/0! | #DIV/0! | #DIV/0! | #DIV/0! | #DIV/0! | #DIV/0! | #DIV/0! | #DIV/0! | #DIV/0! | #DIV/0! | #DIV/0! | #DIV/0! | 1392 | 0 | 0 | 0 | 0 | 0
10 | 24 | 2002 | 297 | 4 | 0.0066667 | 0 | #DIV/0! | #DIV/0! | #DIV/0! | #DIV/0! | #DIV/0! | #DIV/0! | #DIV/0! | #DIV/0! | #DIV/0! | #DIV/0! | #DIV/0! | #DIV/0! | #DIV/0! | #DIV/0! | #DIV/0! | #DIV/0! | #DIV/0! | #DIV/0! | #DIV/0! | #DIV/0! | 1393 | 0 | 0 | 0 | 0 | 0
10 | 25 | 2002 | 298 | 5 | 0.72667 | 0 | #DIV/0! | #DIV/0! | #DIV/0! | #DIV/0! | #DIV/0! | #DIV/0! | #DIV/0! | #DIV/0! | #DIV/0! | #DIV/0! | #DIV/0! | #DIV/0! | #DIV/0! | #DIV/0! | #DIV/0! | #DIV/0! | #DIV/0! | #DIV/0! | #DIV/0! | #DIV/0! | 1394 | 0 | 0 | 0 | 0 | 0
10 | 26 | 2002 | 299 | 6 | 0.25667 | 0 | #DIV/0! | #DIV/0! | #DIV/0! | #DIV/0! | #DIV/0! | #DIV/0! | #DIV/0! | #DIV/0! | #DIV/0! | #DIV/0! | #DIV/0! | #DIV/0! | #DIV/0! | #DIV/0! | #DIV/0! | #DIV/0! | #DIV/0! | #DIV/0! | #DIV/0! | #DIV/0! | 1395 | 0 | 0 | 0 | 0 | 0
10 | 27 | 2002 | 300 | 7 | 0 | 0 | #DIV/0! | #DIV/0! | #DIV/0! | #DIV/0! | #DIV/0! | #DIV/0! | #DIV/0! | #DIV/0! | #DIV/0! | #DIV/0! | #DIV/0! | #DIV/0! | #DIV/0! | #DIV/0! | #DIV/0! | #DIV/0! | #DIV/0! | #DIV/0! | #DIV/0! | #DIV/0! | 1396 | 0 | 0 | 0 | 0 | 0
10 | 28 | 2002 | 301 | 1 | 0.043333 | 0 | #DIV/0! | #DIV/0! | #DIV/0! | #DIV/0! | #DIV/0! | #DIV/0! | #DIV/0! | #DIV/0! | #DIV/0! | #DIV/0! | #DIV/0! | #DIV/0! | #DIV/0! | #DIV/0! | #DIV/0! | #DIV/0! | #DIV/0! | #DIV/0! | #DIV/0! | #DIV/0! | 1397 | 0 | 0 | 0 | 0 | 0
10 | 29 | 2002 | 302 | 2 | 0.79667 | 0 | #DIV/0! | #DIV/0! | #DIV/0! | #DIV/0! | #DIV/0! | #DIV/0! | #DIV/0! | #DIV/0! | #DIV/0! | #DIV/0! | #DIV/0! | #DIV/0! | #DIV/0! | #DIV/0! | #DIV/0! | #DIV/0! | #DIV/0! | #DIV/0! | #DIV/0! | #DIV/0! | 1398 | 0 | 0 | 0 | 0 | 0
10 | 30 | 2002 | 303 | 3 | 0.31667 | 0 | #DIV/0! | #DIV/0! | #DIV/0! | #DIV/0! | #DIV/0! | #DIV/0! | #DIV/0! | #DIV/0! | #DIV/0! | #DIV/0! | #DIV/0! | #DIV/0! | #DIV/0! | #DIV/0! | #DIV/0! | #DIV/0! | #DIV/0! | #DIV/0! | #DIV/0! | #DIV/0! | 1399 | 0 | 0 | 0 | 0 | 0
10 | 31 | 2002 | 304 | 4 | 0.013333 | 0 | #DIV/0! | #DIV/0! | #DIV/0! | #DIV/0! | #DIV/0! | #DIV/0! | #DIV/0! | #DIV/0! | #DIV/0! | #DIV/0! | #DIV/0! | #DIV/0! | #DIV/0! | #DIV/0! | #DIV/0! | #DIV/0! | #DIV/0! | #DIV/0! | #DIV/0! | #DIV/0! | 1400 | 0 | 0 | 0 | 0 | 0
11 | 1 | 2002 | 305 | 5 | 0 | 0 | #DIV/0! | #DIV/0! | #DIV/0! | #DIV/0! | #DIV/0! | #DIV/0! | #DIV/0! | #DIV/0! | #DIV/0! | #DIV/0! | #DIV/0! | #DIV/0! | #DIV/0! | #DIV/0! | #DIV/0! | #DIV/0! | #DIV/0! | #DIV/0! | #DIV/0! | #DIV/0! | 1401 | 0 | 0 | 0 | 0 | 0
11 | 2 | 2002 | 306 | 6 | 0 | 0 | #DIV/0! | #DIV/0! | #DIV/0! | #DIV/0! | #DIV/0! | #DIV/0! | #DIV/0! | #DIV/0! | #DIV/0! | #DIV/0! | #DIV/0! | #DIV/0! | #DIV/0! | #DIV/0! | #DIV/0! | #DIV/0! | #DIV/0! | #DIV/0! | #DIV/0! | #DIV/0! | 1402 | 0 | 0 | 0 | 0 | 0
11 | 3 | 2002 | 307 | 7 | 0 | 0 | #DIV/0! | #DIV/0! | #DIV/0! | #DIV/0! | #DIV/0! | #DIV/0! | #DIV/0! | #DIV/0! | #DIV/0! | #DIV/0! | #DIV/0! | #DIV/0! | #DIV/0! | #DIV/0! | #DIV/0! | #DIV/0! | #DIV/0! | #DIV/0! | #DIV/0! | #DIV/0! | 1403 | 0 | 0 | 0 | 0 | 0
11 | 4 | 2002 | 308 | 1 | 0 | 0 | #DIV/0! | #DIV/0! | #DIV/0! | #DIV/0! | #DIV/0! | #DIV/0! | #DIV/0! | #DIV/0! | #DIV/0! | #DIV/0! | #DIV/0! | #DIV/0! | #DIV/0! | #DIV/0! | #DIV/0! | #DIV/0! | #DIV/0! | #DIV/0! | #DIV/0! | #DIV/0! | 1404 | 0 | 0 | 0 | 0 | 0
11 | 5 | 2002 | 309 | 2 | 0.69667 | 0 | #DIV/0! | #DIV/0! | #DIV/0! | #DIV/0! | #DIV/0! | #DIV/0! | #DIV/0! | #DIV/0! | #DIV/0! | #DIV/0! | #DIV/0! | #DIV/0! | #DIV/0! | #DIV/0! | #DIV/0! | #DIV/0! | #DIV/0! | #DIV/0! | #DIV/0! | #DIV/0! | 1405 | 0 | 0 | 0 | 0 | 0
11 | 6 | 2002 | 310 | 3 | 0.09 | 0 | #DIV/0! | #DIV/0! | #DIV/0! | #DIV/0! | #DIV/0! | #DIV/0! | #DIV/0! | #DIV/0! | #DIV/0! | #DIV/0! | #DIV/0! | #DIV/0! | #DIV/0! | #DIV/0! | #DIV/0! | #DIV/0! | #DIV/0! | #DIV/0! | #DIV/0! | #DIV/0! | 1406 | 0 | 0 | 0 | 0 | 0
11 | 7 | 2002 | 311 | 4 | 0 | 0 | #DIV/0! | #DIV/0! | #DIV/0! | #DIV/0! | #DIV/0! | #DIV/0! | #DIV/0! | #DIV/0! | #DIV/0! | #DIV/0! | #DIV/0! | #DIV/0! | #DIV/0! | #DIV/0! | #DIV/0! | #DIV/0! | #DIV/0! | #DIV/0! | #DIV/0! | #DIV/0! | 1407 | 0 | 0 | 0 | 0 | 0
11 | 8 | 2002 | 312 | 5 | 0 | 0 | #DIV/0! | #DIV/0! | #DIV/0! | #DIV/0! | #DIV/0! | #DIV/0! | #DIV/0! | #DIV/0! | #DIV/0! | #DIV/0! | #DIV/0! | #DIV/0! | #DIV/0! | #DIV/0! | #DIV/0! | #DIV/0! | #DIV/0! | #DIV/0! | #DIV/0! | #DIV/0! | 1408 | 0 | 0 | 0 | 0 | 0
11 | 9 | 2002 | 313 | 6 | 0 | 0 | #DIV/0! | #DIV/0! | #DIV/0! | #DIV/0! | #DIV/0! | #DIV/0! | #DIV/0! | #DIV/0! | #DIV/0! | #DIV/0! | #DIV/0! | #DIV/0! | #DIV/0! | #DIV/0! | #DIV/0! | #DIV/0! | #DIV/0! | #DIV/0! | #DIV/0! | #DIV/0! | 1409 | 0 | 0 | 0 | 0 | 0
11 | 10 | 2002 | 314 | 7 | 0.0033333 | 0 | #DIV/0! | #DIV/0! | #DIV/0! | #DIV/0! | #DIV/0! | #DIV/0! | #DIV/0! | #DIV/0! | #DIV/0! | #DIV/0! | #DIV/0! | #DIV/0! | #DIV/0! | #DIV/0! | #DIV/0! | #DIV/0! | #DIV/0! | #DIV/0! | #DIV/0! | #DIV/0! | 1410 | 0 | 0 | 0 | 0 | 0
11 | 11 | 2002 | 315 | 1 | 0.47667 | 0 | #DIV/0! | #DIV/0! | #DIV/0! | #DIV/0! | #DIV/0! | #DIV/0! | #DIV/0! | #DIV/0! | #DIV/0! | #DIV/0! | #DIV/0! | #DIV/0! | #DIV/0! | #DIV/0! | #DIV/0! | #DIV/0! | #DIV/0! | #DIV/0! | #DIV/0! | #DIV/0! | 1411 | 0 | 0 | 0 | 0 | 0
11 | 12 | 2002 | 316 | 2 | 0.59667 | 0 | #DIV/0! | #DIV/0! | #DIV/0! | #DIV/0! | #DIV/0! | #DIV/0! | #DIV/0! | #DIV/0! | #DIV/0! | #DIV/0! | #DIV/0! | #DIV/0! | #DIV/0! | #DIV/0! | #DIV/0! | #DIV/0! | #DIV/0! | #DIV/0! | #DIV/0! | #DIV/0! | 1412 | 0 | 0 | 0 | 0 | 0
11 | 13 | 2002 | 317 | 3 | 0 | 0 | #DIV/0! | #DIV/0! | #DIV/0! | #DIV/0! | #DIV/0! | #DIV/0! | #DIV/0! | #DIV/0! | #DIV/0! | #DIV/0! | #DIV/0! | #DIV/0! | #DIV/0! | #DIV/0! | #DIV/0! | #DIV/0! | #DIV/0! | #DIV/0! | #DIV/0! | #DIV/0! | 1413 | 0 | 0 | 0 | 0 | 0
11 | 14 | 2002 | 318 | 4 | 0 | 0 | #DIV/0! | #DIV/0! | #DIV/0! | #DIV/0! | #DIV/0! | #DIV/0! | #DIV/0! | #DIV/0! | #DIV/0! | #DIV/0! | #DIV/0! | #DIV/0! | #DIV/0! | #DIV/0! | #DIV/0! | #DIV/0! | #DIV/0! | #DIV/0! | #DIV/0! | #DIV/0! | 1414 | 0 | 0 | 0 | 0 | 0
11 | 15 | 2002 | 319 | 5 | 0 | 0 | #DIV/0! | #DIV/0! | #DIV/0! | #DIV/0! | #DIV/0! | #DIV/0! | #DIV/0! | #DIV/0! | #DIV/0! | #DIV/0! | #DIV/0! | #DIV/0! | #DIV/0! | #DIV/0! | #DIV/0! | #DIV/0! | #DIV/0! | #DIV/0! | #DIV/0! | #DIV/0! | 1415 | 0 | 0 | 0 | 0 | 0
11 | 16 | 2002 | 320 | 6 | 1.5633 | 0 | #DIV/0! | #DIV/0! | #DIV/0! | #DIV/0! | #DIV/0! | #DIV/0! | #DIV/0! | #DIV/0! | #DIV/0! | #DIV/0! | #DIV/0! | #DIV/0! | #DIV/0! | #DIV/0! | #DIV/0! | #DIV/0! | #DIV/0! | #DIV/0! | #DIV/0! | #DIV/0! | 1416 | 0 | 0 | 0 | 0 | 0
11 | 17 | 2002 | 321 | 7 | 0.52333 | 0 | #DIV/0! | #DIV/0! | #DIV/0! | #DIV/0! | #DIV/0! | #DIV/0! | #DIV/0! | #DIV/0! | #DIV/0! | #DIV/0! | #DIV/0! | #DIV/0! | #DIV/0! | #DIV/0! | #DIV/0! | #DIV/0! | #DIV/0! | #DIV/0! | #DIV/0! | #DIV/0! | 1417 | 0 | 0 | 0 | 0 | 0
11 | 18 | 2002 | 322 | 1 | 0 | 0 | #DIV/0! | #DIV/0! | #DIV/0! | #DIV/0! | #DIV/0! | #DIV/0! | #DIV/0! | #DIV/0! | #DIV/0! | #DIV/0! | #DIV/0! | #DIV/0! | #DIV/0! | #DIV/0! | #DIV/0! | #DIV/0! | #DIV/0! | #DIV/0! | #DIV/0! | #DIV/0! | 1418 | 0 | 0 | 0 | 0 | 0
11 | 19 | 2002 | 323 | 2 | 0.0033333 | 0 | #DIV/0! | #DIV/0! | #DIV/0! | #DIV/0! | #DIV/0! | #DIV/0! | #DIV/0! | #DIV/0! | #DIV/0! | #DIV/0! | #DIV/0! | #DIV/0! | #DIV/0! | #DIV/0! | #DIV/0! | #DIV/0! | #DIV/0! | #DIV/0! | #DIV/0! | #DIV/0! | 1419 | 0 | 0 | 0 | 0 | 0
11 | 20 | 2002 | 324 | 3 | 0 | 0 | #DIV/0! | #DIV/0! | #DIV/0! | #DIV/0! | #DIV/0! | #DIV/0! | #DIV/0! | #DIV/0! | #DIV/0! | #DIV/0! | #DIV/0! | #DIV/0! | #DIV/0! | #DIV/0! | #DIV/0! | #DIV/0! | #DIV/0! | #DIV/0! | #DIV/0! | #DIV/0! | 1420 | 0 | 0 | 0 | 0 | 0
11 | 21 | 2002 | 325 | 4 | 0.046667 | 0 | #DIV/0! | #DIV/0! | #DIV/0! | #DIV/0! | #DIV/0! | #DIV/0! | #DIV/0! | #DIV/0! | #DIV/0! | #DIV/0! | #DIV/0! | #DIV/0! | #DIV/0! | #DIV/0! | #DIV/0! | #DIV/0! | #DIV/0! | #DIV/0! | #DIV/0! | #DIV/0! | 1421 | 0 | 0 | 0 | 0 | 0
11 | 22 | 2002 | 326 | 5 | 0.0033333 | 0 | #DIV/0! | #DIV/0! | #DIV/0! | #DIV/0! | #DIV/0! | #DIV/0! | #DIV/0! | #DIV/0! | #DIV/0! | #DIV/0! | #DIV/0! | #DIV/0! | #DIV/0! | #DIV/0! | #DIV/0! | #DIV/0! | #DIV/0! | #DIV/0! | #DIV/0! | #DIV/0! | 1422 | 0 | 0 | 0 | 0 | 0
11 | 23 | 2002 | 327 | 6 | 0 | 0 | #DIV/0! | #DIV/0! | #DIV/0! | #DIV/0! | #DIV/0! | #DIV/0! | #DIV/0! | #DIV/0! | #DIV/0! | #DIV/0! | #DIV/0! | #DIV/0! | #DIV/0! | #DIV/0! | #DIV/0! | #DIV/0! | #DIV/0! | #DIV/0! | #DIV/0! | #DIV/0! | 1423 | 0 | 0 | 0 | 0 | 0
11 | 24 | 2002 | 328 | 7 | 0 | 0 | #DIV/0! | #DIV/0! | #DIV/0! | #DIV/0! | #DIV/0! | #DIV/0! | #DIV/0! | #DIV/0! | #DIV/0! | #DIV/0! | #DIV/0! | #DIV/0! | #DIV/0! | #DIV/0! | #DIV/0! | #DIV/0! | #DIV/0! | #DIV/0! | #DIV/0! | #DIV/0! | 1424 | 0 | 0 | 0 | 0 | 0
11 | 25 | 2002 | 329 | 1 | 0 | 0 | #DIV/0! | #DIV/0! | #DIV/0! | #DIV/0! | #DIV/0! | #DIV/0! | #DIV/0! | #DIV/0! | #DIV/0! | #DIV/0! | #DIV/0! | #DIV/0! | #DIV/0! | #DIV/0! | #DIV/0! | #DIV/0! | #DIV/0! | #DIV/0! | #DIV/0! | #DIV/0! | 1425 | 0 | 0 | 0 | 0 | 0
11 | 26 | 2002 | 330 | 2 | 0.02 | 0 | #DIV/0! | #DIV/0! | #DIV/0! | #DIV/0! | #DIV/0! | #DIV/0! | #DIV/0! | #DIV/0! | #DIV/0! | #DIV/0! | #DIV/0! | #DIV/0! | #DIV/0! | #DIV/0! | #DIV/0! | #DIV/0! | #DIV/0! | #DIV/0! | #DIV/0! | #DIV/0! | 1426 | 0 | 0 | 0 | 0 | 0
11 | 27 | 2002 | 331 | 3 | 0.016667 | 0 | #DIV/0! | #DIV/0! | #DIV/0! | #DIV/0! | #DIV/0! | #DIV/0! | #DIV/0! | #DIV/0! | #DIV/0! | #DIV/0! | #DIV/0! | #DIV/0! | #DIV/0! | #DIV/0! | #DIV/0! | #DIV/0! | #DIV/0! | #DIV/0! | #DIV/0! | #DIV/0! | 1427 | 0 | 0 | 0 | 0 | 0
11 | 28 | 2002 | 332 | 4 | 0 | 0 | #DIV/0! | #DIV/0! | #DIV/0! | #DIV/0! | #DIV/0! | #DIV/0! | #DIV/0! | #DIV/0! | #DIV/0! | #DIV/0! | #DIV/0! | #DIV/0! | #DIV/0! | #DIV/0! | #DIV/0! | #DIV/0! | #DIV/0! | #DIV/0! | #DIV/0! | #DIV/0! | 1428 | 0 | 0 | 0 | 0 | 0
11 | 29 | 2002 | 333 | 5 | 0 | 0 | #DIV/0! | #DIV/0! | #DIV/0! | #DIV/0! | #DIV/0! | #DIV/0! | #DIV/0! | #DIV/0! | #DIV/0! | #DIV/0! | #DIV/0! | #DIV/0! | #DIV/0! | #DIV/0! | #DIV/0! | #DIV/0! | #DIV/0! | #DIV/0! | #DIV/0! | #DIV/0! | 1429 | 0 | 0 | 0 | 0 | 0
11 | 30 | 2002 | 334 | 6 | 0.043333 | 0 | #DIV/0! | #DIV/0! | #DIV/0! | #DIV/0! | #DIV/0! | #DIV/0! | #DIV/0! | #DIV/0! | #DIV/0! | #DIV/0! | #DIV/0! | #DIV/0! | #DIV/0! | #DIV/0! | #DIV/0! | #DIV/0! | #DIV/0! | #DIV/0! | #DIV/0! | #DIV/0! | 1430 | 0 | 0 | 0 | 0 | 0
12 | 1 | 2002 | 335 | 7 | 0 | 0 | #DIV/0! | #DIV/0! | #DIV/0! | #DIV/0! | #DIV/0! | #DIV/0! | #DIV/0! | #DIV/0! | #DIV/0! | #DIV/0! | #DIV/0! | #DIV/0! | #DIV/0! | #DIV/0! | #DIV/0! | #DIV/0! | #DIV/0! | #DIV/0! | #DIV/0! | #DIV/0! | 1431 | 0 | 0 | 0 | 0 | 0
12 | 2 | 2002 | 336 | 1 | 0 | 0 | #DIV/0! | #DIV/0! | #DIV/0! | #DIV/0! | #DIV/0! | #DIV/0! | #DIV/0! | #DIV/0! | #DIV/0! | #DIV/0! | #DIV/0! | #DIV/0! | #DIV/0! | #DIV/0! | #DIV/0! | #DIV/0! | #DIV/0! | #DIV/0! | #DIV/0! | #DIV/0! | 1432 | 0 | 0 | 0 | 0 | 0
12 | 3 | 2002 | 337 | 2 | 0 | 0 | #DIV/0! | #DIV/0! | #DIV/0! | #DIV/0! | #DIV/0! | #DIV/0! | #DIV/0! | #DIV/0! | #DIV/0! | #DIV/0! | #DIV/0! | #DIV/0! | #DIV/0! | #DIV/0! | #DIV/0! | #DIV/0! | #DIV/0! | #DIV/0! | #DIV/0! | #DIV/0! | 1433 | 0 | 0 | 0 | 0 | 0
12 | 4 | 2002 | 338 | 3 | 0 | 0 | #DIV/0! | #DIV/0! | #DIV/0! | #DIV/0! | #DIV/0! | #DIV/0! | #DIV/0! | #DIV/0! | #DIV/0! | #DIV/0! | #DIV/0! | #DIV/0! | #DIV/0! | #DIV/0! | #DIV/0! | #DIV/0! | #DIV/0! | #DIV/0! | #DIV/0! | #DIV/0! | 1434 | 0 | 0 | 0 | 0 | 0
12 | 5 | 2002 | 339 | 4 | 0.70667 | 0 | #DIV/0! | #DIV/0! | #DIV/0! | #DIV/0! | #DIV/0! | #DIV/0! | #DIV/0! | #DIV/0! | #DIV/0! | #DIV/0! | #DIV/0! | #DIV/0! | #DIV/0! | #DIV/0! | #DIV/0! | #DIV/0! | #DIV/0! | #DIV/0! | #DIV/0! | #DIV/0! | 1435 | 0 | 0 | 0 | 0 | 0
12 | 6 | 2002 | 340 | 5 | 0 | 0 | #DIV/0! | #DIV/0! | #DIV/0! | #DIV/0! | #DIV/0! | #DIV/0! | #DIV/0! | #DIV/0! | #DIV/0! | #DIV/0! | #DIV/0! | #DIV/0! | #DIV/0! | #DIV/0! | #DIV/0! | #DIV/0! | #DIV/0! | #DIV/0! | #DIV/0! | #DIV/0! | 1436 | 0 | 0 | 0 | 0 | 0
12 | 7 | 2002 | 341 | 6 | 0 | 0 | #DIV/0! | #DIV/0! | #DIV/0! | #DIV/0! | #DIV/0! | #DIV/0! | #DIV/0! | #DIV/0! | #DIV/0! | #DIV/0! | #DIV/0! | #DIV/0! | #DIV/0! | #DIV/0! | #DIV/0! | #DIV/0! | #DIV/0! | #DIV/0! | #DIV/0! | #DIV/0! | 1437 | 0 | 0 | 0 | 0 | 0
12 | 8 | 2002 | 342 | 7 | 0 | 0 | #DIV/0! | #DIV/0! | #DIV/0! | #DIV/0! | #DIV/0! | #DIV/0! | #DIV/0! | #DIV/0! | #DIV/0! | #DIV/0! | #DIV/0! | #DIV/0! | #DIV/0! | #DIV/0! | #DIV/0! | #DIV/0! | #DIV/0! | #DIV/0! | #DIV/0! | #DIV/0! | 1438 | 0 | 0 | 0 | 0 | 0
12 | 9 | 2002 | 343 | 1 | 0 | 0 | #DIV/0! | #DIV/0! | #DIV/0! | #DIV/0! | #DIV/0! | #DIV/0! | #DIV/0! | #DIV/0! | #DIV/0! | #DIV/0! | #DIV/0! | #DIV/0! | #DIV/0! | #DIV/0! | #DIV/0! | #DIV/0! | #DIV/0! | #DIV/0! | #DIV/0! | #DIV/0! | 1439 | 0 | 0 | 0 | 0 | 0
12 | 10 | 2002 | 344 | 2 | 0 | 0 | #DIV/0! | #DIV/0! | #DIV/0! | #DIV/0! | #DIV/0! | #DIV/0! | #DIV/0! | #DIV/0! | #DIV/0! | #DIV/0! | #DIV/0! | #DIV/0! | #DIV/0! | #DIV/0! | #DIV/0! | #DIV/0! | #DIV/0! | #DIV/0! | #DIV/0! | #DIV/0! | 1440 | 0 | 0 | 0 | 0 | 0
12 | 11 | 2002 | 345 | 3 | 1.3533 | 0 | #DIV/0! | #DIV/0! | #DIV/0! | #DIV/0! | #DIV/0! | #DIV/0! | #DIV/0! | #DIV/0! | #DIV/0! | #DIV/0! | #DIV/0! | #DIV/0! | #DIV/0! | #DIV/0! | #DIV/0! | #DIV/0! | #DIV/0! | #DIV/0! | #DIV/0! | #DIV/0! | 1441 | 0 | 0 | 0 | 0 | 0
12 | 12 | 2002 | 346 | 4 | 0 | 0 | #DIV/0! | #DIV/0! | #DIV/0! | #DIV/0! | #DIV/0! | #DIV/0! | #DIV/0! | #DIV/0! | #DIV/0! | #DIV/0! | #DIV/0! | #DIV/0! | #DIV/0! | #DIV/0! | #DIV/0! | #DIV/0! | #DIV/0! | #DIV/0! | #DIV/0! | #DIV/0! | 1442 | 0 | 0 | 0 | 0 | 0
12 | 13 | 2002 | 347 | 5 | 0.57333 | 0 | #DIV/0! | #DIV/0! | #DIV/0! | #DIV/0! | #DIV/0! | #DIV/0! | #DIV/0! | #DIV/0! | #DIV/0! | #DIV/0! | #DIV/0! | #DIV/0! | #DIV/0! | #DIV/0! | #DIV/0! | #DIV/0! | #DIV/0! | #DIV/0! | #DIV/0! | #DIV/0! | 1443 | 0 | 0 | 0 | 0 | 0
12 | 14 | 2002 | 348 | 6 | 0.033333 | 0 | #DIV/0! | #DIV/0! | #DIV/0! | #DIV/0! | #DIV/0! | #DIV/0! | #DIV/0! | #DIV/0! | #DIV/0! | #DIV/0! | #DIV/0! | #DIV/0! | #DIV/0! | #DIV/0! | #DIV/0! | #DIV/0! | #DIV/0! | #DIV/0! | #DIV/0! | #DIV/0! | 1444 | 0 | 0 | 0 | 0 | 0
12 | 15 | 2002 | 349 | 7 | 0 | 0 | #DIV/0! | #DIV/0! | #DIV/0! | #DIV/0! | #DIV/0! | #DIV/0! | #DIV/0! | #DIV/0! | #DIV/0! | #DIV/0! | #DIV/0! | #DIV/0! | #DIV/0! | #DIV/0! | #DIV/0! | #DIV/0! | #DIV/0! | #DIV/0! | #DIV/0! | #DIV/0! | 1445 | 0 | 0 | 0 | 0 | 0
12 | 16 | 2002 | 350 | 1 | 0 | 0 | #DIV/0! | #DIV/0! | #DIV/0! | #DIV/0! | #DIV/0! | #DIV/0! | #DIV/0! | #DIV/0! | #DIV/0! | #DIV/0! | #DIV/0! | #DIV/0! | #DIV/0! | #DIV/0! | #DIV/0! | #DIV/0! | #DIV/0! | #DIV/0! | #DIV/0! | #DIV/0! | 1446 | 0 | 0 | 0 | 0 | 0
12 | 17 | 2002 | 351 | 2 | 0 | 0 | #DIV/0! | #DIV/0! | #DIV/0! | #DIV/0! | #DIV/0! | #DIV/0! | #DIV/0! | #DIV/0! | #DIV/0! | #DIV/0! | #DIV/0! | #DIV/0! | #DIV/0! | #DIV/0! | #DIV/0! | #DIV/0! | #DIV/0! | #DIV/0! | #DIV/0! | #DIV/0! | 1447 | 0 | 0 | 0 | 0 | 0
12 | 18 | 2002 | 352 | 3 | 0 | 0 | #DIV/0! | #DIV/0! | #DIV/0! | #DIV/0! | #DIV/0! | #DIV/0! | #DIV/0! | #DIV/0! | #DIV/0! | #DIV/0! | #DIV/0! | #DIV/0! | #DIV/0! | #DIV/0! | #DIV/0! | #DIV/0! | #DIV/0! | #DIV/0! | #DIV/0! | #DIV/0! | 1448 | 0 | 0 | 0 | 0 | 0
12 | 19 | 2002 | 353 | 4 | 0.026667 | 0 | #DIV/0! | #DIV/0! | #DIV/0! | #DIV/0! | #DIV/0! | #DIV/0! | #DIV/0! | #DIV/0! | #DIV/0! | #DIV/0! | #DIV/0! | #DIV/0! | #DIV/0! | #DIV/0! | #DIV/0! | #DIV/0! | #DIV/0! | #DIV/0! | #DIV/0! | #DIV/0! | 1449 | 0 | 0 | 0 | 0 | 0
12 | 20 | 2002 | 354 | 5 | 0.61 | 0 | #DIV/0! | #DIV/0! | #DIV/0! | #DIV/0! | #DIV/0! | #DIV/0! | #DIV/0! | #DIV/0! | #DIV/0! | #DIV/0! | #DIV/0! | #DIV/0! | #DIV/0! | #DIV/0! | #DIV/0! | #DIV/0! | #DIV/0! | #DIV/0! | #DIV/0! | #DIV/0! | 1450 | 0 | 0 | 0 | 0 | 0
12 | 21 | 2002 | 355 | 6 | 0 | 0 | #DIV/0! | #DIV/0! | #DIV/0! | #DIV/0! | #DIV/0! | #DIV/0! | #DIV/0! | #DIV/0! | #DIV/0! | #DIV/0! | #DIV/0! | #DIV/0! | #DIV/0! | #DIV/0! | #DIV/0! | #DIV/0! | #DIV/0! | #DIV/0! | #DIV/0! | #DIV/0! | 1451 | 0 | 0 | 0 | 0 | 0
12 | 22 | 2002 | 356 | 7 | 0 | 0 | #DIV/0! | #DIV/0! | #DIV/0! | #DIV/0! | #DIV/0! | #DIV/0! | #DIV/0! | #DIV/0! | #DIV/0! | #DIV/0! | #DIV/0! | #DIV/0! | #DIV/0! | #DIV/0! | #DIV/0! | #DIV/0! | #DIV/0! | #DIV/0! | #DIV/0! | #DIV/0! | 1452 | 0 | 0 | 0 | 0 | 0
12 | 23 | 2002 | 357 | 1 | 0 | 0 | #DIV/0! | #DIV/0! | #DIV/0! | #DIV/0! | #DIV/0! | #DIV/0! | #DIV/0! | #DIV/0! | #DIV/0! | #DIV/0! | #DIV/0! | #DIV/0! | #DIV/0! | #DIV/0! | #DIV/0! | #DIV/0! | #DIV/0! | #DIV/0! | #DIV/0! | #DIV/0! | 1453 | 0 | 0 | 0 | 0 | 0
12 | 24 | 2002 | 358 | 2 | 0.19333 | 0 | #DIV/0! | #DIV/0! | #DIV/0! | #DIV/0! | #DIV/0! | #DIV/0! | #DIV/0! | #DIV/0! | #DIV/0! | #DIV/0! | #DIV/0! | #DIV/0! | #DIV/0! | #DIV/0! | #DIV/0! | #DIV/0! | #DIV/0! | #DIV/0! | #DIV/0! | #DIV/0! | 1454 | 0 | 0 | 0 | 0 | 0
12 | 25 | 2002 | 359 | 3 | 0.84333 | 0 | #DIV/0! | #DIV/0! | #DIV/0! | #DIV/0! | #DIV/0! | #DIV/0! | #DIV/0! | #DIV/0! | #DIV/0! | #DIV/0! | #DIV/0! | #DIV/0! | #DIV/0! | #DIV/0! | #DIV/0! | #DIV/0! | #DIV/0! | #DIV/0! | #DIV/0! | #DIV/0! | 1455 | 0 | 0 | 0 | 0 | 0
12 | 26 | 2002 | 360 | 4 | 0 | 0 | #DIV/0! | #DIV/0! | #DIV/0! | #DIV/0! | #DIV/0! | #DIV/0! | #DIV/0! | #DIV/0! | #DIV/0! | #DIV/0! | #DIV/0! | #DIV/0! | #DIV/0! | #DIV/0! | #DIV/0! | #DIV/0! | #DIV/0! | #DIV/0! | #DIV/0! | #DIV/0! | 1456 | 0 | 0 | 0 | 0 | 0
12 | 27 | 2002 | 361 | 5 | 0 | 0 | #DIV/0! | #DIV/0! | #DIV/0! | #DIV/0! | #DIV/0! | #DIV/0! | #DIV/0! | #DIV/0! | #DIV/0! | #DIV/0! | #DIV/0! | #DIV/0! | #DIV/0! | #DIV/0! | #DIV/0! | #DIV/0! | #DIV/0! | #DIV/0! | #DIV/0! | #DIV/0! | 1457 | 0 | 0 | 0 | 0 | 0
12 | 28 | 2002 | 362 | 6 | 0 | 0 | #DIV/0! | #DIV/0! | #DIV/0! | #DIV/0! | #DIV/0! | #DIV/0! | #DIV/0! | #DIV/0! | #DIV/0! | #DIV/0! | #DIV/0! | #DIV/0! | #DIV/0! | #DIV/0! | #DIV/0! | #DIV/0! | #DIV/0! | #DIV/0! | #DIV/0! | #DIV/0! | 1458 | 0 | 0 | 0 | 0 | 0
12 | 29 | 2002 | 363 | 7 | 0 | 0 | #DIV/0! | #DIV/0! | #DIV/0! | #DIV/0! | #DIV/0! | #DIV/0! | #DIV/0! | #DIV/0! | #DIV/0! | #DIV/0! | #DIV/0! | #DIV/0! | #DIV/0! | #DIV/0! | #DIV/0! | #DIV/0! | #DIV/0! | #DIV/0! | #DIV/0! | #DIV/0! | 1459 | 0 | 0 | 0 | 0 | 0
12 | 30 | 2002 | 364 | 1 | 0 | 0 | #DIV/0! | #DIV/0! | #DIV/0! | #DIV/0! | #DIV/0! | #DIV/0! | #DIV/0! | #DIV/0! | #DIV/0! | #DIV/0! | #DIV/0! | #DIV/0! | #DIV/0! | #DIV/0! | #DIV/0! | #DIV/0! | #DIV/0! | #DIV/0! | #DIV/0! | #DIV/0! | 1460 | 0 | 0 | 0 | 0 | 0
12 | 31 | 2002 | 365 | 2 | 0 | 0 | #DIV/0! | #DIV/0! | #DIV/0! | #DIV/0! | #DIV/0! | #DIV/0! | #DIV/0! | #DIV/0! | #DIV/0! | #DIV/0! | #DIV/0! | #DIV/0! | #DIV/0! | #DIV/0! | #DIV/0! | #DIV/0! | #DIV/0! | #DIV/0! | #DIV/0! | #DIV/0! | 1461 | 0 | 0 | 0 | 0 | 0
1 | 1 | 2003 | 1 | 3 | 1.6433 | 0 | #DIV/0! | #DIV/0! | #DIV/0! | #DIV/0! | #DIV/0! | #DIV/0! | #DIV/0! | #DIV/0! | #DIV/0! | #DIV/0! | #DIV/0! | #DIV/0! | #DIV/0! | #DIV/0! | #DIV/0! | #DIV/0! | #DIV/0! | #DIV/0! | #DIV/0! | #DIV/0! | 1462 | 0 | 0 | 0 | 0 | 0
1 | 2 | 2003 | 2 | 4 | 0.04 | 0 | #DIV/0! | #DIV/0! | #DIV/0! | #DIV/0! | #DIV/0! | #DIV/0! | #DIV/0! | #DIV/0! | #DIV/0! | #DIV/0! | #DIV/0! | #DIV/0! | #DIV/0! | #DIV/0! | #DIV/0! | #DIV/0! | #DIV/0! | #DIV/0! | #DIV/0! | #DIV/0! | 1463 | 0 | 0 | 0 | 0 | 0
1 | 3 | 2003 | 3 | 5 | 0.37333 | 0 | #DIV/0! | #DIV/0! | #DIV/0! | #DIV/0! | #DIV/0! | #DIV/0! | #DIV/0! | #DIV/0! | #DIV/0! | #DIV/0! | #DIV/0! | #DIV/0! | #DIV/0! | #DIV/0! | #DIV/0! | #DIV/0! | #DIV/0! | #DIV/0! | #DIV/0! | #DIV/0! | 1464 | 0 | 0 | 0 | 0 | 0
1 | 4 | 2003 | 4 | 6 | 0 | 0 | #DIV/0! | #DIV/0! | #DIV/0! | #DIV/0! | #DIV/0! | #DIV/0! | #DIV/0! | #DIV/0! | #DIV/0! | #DIV/0! | #DIV/0! | #DIV/0! | #DIV/0! | #DIV/0! | #DIV/0! | #DIV/0! | #DIV/0! | #DIV/0! | #DIV/0! | #DIV/0! | 1465 | 0 | 0 | 0 | 0 | 0
1 | 5 | 2003 | 5 | 7 | 0.25333 | 0 | #DIV/0! | #DIV/0! | #DIV/0! | #DIV/0! | #DIV/0! | #DIV/0! | #DIV/0! | #DIV/0! | #DIV/0! | #DIV/0! | #DIV/0! | #DIV/0! | #DIV/0! | #DIV/0! | #DIV/0! | #DIV/0! | #DIV/0! | #DIV/0! | #DIV/0! | #DIV/0! | 1466 | 0 | 0 | 0 | 0 | 0
1 | 6 | 2003 | 6 | 1 | 0.03 | 0 | #DIV/0! | #DIV/0! | #DIV/0! | #DIV/0! | #DIV/0! | #DIV/0! | #DIV/0! | #DIV/0! | #DIV/0! | #DIV/0! | #DIV/0! | #DIV/0! | #DIV/0! | #DIV/0! | #DIV/0! | #DIV/0! | #DIV/0! | #DIV/0! | #DIV/0! | #DIV/0! | 1467 | 0 | 0 | 0 | 0 | 0
1 | 7 | 2003 | 7 | 2 | 0 | 0 | #DIV/0! | #DIV/0! | #DIV/0! | #DIV/0! | #DIV/0! | #DIV/0! | #DIV/0! | #DIV/0! | #DIV/0! | #DIV/0! | #DIV/0! | #DIV/0! | #DIV/0! | #DIV/0! | #DIV/0! | #DIV/0! | #DIV/0! | #DIV/0! | #DIV/0! | #DIV/0! | 1468 | 0 | 0 | 0 | 0 | 0
1 | 8 | 2003 | 8 | 3 | 0 | 0 | #DIV/0! | #DIV/0! | #DIV/0! | #DIV/0! | #DIV/0! | #DIV/0! | #DIV/0! | #DIV/0! | #DIV/0! | #DIV/0! | #DIV/0! | #DIV/0! | #DIV/0! | #DIV/0! | #DIV/0! | #DIV/0! | #DIV/0! | #DIV/0! | #DIV/0! | #DIV/0! | 1469 | 0 | 0 | 0 | 0 | 0
1 | 9 | 2003 | 9 | 4 | 0 | 0 | #DIV/0! | #DIV/0! | #DIV/0! | #DIV/0! | #DIV/0! | #DIV/0! | #DIV/0! | #DIV/0! | #DIV/0! | #DIV/0! | #DIV/0! | #DIV/0! | #DIV/0! | #DIV/0! | #DIV/0! | #DIV/0! | #DIV/0! | #DIV/0! | #DIV/0! | #DIV/0! | 1470 | 0 | 0 | 0 | 0 | 0
1 | 10 | 2003 | 10 | 5 | 0 | 0 | #DIV/0! | #DIV/0! | #DIV/0! | #DIV/0! | #DIV/0! | #DIV/0! | #DIV/0! | #DIV/0! | #DIV/0! | #DIV/0! | #DIV/0! | #DIV/0! | #DIV/0! | #DIV/0! | #DIV/0! | #DIV/0! | #DIV/0! | #DIV/0! | #DIV/0! | #DIV/0! | 1471 | 0 | 0 | 0 | 0 | 0
1 | 11 | 2003 | 11 | 6 | 0 | 0 | #DIV/0! | #DIV/0! | #DIV/0! | #DIV/0! | #DIV/0! | #DIV/0! | #DIV/0! | #DIV/0! | #DIV/0! | #DIV/0! | #DIV/0! | #DIV/0! | #DIV/0! | #DIV/0! | #DIV/0! | #DIV/0! | #DIV/0! | #DIV/0! | #DIV/0! | #DIV/0! | 1472 | 0 | 0 | 0 | 0 | 0
1 | 12 | 2003 | 12 | 7 | 0 | 0 | #DIV/0! | #DIV/0! | #DIV/0! | #DIV/0! | #DIV/0! | #DIV/0! | #DIV/0! | #DIV/0! | #DIV/0! | #DIV/0! | #DIV/0! | #DIV/0! | #DIV/0! | #DIV/0! | #DIV/0! | #DIV/0! | #DIV/0! | #DIV/0! | #DIV/0! | #DIV/0! | 1473 | 0 | 0 | 0 | 0 | 0
1 | 13 | 2003 | 13 | 1 | 0 | 0 | #DIV/0! | #DIV/0! | #DIV/0! | #DIV/0! | #DIV/0! | #DIV/0! | #DIV/0! | #DIV/0! | #DIV/0! | #DIV/0! | #DIV/0! | #DIV/0! | #DIV/0! | #DIV/0! | #DIV/0! | #DIV/0! | #DIV/0! | #DIV/0! | #DIV/0! | #DIV/0! | 1474 | 0 | 0 | 0 | 0 | 0
1 | 14 | 2003 | 14 | 2 | 0 | 0 | #DIV/0! | #DIV/0! | #DIV/0! | #DIV/0! | #DIV/0! | #DIV/0! | #DIV/0! | #DIV/0! | #DIV/0! | #DIV/0! | #DIV/0! | #DIV/0! | #DIV/0! | #DIV/0! | #DIV/0! | #DIV/0! | #DIV/0! | #DIV/0! | #DIV/0! | #DIV/0! | 1475 | 0 | 0 | 0 | 0 | 0
1 | 15 | 2003 | 15 | 3 | 0 | 0 | #DIV/0! | #DIV/0! | #DIV/0! | #DIV/0! | #DIV/0! | #DIV/0! | #DIV/0! | #DIV/0! | #DIV/0! | #DIV/0! | #DIV/0! | #DIV/0! | #DIV/0! | #DIV/0! | #DIV/0! | #DIV/0! | #DIV/0! | #DIV/0! | #DIV/0! | #DIV/0! | 1476 | 0 | 0 | 0 | 0 | 0
1 | 16 | 2003 | 16 | 4 | 0.04 | 0 | #DIV/0! | #DIV/0! | #DIV/0! | #DIV/0! | #DIV/0! | #DIV/0! | #DIV/0! | #DIV/0! | #DIV/0! | #DIV/0! | #DIV/0! | #DIV/0! | #DIV/0! | #DIV/0! | #DIV/0! | #DIV/0! | #DIV/0! | #DIV/0! | #DIV/0! | #DIV/0! | 1477 | 0 | 0 | 0 | 0 | 0
1 | 17 | 2003 | 17 | 5 | 0 | 0 | #DIV/0! | #DIV/0! | #DIV/0! | #DIV/0! | #DIV/0! | #DIV/0! | #DIV/0! | #DIV/0! | #DIV/0! | #DIV/0! | #DIV/0! | #DIV/0! | #DIV/0! | #DIV/0! | #DIV/0! | #DIV/0! | #DIV/0! | #DIV/0! | #DIV/0! | #DIV/0! | 1478 | 0 | 0 | 0 | 0 | 0
1 | 18 | 2003 | 18 | 6 | 0 | 0 | #DIV/0! | #DIV/0! | #DIV/0! | #DIV/0! | #DIV/0! | #DIV/0! | #DIV/0! | #DIV/0! | #DIV/0! | #DIV/0! | #DIV/0! | #DIV/0! | #DIV/0! | #DIV/0! | #DIV/0! | #DIV/0! | #DIV/0! | #DIV/0! | #DIV/0! | #DIV/0! | 1479 | 0 | 0 | 0 | 0 | 0
1 | 19 | 2003 | 19 | 7 | 0 | 0 | #DIV/0! | #DIV/0! | #DIV/0! | #DIV/0! | #DIV/0! | #DIV/0! | #DIV/0! | #DIV/0! | #DIV/0! | #DIV/0! | #DIV/0! | #DIV/0! | #DIV/0! | #DIV/0! | #DIV/0! | #DIV/0! | #DIV/0! | #DIV/0! | #DIV/0! | #DIV/0! | 1480 | 0 | 0 | 0 | 0 | 0
1 | 20 | 2003 | 20 | 1 | 0 | 0 | #DIV/0! | #DIV/0! | #DIV/0! | #DIV/0! | #DIV/0! | #DIV/0! | #DIV/0! | #DIV/0! | #DIV/0! | #DIV/0! | #DIV/0! | #DIV/0! | #DIV/0! | #DIV/0! | #DIV/0! | #DIV/0! | #DIV/0! | #DIV/0! | #DIV/0! | #DIV/0! | 1481 | 0 | 0 | 0 | 0 | 0
1 | 21 | 2003 | 21 | 2 | 0.01 | 0 | #DIV/0! | #DIV/0! | #DIV/0! | #DIV/0! | #DIV/0! | #DIV/0! | #DIV/0! | #DIV/0! | #DIV/0! | #DIV/0! | #DIV/0! | #DIV/0! | #DIV/0! | #DIV/0! | #DIV/0! | #DIV/0! | #DIV/0! | #DIV/0! | #DIV/0! | #DIV/0! | 1482 | 0 | 0 | 0 | 0 | 0
1 | 22 | 2003 | 22 | 3 | 0 | 0 | #DIV/0! | #DIV/0! | #DIV/0! | #DIV/0! | #DIV/0! | #DIV/0! | #DIV/0! | #DIV/0! | #DIV/0! | #DIV/0! | #DIV/0! | #DIV/0! | #DIV/0! | #DIV/0! | #DIV/0! | #DIV/0! | #DIV/0! | #DIV/0! | #DIV/0! | #DIV/0! | 1483 | 0 | 0 | 0 | 0 | 0
1 | 23 | 2003 | 23 | 4 | 0 | 0 | #DIV/0! | #DIV/0! | #DIV/0! | #DIV/0! | #DIV/0! | #DIV/0! | #DIV/0! | #DIV/0! | #DIV/0! | #DIV/0! | #DIV/0! | #DIV/0! | #DIV/0! | #DIV/0! | #DIV/0! | #DIV/0! | #DIV/0! | #DIV/0! | #DIV/0! | #DIV/0! | 1484 | 0 | 0 | 0 | 0 | 0
1 | 24 | 2003 | 24 | 5 | 0 | 0 | #DIV/0! | #DIV/0! | #DIV/0! | #DIV/0! | #DIV/0! | #DIV/0! | #DIV/0! | #DIV/0! | #DIV/0! | #DIV/0! | #DIV/0! | #DIV/0! | #DIV/0! | #DIV/0! | #DIV/0! | #DIV/0! | #DIV/0! | #DIV/0! | #DIV/0! | #DIV/0! | 1485 | 0 | 0 | 0 | 0 | 0
1 | 25 | 2003 | 25 | 6 | 0 | 0 | #DIV/0! | #DIV/0! | #DIV/0! | #DIV/0! | #DIV/0! | #DIV/0! | #DIV/0! | #DIV/0! | #DIV/0! | #DIV/0! | #DIV/0! | #DIV/0! | #DIV/0! | #DIV/0! | #DIV/0! | #DIV/0! | #DIV/0! | #DIV/0! | #DIV/0! | #DIV/0! | 1486 | 0 | 0 | 0 | 0 | 0
1 | 26 | 2003 | 26 | 7 | 0.0066667 | 0 | #DIV/0! | #DIV/0! | #DIV/0! | #DIV/0! | #DIV/0! | #DIV/0! | #DIV/0! | #DIV/0! | #DIV/0! | #DIV/0! | #DIV/0! | #DIV/0! | #DIV/0! | #DIV/0! | #DIV/0! | #DIV/0! | #DIV/0! | #DIV/0! | #DIV/0! | #DIV/0! | 1487 | 0 | 0 | 0 | 0 | 0
1 | 27 | 2003 | 27 | 1 | 0 | 0 | #DIV/0! | #DIV/0! | #DIV/0! | #DIV/0! | #DIV/0! | #DIV/0! | #DIV/0! | #DIV/0! | #DIV/0! | #DIV/0! | #DIV/0! | #DIV/0! | #DIV/0! | #DIV/0! | #DIV/0! | #DIV/0! | #DIV/0! | #DIV/0! | #DIV/0! | #DIV/0! | 1488 | 0 | 0 | 0 | 0 | 0
1 | 28 | 2003 | 28 | 2 | 0 | 0 | #DIV/0! | #DIV/0! | #DIV/0! | #DIV/0! | #DIV/0! | #DIV/0! | #DIV/0! | #DIV/0! | #DIV/0! | #DIV/0! | #DIV/0! | #DIV/0! | #DIV/0! | #DIV/0! | #DIV/0! | #DIV/0! | #DIV/0! | #DIV/0! | #DIV/0! | #DIV/0! | 1489 | 0 | 0 | 0 | 0 | 0
1 | 29 | 2003 | 29 | 3 | 0.07 | 0 | #DIV/0! | #DIV/0! | #DIV/0! | #DIV/0! | #DIV/0! | #DIV/0! | #DIV/0! | #DIV/0! | #DIV/0! | #DIV/0! | #DIV/0! | #DIV/0! | #DIV/0! | #DIV/0! | #DIV/0! | #DIV/0! | #DIV/0! | #DIV/0! | #DIV/0! | #DIV/0! | 1490 | 0 | 0 | 0 | 0 | 0
1 | 30 | 2003 | 30 | 4 | 0 | 0 | #DIV/0! | #DIV/0! | #DIV/0! | #DIV/0! | #DIV/0! | #DIV/0! | #DIV/0! | #DIV/0! | #DIV/0! | #DIV/0! | #DIV/0! | #DIV/0! | #DIV/0! | #DIV/0! | #DIV/0! | #DIV/0! | #DIV/0! | #DIV/0! | #DIV/0! | #DIV/0! | 1491 | 0 | 0 | 0 | 0 | 0
1 | 31 | 2003 | 31 | 5 | 0.096667 | 0 | #DIV/0! | #DIV/0! | #DIV/0! | #DIV/0! | #DIV/0! | #DIV/0! | #DIV/0! | #DIV/0! | #DIV/0! | #DIV/0! | #DIV/0! | #DIV/0! | #DIV/0! | #DIV/0! | #DIV/0! | #DIV/0! | #DIV/0! | #DIV/0! | #DIV/0! | #DIV/0! | 1492 | 0 | 0 | 0 | 0 | 0
2 | 1 | 2003 | 32 | 6 | 0.086667 | 0 | #DIV/0! | #DIV/0! | #DIV/0! | #DIV/0! | #DIV/0! | #DIV/0! | #DIV/0! | #DIV/0! | #DIV/0! | #DIV/0! | #DIV/0! | #DIV/0! | #DIV/0! | #DIV/0! | #DIV/0! | #DIV/0! | #DIV/0! | #DIV/0! | #DIV/0! | #DIV/0! | 1493 | 0 | 0 | 0 | 0 | 0
2 | 2 | 2003 | 33 | 7 | 0 | 0 | #DIV/0! | #DIV/0! | #DIV/0! | #DIV/0! | #DIV/0! | #DIV/0! | #DIV/0! | #DIV/0! | #DIV/0! | #DIV/0! | #DIV/0! | #DIV/0! | #DIV/0! | #DIV/0! | #DIV/0! | #DIV/0! | #DIV/0! | #DIV/0! | #DIV/0! | #DIV/0! | 1494 | 0 | 0 | 0 | 0 | 0
2 | 3 | 2003 | 34 | 1 | 0 | 0 | #DIV/0! | #DIV/0! | #DIV/0! | #DIV/0! | #DIV/0! | #DIV/0! | #DIV/0! | #DIV/0! | #DIV/0! | #DIV/0! | #DIV/0! | #DIV/0! | #DIV/0! | #DIV/0! | #DIV/0! | #DIV/0! | #DIV/0! | #DIV/0! | #DIV/0! | #DIV/0! | 1495 | 0 | 0 | 0 | 0 | 0
2 | 4 | 2003 | 35 | 2 | 0.22 | 0 | #DIV/0! | #DIV/0! | #DIV/0! | #DIV/0! | #DIV/0! | #DIV/0! | #DIV/0! | #DIV/0! | #DIV/0! | #DIV/0! | #DIV/0! | #DIV/0! | #DIV/0! | #DIV/0! | #DIV/0! | #DIV/0! | #DIV/0! | #DIV/0! | #DIV/0! | #DIV/0! | 1496 | 0 | 0 | 0 | 0 | 0
2 | 5 | 2003 | 36 | 3 | 0 | 0 | #DIV/0! | #DIV/0! | #DIV/0! | #DIV/0! | #DIV/0! | #DIV/0! | #DIV/0! | #DIV/0! | #DIV/0! | #DIV/0! | #DIV/0! | #DIV/0! | #DIV/0! | #DIV/0! | #DIV/0! | #DIV/0! | #DIV/0! | #DIV/0! | #DIV/0! | #DIV/0! | 1497 | 0 | 0 | 0 | 0 | 0
2 | 6 | 2003 | 37 | 4 | 0.23333 | 0 | #DIV/0! | #DIV/0! | #DIV/0! | #DIV/0! | #DIV/0! | #DIV/0! | #DIV/0! | #DIV/0! | #DIV/0! | #DIV/0! | #DIV/0! | #DIV/0! | #DIV/0! | #DIV/0! | #DIV/0! | #DIV/0! | #DIV/0! | #DIV/0! | #DIV/0! | #DIV/0! | 1498 | 0 | 0 | 0 | 0 | 0
2 | 7 | 2003 | 38 | 5 | 0.31 | 0 | #DIV/0! | #DIV/0! | #DIV/0! | #DIV/0! | #DIV/0! | #DIV/0! | #DIV/0! | #DIV/0! | #DIV/0! | #DIV/0! | #DIV/0! | #DIV/0! | #DIV/0! | #DIV/0! | #DIV/0! | #DIV/0! | #DIV/0! | #DIV/0! | #DIV/0! | #DIV/0! | 1499 | 0 | 0 | 0 | 0 | 0
2 | 8 | 2003 | 39 | 6 | 0 | 0 | #DIV/0! | #DIV/0! | #DIV/0! | #DIV/0! | #DIV/0! | #DIV/0! | #DIV/0! | #DIV/0! | #DIV/0! | #DIV/0! | #DIV/0! | #DIV/0! | #DIV/0! | #DIV/0! | #DIV/0! | #DIV/0! | #DIV/0! | #DIV/0! | #DIV/0! | #DIV/0! | 1500 | 0 | 0 | 0 | 0 | 0
2 | 9 | 2003 | 40 | 7 | 0 | 0 | #DIV/0! | #DIV/0! | #DIV/0! | #DIV/0! | #DIV/0! | #DIV/0! | #DIV/0! | #DIV/0! | #DIV/0! | #DIV/0! | #DIV/0! | #DIV/0! | #DIV/0! | #DIV/0! | #DIV/0! | #DIV/0! | #DIV/0! | #DIV/0! | #DIV/0! | #DIV/0! | 1501 | 0 | 0 | 0 | 0 | 0
2 | 10 | 2003 | 41 | 1 | 0.056667 | 0 | #DIV/0! | #DIV/0! | #DIV/0! | #DIV/0! | #DIV/0! | #DIV/0! | #DIV/0! | #DIV/0! | #DIV/0! | #DIV/0! | #DIV/0! | #DIV/0! | #DIV/0! | #DIV/0! | #DIV/0! | #DIV/0! | #DIV/0! | #DIV/0! | #DIV/0! | #DIV/0! | 1502 | 0 | 0 | 0 | 0 | 0
2 | 11 | 2003 | 42 | 2 | 0 | 0 | #DIV/0! | #DIV/0! | #DIV/0! | #DIV/0! | #DIV/0! | #DIV/0! | #DIV/0! | #DIV/0! | #DIV/0! | #DIV/0! | #DIV/0! | #DIV/0! | #DIV/0! | #DIV/0! | #DIV/0! | #DIV/0! | #DIV/0! | #DIV/0! | #DIV/0! | #DIV/0! | 1503 | 0 | 0 | 0 | 0 | 0
2 | 12 | 2003 | 43 | 3 | 0 | 0 | #DIV/0! | #DIV/0! | #DIV/0! | #DIV/0! | #DIV/0! | #DIV/0! | #DIV/0! | #DIV/0! | #DIV/0! | #DIV/0! | #DIV/0! | #DIV/0! | #DIV/0! | #DIV/0! | #DIV/0! | #DIV/0! | #DIV/0! | #DIV/0! | #DIV/0! | #DIV/0! | 1504 | 0 | 0 | 0 | 0 | 0
2 | 13 | 2003 | 44 | 4 | 0 | 0 | #DIV/0! | #DIV/0! | #DIV/0! | #DIV/0! | #DIV/0! | #DIV/0! | #DIV/0! | #DIV/0! | #DIV/0! | #DIV/0! | #DIV/0! | #DIV/0! | #DIV/0! | #DIV/0! | #DIV/0! | #DIV/0! | #DIV/0! | #DIV/0! | #DIV/0! | #DIV/0! | 1505 | 0 | 0 | 0 | 0 | 0
2 | 14 | 2003 | 45 | 5 | 0.013333 | 0 | #DIV/0! | #DIV/0! | #DIV/0! | #DIV/0! | #DIV/0! | #DIV/0! | #DIV/0! | #DIV/0! | #DIV/0! | #DIV/0! | #DIV/0! | #DIV/0! | #DIV/0! | #DIV/0! | #DIV/0! | #DIV/0! | #DIV/0! | #DIV/0! | #DIV/0! | #DIV/0! | 1506 | 0 | 0 | 0 | 0 | 0
2 | 15 | 2003 | 46 | 6 | 0.29 | 0 | #DIV/0! | #DIV/0! | #DIV/0! | #DIV/0! | #DIV/0! | #DIV/0! | #DIV/0! | #DIV/0! | #DIV/0! | #DIV/0! | #DIV/0! | #DIV/0! | #DIV/0! | #DIV/0! | #DIV/0! | #DIV/0! | #DIV/0! | #DIV/0! | #DIV/0! | #DIV/0! | 1507 | 0 | 0 | 0 | 0 | 0
2 | 16 | 2003 | 47 | 7 | 2.16 | 0 | #DIV/0! | #DIV/0! | #DIV/0! | #DIV/0! | #DIV/0! | #DIV/0! | #DIV/0! | #DIV/0! | #DIV/0! | #DIV/0! | #DIV/0! | #DIV/0! | #DIV/0! | #DIV/0! | #DIV/0! | #DIV/0! | #DIV/0! | #DIV/0! | #DIV/0! | #DIV/0! | 1508 | 0 | 0 | 0 | 0 | 0
2 | 17 | 2003 | 48 | 1 | 0.34 | 0 | #DIV/0! | #DIV/0! | #DIV/0! | #DIV/0! | #DIV/0! | #DIV/0! | #DIV/0! | #DIV/0! | #DIV/0! | #DIV/0! | #DIV/0! | #DIV/0! | #DIV/0! | #DIV/0! | #DIV/0! | #DIV/0! | #DIV/0! | #DIV/0! | #DIV/0! | #DIV/0! | 1509 | 0 | 0 | 0 | 0 | 0
2 | 18 | 2003 | 49 | 2 | 0.036667 | 0 | #DIV/0! | #DIV/0! | #DIV/0! | #DIV/0! | #DIV/0! | #DIV/0! | #DIV/0! | #DIV/0! | #DIV/0! | #DIV/0! | #DIV/0! | #DIV/0! | #DIV/0! | #DIV/0! | #DIV/0! | #DIV/0! | #DIV/0! | #DIV/0! | #DIV/0! | #DIV/0! | 1510 | 0 | 0 | 0 | 0 | 0
2 | 19 | 2003 | 50 | 3 | 0 | 0 | #DIV/0! | #DIV/0! | #DIV/0! | #DIV/0! | #DIV/0! | #DIV/0! | #DIV/0! | #DIV/0! | #DIV/0! | #DIV/0! | #DIV/0! | #DIV/0! | #DIV/0! | #DIV/0! | #DIV/0! | #DIV/0! | #DIV/0! | #DIV/0! | #DIV/0! | #DIV/0! | 1511 | 0 | 0 | 0 | 0 | 0
2 | 20 | 2003 | 51 | 4 | 0 | 0 | #DIV/0! | #DIV/0! | #DIV/0! | #DIV/0! | #DIV/0! | #DIV/0! | #DIV/0! | #DIV/0! | #DIV/0! | #DIV/0! | #DIV/0! | #DIV/0! | #DIV/0! | #DIV/0! | #DIV/0! | #DIV/0! | #DIV/0! | #DIV/0! | #DIV/0! | #DIV/0! | 1512 | 0 | 0 | 0 | 0 | 0
2 | 21 | 2003 | 52 | 5 | 0.31 | 0 | #DIV/0! | #DIV/0! | #DIV/0! | #DIV/0! | #DIV/0! | #DIV/0! | #DIV/0! | #DIV/0! | #DIV/0! | #DIV/0! | #DIV/0! | #DIV/0! | #DIV/0! | #DIV/0! | #DIV/0! | #DIV/0! | #DIV/0! | #DIV/0! | #DIV/0! | #DIV/0! | 1513 | 0 | 0 | 0 | 0 | 0
2 | 22 | 2003 | 53 | 6 | 2.0867 | 0 | #DIV/0! | #DIV/0! | #DIV/0! | #DIV/0! | #DIV/0! | #DIV/0! | #DIV/0! | #DIV/0! | #DIV/0! | #DIV/0! | #DIV/0! | #DIV/0! | #DIV/0! | #DIV/0! | #DIV/0! | #DIV/0! | #DIV/0! | #DIV/0! | #DIV/0! | #DIV/0! | 1514 | 0 | 0 | 0 | 0 | 0
2 | 23 | 2003 | 54 | 7 | 0.11667 | 0 | #DIV/0! | #DIV/0! | #DIV/0! | #DIV/0! | #DIV/0! | #DIV/0! | #DIV/0! | #DIV/0! | #DIV/0! | #DIV/0! | #DIV/0! | #DIV/0! | #DIV/0! | #DIV/0! | #DIV/0! | #DIV/0! | #DIV/0! | #DIV/0! | #DIV/0! | #DIV/0! | 1515 | 0 | 0 | 0 | 0 | 0
2 | 24 | 2003 | 55 | 1 | 0 | 0 | #DIV/0! | #DIV/0! | #DIV/0! | #DIV/0! | #DIV/0! | #DIV/0! | #DIV/0! | #DIV/0! | #DIV/0! | #DIV/0! | #DIV/0! | #DIV/0! | #DIV/0! | #DIV/0! | #DIV/0! | #DIV/0! | #DIV/0! | #DIV/0! | #DIV/0! | #DIV/0! | 1516 | 0 | 0 | 0 | 0 | 0
2 | 25 | 2003 | 56 | 2 | 0 | 0 | #DIV/0! | #DIV/0! | #DIV/0! | #DIV/0! | #DIV/0! | #DIV/0! | #DIV/0! | #DIV/0! | #DIV/0! | #DIV/0! | #DIV/0! | #DIV/0! | #DIV/0! | #DIV/0! | #DIV/0! | #DIV/0! | #DIV/0! | #DIV/0! | #DIV/0! | #DIV/0! | 1517 | 0 | 0 | 0 | 0 | 0
2 | 26 | 2003 | 57 | 3 | 0.12333 | 0 | #DIV/0! | #DIV/0! | #DIV/0! | #DIV/0! | #DIV/0! | #DIV/0! | #DIV/0! | #DIV/0! | #DIV/0! | #DIV/0! | #DIV/0! | #DIV/0! | #DIV/0! | #DIV/0! | #DIV/0! | #DIV/0! | #DIV/0! | #DIV/0! | #DIV/0! | #DIV/0! | 1518 | 0 | 0 | 0 | 0 | 0
2 | 27 | 2003 | 58 | 4 | 0.23333 | 0 | #DIV/0! | #DIV/0! | #DIV/0! | #DIV/0! | #DIV/0! | #DIV/0! | #DIV/0! | #DIV/0! | #DIV/0! | #DIV/0! | #DIV/0! | #DIV/0! | #DIV/0! | #DIV/0! | #DIV/0! | #DIV/0! | #DIV/0! | #DIV/0! | #DIV/0! | #DIV/0! | 1519 | 0 | 0 | 0 | 0 | 0
2 | 28 | 2003 | 59 | 5 | 0.033333 | 0 | #DIV/0! | #DIV/0! | #DIV/0! | #DIV/0! | #DIV/0! | #DIV/0! | #DIV/0! | #DIV/0! | #DIV/0! | #DIV/0! | #DIV/0! | #DIV/0! | #DIV/0! | #DIV/0! | #DIV/0! | #DIV/0! | #DIV/0! | #DIV/0! | #DIV/0! | #DIV/0! | 1520 | 0 | 0 | 0 | 0 | 0
3 | 1 | 2003 | 60 | 6 | 0.01 | 0 | #DIV/0! | #DIV/0! | #DIV/0! | #DIV/0! | #DIV/0! | #DIV/0! | #DIV/0! | #DIV/0! | #DIV/0! | #DIV/0! | #DIV/0! | #DIV/0! | #DIV/0! | #DIV/0! | #DIV/0! | #DIV/0! | #DIV/0! | #DIV/0! | #DIV/0! | #DIV/0! | 1521 | 0 | 0 | 0 | 0 | 0
3 | 2 | 2003 | 61 | 7 | 0.34 | 0 | #DIV/0! | #DIV/0! | #DIV/0! | #DIV/0! | #DIV/0! | #DIV/0! | #DIV/0! | #DIV/0! | #DIV/0! | #DIV/0! | #DIV/0! | #DIV/0! | #DIV/0! | #DIV/0! | #DIV/0! | #DIV/0! | #DIV/0! | #DIV/0! | #DIV/0! | #DIV/0! | 1522 | 0 | 0 | 0 | 0 | 0
3 | 3 | 2003 | 62 | 1 | 0 | 0 | #DIV/0! | #DIV/0! | #DIV/0! | #DIV/0! | #DIV/0! | #DIV/0! | #DIV/0! | #DIV/0! | #DIV/0! | #DIV/0! | #DIV/0! | #DIV/0! | #DIV/0! | #DIV/0! | #DIV/0! | #DIV/0! | #DIV/0! | #DIV/0! | #DIV/0! | #DIV/0! | 1523 | 0 | 0 | 0 | 0 | 0
3 | 4 | 2003 | 63 | 2 | 0 | 0 | #DIV/0! | #DIV/0! | #DIV/0! | #DIV/0! | #DIV/0! | #DIV/0! | #DIV/0! | #DIV/0! | #DIV/0! | #DIV/0! | #DIV/0! | #DIV/0! | #DIV/0! | #DIV/0! | #DIV/0! | #DIV/0! | #DIV/0! | #DIV/0! | #DIV/0! | #DIV/0! | 1524 | 0 | 0 | 0 | 0 | 0
3 | 5 | 2003 | 64 | 3 | 0.056667 | 0 | #DIV/0! | #DIV/0! | #DIV/0! | #DIV/0! | #DIV/0! | #DIV/0! | #DIV/0! | #DIV/0! | #DIV/0! | #DIV/0! | #DIV/0! | #DIV/0! | #DIV/0! | #DIV/0! | #DIV/0! | #DIV/0! | #DIV/0! | #DIV/0! | #DIV/0! | #DIV/0! | 1525 | 0 | 0 | 0 | 0 | 0
3 | 6 | 2003 | 65 | 4 | 0.28333 | 0 | #DIV/0! | #DIV/0! | #DIV/0! | #DIV/0! | #DIV/0! | #DIV/0! | #DIV/0! | #DIV/0! | #DIV/0! | #DIV/0! | #DIV/0! | #DIV/0! | #DIV/0! | #DIV/0! | #DIV/0! | #DIV/0! | #DIV/0! | #DIV/0! | #DIV/0! | #DIV/0! | 1526 | 0 | 0 | 0 | 0 | 0
3 | 7 | 2003 | 66 | 5 | 0 | 0 | #DIV/0! | #DIV/0! | #DIV/0! | #DIV/0! | #DIV/0! | #DIV/0! | #DIV/0! | #DIV/0! | #DIV/0! | #DIV/0! | #DIV/0! | #DIV/0! | #DIV/0! | #DIV/0! | #DIV/0! | #DIV/0! | #DIV/0! | #DIV/0! | #DIV/0! | #DIV/0! | 1527 | 0 | 0 | 0 | 0 | 0
3 | 8 | 2003 | 67 | 6 | 0 | 0 | #DIV/0! | #DIV/0! | #DIV/0! | #DIV/0! | #DIV/0! | #DIV/0! | #DIV/0! | #DIV/0! | #DIV/0! | #DIV/0! | #DIV/0! | #DIV/0! | #DIV/0! | #DIV/0! | #DIV/0! | #DIV/0! | #DIV/0! | #DIV/0! | #DIV/0! | #DIV/0! | 1528 | 0 | 0 | 0 | 0 | 0
3 | 9 | 2003 | 68 | 7 | 0 | 0 | #DIV/0! | #DIV/0! | #DIV/0! | #DIV/0! | #DIV/0! | #DIV/0! | #DIV/0! | #DIV/0! | #DIV/0! | #DIV/0! | #DIV/0! | #DIV/0! | #DIV/0! | #DIV/0! | #DIV/0! | #DIV/0! | #DIV/0! | #DIV/0! | #DIV/0! | #DIV/0! | 1529 | 0 | 0 | 0 | 0 | 0
3 | 10 | 2003 | 69 | 1 | 0 | 0 | #DIV/0! | #DIV/0! | #DIV/0! | #DIV/0! | #DIV/0! | #DIV/0! | #DIV/0! | #DIV/0! | #DIV/0! | #DIV/0! | #DIV/0! | #DIV/0! | #DIV/0! | #DIV/0! | #DIV/0! | #DIV/0! | #DIV/0! | #DIV/0! | #DIV/0! | #DIV/0! | 1530 | 0 | 0 | 0 | 0 | 0
3 | 11 | 2003 | 70 | 2 | 0 | 0 | #DIV/0! | #DIV/0! | #DIV/0! | #DIV/0! | #DIV/0! | #DIV/0! | #DIV/0! | #DIV/0! | #DIV/0! | #DIV/0! | #DIV/0! | #DIV/0! | #DIV/0! | #DIV/0! | #DIV/0! | #DIV/0! | #DIV/0! | #DIV/0! | #DIV/0! | #DIV/0! | 1531 | 0 | 0 | 0 | 0 | 0
3 | 12 | 2003 | 71 | 3 | 0 | 0 | #DIV/0! | #DIV/0! | #DIV/0! | #DIV/0! | #DIV/0! | #DIV/0! | #DIV/0! | #DIV/0! | #DIV/0! | #DIV/0! | #DIV/0! | #DIV/0! | #DIV/0! | #DIV/0! | #DIV/0! | #DIV/0! | #DIV/0! | #DIV/0! | #DIV/0! | #DIV/0! | 1532 | 0 | 0 | 0 | 0 | 0
3 | 13 | 2003 | 72 | 4 | 0.15667 | 0 | #DIV/0! | #DIV/0! | #DIV/0! | #DIV/0! | #DIV/0! | #DIV/0! | #DIV/0! | #DIV/0! | #DIV/0! | #DIV/0! | #DIV/0! | #DIV/0! | #DIV/0! | #DIV/0! | #DIV/0! | #DIV/0! | #DIV/0! | #DIV/0! | #DIV/0! | #DIV/0! | 1533 | 0 | 0 | 0 | 0 | 0
3 | 14 | 2003 | 73 | 5 | 0 | 0 | #DIV/0! | #DIV/0! | #DIV/0! | #DIV/0! | #DIV/0! | #DIV/0! | #DIV/0! | #DIV/0! | #DIV/0! | #DIV/0! | #DIV/0! | #DIV/0! | #DIV/0! | #DIV/0! | #DIV/0! | #DIV/0! | #DIV/0! | #DIV/0! | #DIV/0! | #DIV/0! | 1534 | 0 | 0 | 0 | 0 | 0
3 | 15 | 2003 | 74 | 6 | 0 | 0 | #DIV/0! | #DIV/0! | #DIV/0! | #DIV/0! | #DIV/0! | #DIV/0! | #DIV/0! | #DIV/0! | #DIV/0! | #DIV/0! | #DIV/0! | #DIV/0! | #DIV/0! | #DIV/0! | #DIV/0! | #DIV/0! | #DIV/0! | #DIV/0! | #DIV/0! | #DIV/0! | 1535 | 0 | 0 | 0 | 0 | 0
3 | 16 | 2003 | 75 | 7 | 0.026667 | 0 | #DIV/0! | #DIV/0! | #DIV/0! | #DIV/0! | #DIV/0! | #DIV/0! | #DIV/0! | #DIV/0! | #DIV/0! | #DIV/0! | #DIV/0! | #DIV/0! | #DIV/0! | #DIV/0! | #DIV/0! | #DIV/0! | #DIV/0! | #DIV/0! | #DIV/0! | #DIV/0! | 1536 | 0 | 0 | 0 | 0 | 0
3 | 17 | 2003 | 76 | 1 | 0.023333 | 0 | #DIV/0! | #DIV/0! | #DIV/0! | #DIV/0! | #DIV/0! | #DIV/0! | #DIV/0! | #DIV/0! | #DIV/0! | #DIV/0! | #DIV/0! | #DIV/0! | #DIV/0! | #DIV/0! | #DIV/0! | #DIV/0! | #DIV/0! | #DIV/0! | #DIV/0! | #DIV/0! | 1537 | 0 | 0 | 0 | 0 | 0
3 | 18 | 2003 | 77 | 2 | 0 | 0 | #DIV/0! | #DIV/0! | #DIV/0! | #DIV/0! | #DIV/0! | #DIV/0! | #DIV/0! | #DIV/0! | #DIV/0! | #DIV/0! | #DIV/0! | #DIV/0! | #DIV/0! | #DIV/0! | #DIV/0! | #DIV/0! | #DIV/0! | #DIV/0! | #DIV/0! | #DIV/0! | 1538 | 0 | 0 | 0 | 0 | 0
3 | 19 | 2003 | 78 | 3 | 0 | 0 | #DIV/0! | #DIV/0! | #DIV/0! | #DIV/0! | #DIV/0! | #DIV/0! | #DIV/0! | #DIV/0! | #DIV/0! | #DIV/0! | #DIV/0! | #DIV/0! | #DIV/0! | #DIV/0! | #DIV/0! | #DIV/0! | #DIV/0! | #DIV/0! | #DIV/0! | #DIV/0! | 1539 | 0 | 0 | 0 | 0 | 0
3 | 20 | 2003 | 79 | 4 | 1.8633 | 0 | #DIV/0! | #DIV/0! | #DIV/0! | #DIV/0! | #DIV/0! | #DIV/0! | #DIV/0! | #DIV/0! | #DIV/0! | #DIV/0! | #DIV/0! | #DIV/0! | #DIV/0! | #DIV/0! | #DIV/0! | #DIV/0! | #DIV/0! | #DIV/0! | #DIV/0! | #DIV/0! | 1540 | 0 | 0 | 0 | 0 | 0
3 | 21 | 2003 | 80 | 5 | 0.026667 | 0 | #DIV/0! | #DIV/0! | #DIV/0! | #DIV/0! | #DIV/0! | #DIV/0! | #DIV/0! | #DIV/0! | #DIV/0! | #DIV/0! | #DIV/0! | #DIV/0! | #DIV/0! | #DIV/0! | #DIV/0! | #DIV/0! | #DIV/0! | #DIV/0! | #DIV/0! | #DIV/0! | 1541 | 0 | 0 | 0 | 0 | 0
3 | 22 | 2003 | 81 | 6 | 0 | 0 | #DIV/0! | #DIV/0! | #DIV/0! | #DIV/0! | #DIV/0! | #DIV/0! | #DIV/0! | #DIV/0! | #DIV/0! | #DIV/0! | #DIV/0! | #DIV/0! | #DIV/0! | #DIV/0! | #DIV/0! | #DIV/0! | #DIV/0! | #DIV/0! | #DIV/0! | #DIV/0! | 1542 | 0 | 0 | 0 | 0 | 0
3 | 23 | 2003 | 82 | 7 | 0 | 0 | #DIV/0! | #DIV/0! | #DIV/0! | #DIV/0! | #DIV/0! | #DIV/0! | #DIV/0! | #DIV/0! | #DIV/0! | #DIV/0! | #DIV/0! | #DIV/0! | #DIV/0! | #DIV/0! | #DIV/0! | #DIV/0! | #DIV/0! | #DIV/0! | #DIV/0! | #DIV/0! | 1543 | 0 | 0 | 0 | 0 | 0
3 | 24 | 2003 | 83 | 1 | 0 | 0 | #DIV/0! | #DIV/0! | #DIV/0! | #DIV/0! | #DIV/0! | #DIV/0! | #DIV/0! | #DIV/0! | #DIV/0! | #DIV/0! | #DIV/0! | #DIV/0! | #DIV/0! | #DIV/0! | #DIV/0! | #DIV/0! | #DIV/0! | #DIV/0! | #DIV/0! | #DIV/0! | 1544 | 0 | 0 | 0 | 0 | 0
3 | 25 | 2003 | 84 | 2 | 0 | 0 | #DIV/0! | #DIV/0! | #DIV/0! | #DIV/0! | #DIV/0! | #DIV/0! | #DIV/0! | #DIV/0! | #DIV/0! | #DIV/0! | #DIV/0! | #DIV/0! | #DIV/0! | #DIV/0! | #DIV/0! | #DIV/0! | #DIV/0! | #DIV/0! | #DIV/0! | #DIV/0! | 1545 | 0 | 0 | 0 | 0 | 0
3 | 26 | 2003 | 85 | 3 | 0.34667 | 0 | #DIV/0! | #DIV/0! | #DIV/0! | #DIV/0! | #DIV/0! | #DIV/0! | #DIV/0! | #DIV/0! | #DIV/0! | #DIV/0! | #DIV/0! | #DIV/0! | #DIV/0! | #DIV/0! | #DIV/0! | #DIV/0! | #DIV/0! | #DIV/0! | #DIV/0! | #DIV/0! | 1546 | 0 | 0 | 0 | 0 | 0
3 | 27 | 2003 | 86 | 4 | 0 | 0 | #DIV/0! | #DIV/0! | #DIV/0! | #DIV/0! | #DIV/0! | #DIV/0! | #DIV/0! | #DIV/0! | #DIV/0! | #DIV/0! | #DIV/0! | #DIV/0! | #DIV/0! | #DIV/0! | #DIV/0! | #DIV/0! | #DIV/0! | #DIV/0! | #DIV/0! | #DIV/0! | 1547 | 0 | 0 | 0 | 0 | 0
3 | 28 | 2003 | 87 | 5 | 0.063333 | 0 | #DIV/0! | #DIV/0! | #DIV/0! | #DIV/0! | #DIV/0! | #DIV/0! | #DIV/0! | #DIV/0! | #DIV/0! | #DIV/0! | #DIV/0! | #DIV/0! | #DIV/0! | #DIV/0! | #DIV/0! | #DIV/0! | #DIV/0! | #DIV/0! | #DIV/0! | #DIV/0! | 1548 | 0 | 0 | 0 | 0 | 0
3 | 29 | 2003 | 88 | 6 | 0.29 | 0 | #DIV/0! | #DIV/0! | #DIV/0! | #DIV/0! | #DIV/0! | #DIV/0! | #DIV/0! | #DIV/0! | #DIV/0! | #DIV/0! | #DIV/0! | #DIV/0! | #DIV/0! | #DIV/0! | #DIV/0! | #DIV/0! | #DIV/0! | #DIV/0! | #DIV/0! | #DIV/0! | 1549 | 0 | 0 | 0 | 0 | 0 |  | 5278.9478
3 | 30 | 2003 | 89 | 7 | 0.53333 | 0 | #DIV/0! | #DIV/0! | #DIV/0! | #DIV/0! | #DIV/0! | #DIV/0! | #DIV/0! | #DIV/0! | #DIV/0! | #DIV/0! | #DIV/0! | #DIV/0! | #DIV/0! | #DIV/0! | #DIV/0! | #DIV/0! | #DIV/0! | #DIV/0! | #DIV/0! | #DIV/0! | 1550 | 0 | 0 | 0 | 0 | 0
3 | 31 | 2003 | 90 | 1 | 0 | 0 | #DIV/0! | #DIV/0! | #DIV/0! | #DIV/0! | #DIV/0! | #DIV/0! | #DIV/0! | #DIV/0! | #DIV/0! | #DIV/0! | #DIV/0! | #DIV/0! | #DIV/0! | #DIV/0! | #DIV/0! | #DIV/0! | #DIV/0! | #DIV/0! | #DIV/0! | #DIV/0! | 1551 | 0 | 0 | 0 | 0 | 0
4 | 1 | 2003 | 91 | 2 | 0 | 0 | #DIV/0! | #DIV/0! | #DIV/0! | #DIV/0! | #DIV/0! | #DIV/0! | #DIV/0! | #DIV/0! | #DIV/0! | #DIV/0! | #DIV/0! | #DIV/0! | #DIV/0! | #DIV/0! | #DIV/0! | #DIV/0! | #DIV/0! | #DIV/0! | #DIV/0! | #DIV/0! | 1552 | 0 | 0 | 0 | 0 | 0
4 | 2 | 2003 | 92 | 3 | 0 | 0 | #DIV/0! | #DIV/0! | #DIV/0! | #DIV/0! | #DIV/0! | #DIV/0! | #DIV/0! | #DIV/0! | #DIV/0! | #DIV/0! | #DIV/0! | #DIV/0! | #DIV/0! | #DIV/0! | #DIV/0! | #DIV/0! | #DIV/0! | #DIV/0! | #DIV/0! | #DIV/0! | 1553 | 0 | 0 | 0 | 0 | 0
4 | 3 | 2003 | 93 | 4 | 0 | 0 | #DIV/0! | #DIV/0! | #DIV/0! | #DIV/0! | #DIV/0! | #DIV/0! | #DIV/0! | #DIV/0! | #DIV/0! | #DIV/0! | #DIV/0! | #DIV/0! | #DIV/0! | #DIV/0! | #DIV/0! | #DIV/0! | #DIV/0! | #DIV/0! | #DIV/0! | #DIV/0! | 1554 | 0 | 0 | 0 | 0 | 0
4 | 4 | 2003 | 94 | 5 | 0 | 0 | #DIV/0! | #DIV/0! | #DIV/0! | #DIV/0! | #DIV/0! | #DIV/0! | #DIV/0! | #DIV/0! | #DIV/0! | #DIV/0! | #DIV/0! | #DIV/0! | #DIV/0! | #DIV/0! | #DIV/0! | #DIV/0! | #DIV/0! | #DIV/0! | #DIV/0! | #DIV/0! | 1555 | 0 | 0 | 0 | 0 | 0
4 | 5 | 2003 | 95 | 6 | 0.01 | 0 | #DIV/0! | #DIV/0! | #DIV/0! | #DIV/0! | #DIV/0! | #DIV/0! | #DIV/0! | #DIV/0! | #DIV/0! | #DIV/0! | #DIV/0! | #DIV/0! | #DIV/0! | #DIV/0! | #DIV/0! | #DIV/0! | #DIV/0! | #DIV/0! | #DIV/0! | #DIV/0! | 1556 | 0 | 0 | 0 | 0 | 0
4 | 6 | 2003 | 96 | 7 | 0 | 0 | #DIV/0! | #DIV/0! | #DIV/0! | #DIV/0! | #DIV/0! | #DIV/0! | #DIV/0! | #DIV/0! | #DIV/0! | #DIV/0! | #DIV/0! | #DIV/0! | #DIV/0! | #DIV/0! | #DIV/0! | #DIV/0! | #DIV/0! | #DIV/0! | #DIV/0! | #DIV/0! | 1557 | 0 | 0 | 0 | 0 | 0
4 | 7 | 2003 | 97 | 1 | 0.67333 | 0 | #DIV/0! | #DIV/0! | #DIV/0! | #DIV/0! | #DIV/0! | #DIV/0! | #DIV/0! | #DIV/0! | #DIV/0! | #DIV/0! | #DIV/0! | #DIV/0! | #DIV/0! | #DIV/0! | #DIV/0! | #DIV/0! | #DIV/0! | #DIV/0! | #DIV/0! | #DIV/0! | 1558 | 0 | 0 | 0 | 0 | 0
4 | 8 | 2003 | 98 | 2 | 0.013333 | 0 | #DIV/0! | #DIV/0! | #DIV/0! | #DIV/0! | #DIV/0! | #DIV/0! | #DIV/0! | #DIV/0! | #DIV/0! | #DIV/0! | #DIV/0! | #DIV/0! | #DIV/0! | #DIV/0! | #DIV/0! | #DIV/0! | #DIV/0! | #DIV/0! | #DIV/0! | #DIV/0! | 1559 | 0 | 0 | 0 | 0 | 0
4 | 9 | 2003 | 99 | 3 | 0.47333 | 0 | #DIV/0! | #DIV/0! | #DIV/0! | #DIV/0! | #DIV/0! | #DIV/0! | #DIV/0! | #DIV/0! | #DIV/0! | #DIV/0! | #DIV/0! | #DIV/0! | #DIV/0! | #DIV/0! | #DIV/0! | #DIV/0! | #DIV/0! | #DIV/0! | #DIV/0! | #DIV/0! | 1560 | 0 | 0 | 0 | 0 | 0
4 | 10 | 2003 | 100 | 4 | 0.056667 | 0 | #DIV/0! | #DIV/0! | #DIV/0! | #DIV/0! | #DIV/0! | #DIV/0! | #DIV/0! | #DIV/0! | #DIV/0! | #DIV/0! | #DIV/0! | #DIV/0! | #DIV/0! | #DIV/0! | #DIV/0! | #DIV/0! | #DIV/0! | #DIV/0! | #DIV/0! | #DIV/0! | 1561 | 0 | 0 | 0 | 0 | 0
4 | 11 | 2003 | 101 | 5 | 0.24667 | 0 | #DIV/0! | #DIV/0! | #DIV/0! | #DIV/0! | #DIV/0! | #DIV/0! | #DIV/0! | #DIV/0! | #DIV/0! | #DIV/0! | #DIV/0! | #DIV/0! | #DIV/0! | #DIV/0! | #DIV/0! | #DIV/0! | #DIV/0! | #DIV/0! | #DIV/0! | #DIV/0! | 1562 | 0 | 0 | 0 | 0 | 0
4 | 12 | 2003 | 102 | 6 | 0.0066667 | 0 | #DIV/0! | #DIV/0! | #DIV/0! | #DIV/0! | #DIV/0! | #DIV/0! | #DIV/0! | #DIV/0! | #DIV/0! | #DIV/0! | #DIV/0! | #DIV/0! | #DIV/0! | #DIV/0! | #DIV/0! | #DIV/0! | #DIV/0! | #DIV/0! | #DIV/0! | #DIV/0! | 1563 | 0 | 0 | 0 | 0 | 0
4 | 13 | 2003 | 103 | 7 | 0 | 0 | #DIV/0! | #DIV/0! | #DIV/0! | #DIV/0! | #DIV/0! | #DIV/0! | #DIV/0! | #DIV/0! | #DIV/0! | #DIV/0! | #DIV/0! | #DIV/0! | #DIV/0! | #DIV/0! | #DIV/0! | #DIV/0! | #DIV/0! | #DIV/0! | #DIV/0! | #DIV/0! | 1564 | 0 | 0 | 0 | 0 | 0
4 | 14 | 2003 | 104 | 1 | 0 | 0 | #DIV/0! | #DIV/0! | #DIV/0! | #DIV/0! | #DIV/0! | #DIV/0! | #DIV/0! | #DIV/0! | #DIV/0! | #DIV/0! | #DIV/0! | #DIV/0! | #DIV/0! | #DIV/0! | #DIV/0! | #DIV/0! | #DIV/0! | #DIV/0! | #DIV/0! | #DIV/0! | 1565 | 0 | 0 | 0 | 0 | 0
4 | 15 | 2003 | 105 | 2 | 0 | 0 | #DIV/0! | #DIV/0! | #DIV/0! | #DIV/0! | #DIV/0! | #DIV/0! | #DIV/0! | #DIV/0! | #DIV/0! | #DIV/0! | #DIV/0! | #DIV/0! | #DIV/0! | #DIV/0! | #DIV/0! | #DIV/0! | #DIV/0! | #DIV/0! | #DIV/0! | #DIV/0! | 1566 | 0 | 0 | 0 | 0 | 0
4 | 16 | 2003 | 106 | 3 | 0 | 0 | #DIV/0! | #DIV/0! | #DIV/0! | #DIV/0! | #DIV/0! | #DIV/0! | #DIV/0! | #DIV/0! | #DIV/0! | #DIV/0! | #DIV/0! | #DIV/0! | #DIV/0! | #DIV/0! | #DIV/0! | #DIV/0! | #DIV/0! | #DIV/0! | #DIV/0! | #DIV/0! | 1567 | 0 | 0 | 0 | 0 | 0
4 | 17 | 2003 | 107 | 4 | 0 | 0 | #DIV/0! | #DIV/0! | #DIV/0! | #DIV/0! | #DIV/0! | #DIV/0! | #DIV/0! | #DIV/0! | #DIV/0! | #DIV/0! | #DIV/0! | #DIV/0! | #DIV/0! | #DIV/0! | #DIV/0! | #DIV/0! | #DIV/0! | #DIV/0! | #DIV/0! | #DIV/0! | 1568 | 0 | 0 | 0 | 0 | 0
4 | 18 | 2003 | 108 | 5 | 0.23333 | 0 | #DIV/0! | #DIV/0! | #DIV/0! | #DIV/0! | #DIV/0! | #DIV/0! | #DIV/0! | #DIV/0! | #DIV/0! | #DIV/0! | #DIV/0! | #DIV/0! | #DIV/0! | #DIV/0! | #DIV/0! | #DIV/0! | #DIV/0! | #DIV/0! | #DIV/0! | #DIV/0! | 1569 | 0 | 0 | 0 | 0 | 0
4 | 19 | 2003 | 109 | 6 | 0.07 | 0 | #DIV/0! | #DIV/0! | #DIV/0! | #DIV/0! | #DIV/0! | #DIV/0! | #DIV/0! | #DIV/0! | #DIV/0! | #DIV/0! | #DIV/0! | #DIV/0! | #DIV/0! | #DIV/0! | #DIV/0! | #DIV/0! | #DIV/0! | #DIV/0! | #DIV/0! | #DIV/0! | 1570 | 0 | 0 | 0 | 0 | 0
4 | 20 | 2003 | 110 | 7 | 0 | 0 | #DIV/0! | #DIV/0! | #DIV/0! | #DIV/0! | #DIV/0! | #DIV/0! | #DIV/0! | #DIV/0! | #DIV/0! | #DIV/0! | #DIV/0! | #DIV/0! | #DIV/0! | #DIV/0! | #DIV/0! | #DIV/0! | #DIV/0! | #DIV/0! | #DIV/0! | #DIV/0! | 1571 | 0 | 0 | 0 | 0 | 0
4 | 21 | 2003 | 111 | 1 | 0.01 | 0 | #DIV/0! | #DIV/0! | #DIV/0! | #DIV/0! | #DIV/0! | #DIV/0! | #DIV/0! | #DIV/0! | #DIV/0! | #DIV/0! | #DIV/0! | #DIV/0! | #DIV/0! | #DIV/0! | #DIV/0! | #DIV/0! | #DIV/0! | #DIV/0! | #DIV/0! | #DIV/0! | 1572 | 0 | 0 | 0 | 0 | 0
4 | 22 | 2003 | 112 | 2 | 0.06 | 0 | #DIV/0! | #DIV/0! | #DIV/0! | #DIV/0! | #DIV/0! | #DIV/0! | #DIV/0! | #DIV/0! | #DIV/0! | #DIV/0! | #DIV/0! | #DIV/0! | #DIV/0! | #DIV/0! | #DIV/0! | #DIV/0! | #DIV/0! | #DIV/0! | #DIV/0! | #DIV/0! | 1573 | 0 | 0 | 0 | 0 | 0
4 | 23 | 2003 | 113 | 3 | 0 | 0 | #DIV/0! | #DIV/0! | #DIV/0! | #DIV/0! | #DIV/0! | #DIV/0! | #DIV/0! | #DIV/0! | #DIV/0! | #DIV/0! | #DIV/0! | #DIV/0! | #DIV/0! | #DIV/0! | #DIV/0! | #DIV/0! | #DIV/0! | #DIV/0! | #DIV/0! | #DIV/0! | 1574 | 0 | 0 | 0 | 0 | 0
4 | 24 | 2003 | 114 | 4 | 0 | 0 | #DIV/0! | #DIV/0! | #DIV/0! | #DIV/0! | #DIV/0! | #DIV/0! | #DIV/0! | #DIV/0! | #DIV/0! | #DIV/0! | #DIV/0! | #DIV/0! | #DIV/0! | #DIV/0! | #DIV/0! | #DIV/0! | #DIV/0! | #DIV/0! | #DIV/0! | #DIV/0! | 1575 | 0 | 0 | 0 | 0 | 0
4 | 25 | 2003 | 115 | 5 | 0.31667 | 0 | #DIV/0! | #DIV/0! | #DIV/0! | #DIV/0! | #DIV/0! | #DIV/0! | #DIV/0! | #DIV/0! | #DIV/0! | #DIV/0! | #DIV/0! | #DIV/0! | #DIV/0! | #DIV/0! | #DIV/0! | #DIV/0! | #DIV/0! | #DIV/0! | #DIV/0! | #DIV/0! | 1576 | 0 | 0 | 0 | 0 | 0
4 | 26 | 2003 | 116 | 6 | 0.28333 | 0 | #DIV/0! | #DIV/0! | #DIV/0! | #DIV/0! | #DIV/0! | #DIV/0! | #DIV/0! | #DIV/0! | #DIV/0! | #DIV/0! | #DIV/0! | #DIV/0! | #DIV/0! | #DIV/0! | #DIV/0! | #DIV/0! | #DIV/0! | #DIV/0! | #DIV/0! | #DIV/0! | 1577 | 0 | 0 | 0 | 0 | 0
4 | 27 | 2003 | 117 | 7 | 0 | 0 | #DIV/0! | #DIV/0! | #DIV/0! | #DIV/0! | #DIV/0! | #DIV/0! | #DIV/0! | #DIV/0! | #DIV/0! | #DIV/0! | #DIV/0! | #DIV/0! | #DIV/0! | #DIV/0! | #DIV/0! | #DIV/0! | #DIV/0! | #DIV/0! | #DIV/0! | #DIV/0! | 1578 | 0 | 0 | 0 | 0 | 0
4 | 28 | 2003 | 118 | 1 | 0 | 0 | #DIV/0! | #DIV/0! | #DIV/0! | #DIV/0! | #DIV/0! | #DIV/0! | #DIV/0! | #DIV/0! | #DIV/0! | #DIV/0! | #DIV/0! | #DIV/0! | #DIV/0! | #DIV/0! | #DIV/0! | #DIV/0! | #DIV/0! | #DIV/0! | #DIV/0! | #DIV/0! | 1579 | 0 | 0 | 0 | 0 | 0
4 | 29 | 2003 | 119 | 2 | 0.0033333 | 0 | #DIV/0! | #DIV/0! | #DIV/0! | #DIV/0! | #DIV/0! | #DIV/0! | #DIV/0! | #DIV/0! | #DIV/0! | #DIV/0! | #DIV/0! | #DIV/0! | #DIV/0! | #DIV/0! | #DIV/0! | #DIV/0! | #DIV/0! | #DIV/0! | #DIV/0! | #DIV/0! | 1580 | 0 | 0 | 0 | 0 | 0
4 | 30 | 2003 | 120 | 3 | 0.096667 | 0 | #DIV/0! | #DIV/0! | #DIV/0! | #DIV/0! | #DIV/0! | #DIV/0! | #DIV/0! | #DIV/0! | #DIV/0! | #DIV/0! | #DIV/0! | #DIV/0! | #DIV/0! | #DIV/0! | #DIV/0! | #DIV/0! | #DIV/0! | #DIV/0! | #DIV/0! | #DIV/0! | 1581 | 0 | 0 | 0 | 0 | 0
5 | 1 | 2003 | 121 | 4 | 0 | 0 | #DIV/0! | #DIV/0! | #DIV/0! | #DIV/0! | #DIV/0! | #DIV/0! | #DIV/0! | #DIV/0! | #DIV/0! | #DIV/0! | #DIV/0! | #DIV/0! | #DIV/0! | #DIV/0! | #DIV/0! | #DIV/0! | #DIV/0! | #DIV/0! | #DIV/0! | #DIV/0! | 1582 | 0 | 0 | 0 | 0 | 0
5 | 2 | 2003 | 122 | 5 | 0 | 0 | #DIV/0! | #DIV/0! | #DIV/0! | #DIV/0! | #DIV/0! | #DIV/0! | #DIV/0! | #DIV/0! | #DIV/0! | #DIV/0! | #DIV/0! | #DIV/0! | #DIV/0! | #DIV/0! | #DIV/0! | #DIV/0! | #DIV/0! | #DIV/0! | #DIV/0! | #DIV/0! | 1583 | 0 | 0 | 0 | 0 | 0
5 | 3 | 2003 | 123 | 6 | 0 | 0 | #DIV/0! | #DIV/0! | #DIV/0! | #DIV/0! | #DIV/0! | #DIV/0! | #DIV/0! | #DIV/0! | #DIV/0! | #DIV/0! | #DIV/0! | #DIV/0! | #DIV/0! | #DIV/0! | #DIV/0! | #DIV/0! | #DIV/0! | #DIV/0! | #DIV/0! | #DIV/0! | 1584 | 0 | 0 | 0 | 0 | 0
5 | 4 | 2003 | 124 | 7 | 0.0033333 | 0 | #DIV/0! | #DIV/0! | #DIV/0! | #DIV/0! | #DIV/0! | #DIV/0! | #DIV/0! | #DIV/0! | #DIV/0! | #DIV/0! | #DIV/0! | #DIV/0! | #DIV/0! | #DIV/0! | #DIV/0! | #DIV/0! | #DIV/0! | #DIV/0! | #DIV/0! | #DIV/0! | 1585 | 0 | 0 | 0 | 0 | 0
5 | 5 | 2003 | 125 | 1 | 0.15333 | 0 | #DIV/0! | #DIV/0! | #DIV/0! | #DIV/0! | #DIV/0! | #DIV/0! | #DIV/0! | #DIV/0! | #DIV/0! | #DIV/0! | #DIV/0! | #DIV/0! | #DIV/0! | #DIV/0! | #DIV/0! | #DIV/0! | #DIV/0! | #DIV/0! | #DIV/0! | #DIV/0! | 1586 | 0 | 0 | 0 | 0 | 0
5 | 6 | 2003 | 126 | 2 | 0.016667 | 0 | #DIV/0! | #DIV/0! | #DIV/0! | #DIV/0! | #DIV/0! | #DIV/0! | #DIV/0! | #DIV/0! | #DIV/0! | #DIV/0! | #DIV/0! | #DIV/0! | #DIV/0! | #DIV/0! | #DIV/0! | #DIV/0! | #DIV/0! | #DIV/0! | #DIV/0! | #DIV/0! | 1587 | 0 | 0 | 0 | 0 | 0
5 | 7 | 2003 | 127 | 3 | 0.42 | 0 | #DIV/0! | #DIV/0! | #DIV/0! | #DIV/0! | #DIV/0! | #DIV/0! | #DIV/0! | #DIV/0! | #DIV/0! | #DIV/0! | #DIV/0! | #DIV/0! | #DIV/0! | #DIV/0! | #DIV/0! | #DIV/0! | #DIV/0! | #DIV/0! | #DIV/0! | #DIV/0! | 1588 | 0 | 0 | 0 | 0 | 0
5 | 8 | 2003 | 128 | 4 | 0.15667 | 0 | #DIV/0! | #DIV/0! | #DIV/0! | #DIV/0! | #DIV/0! | #DIV/0! | #DIV/0! | #DIV/0! | #DIV/0! | #DIV/0! | #DIV/0! | #DIV/0! | #DIV/0! | #DIV/0! | #DIV/0! | #DIV/0! | #DIV/0! | #DIV/0! | #DIV/0! | #DIV/0! | 1589 | 0 | 0 | 0 | 0 | 0
5 | 9 | 2003 | 129 | 5 | 0.35 | 0 | #DIV/0! | #DIV/0! | #DIV/0! | #DIV/0! | #DIV/0! | #DIV/0! | #DIV/0! | #DIV/0! | #DIV/0! | #DIV/0! | #DIV/0! | #DIV/0! | #DIV/0! | #DIV/0! | #DIV/0! | #DIV/0! | #DIV/0! | #DIV/0! | #DIV/0! | #DIV/0! | 1590 | 0 | 0 | 0 | 0 | 0
5 | 10 | 2003 | 130 | 6 | 0.34333 | 0 | #DIV/0! | #DIV/0! | #DIV/0! | #DIV/0! | #DIV/0! | #DIV/0! | #DIV/0! | #DIV/0! | #DIV/0! | #DIV/0! | #DIV/0! | #DIV/0! | #DIV/0! | #DIV/0! | #DIV/0! | #DIV/0! | #DIV/0! | #DIV/0! | #DIV/0! | #DIV/0! | 1591 | 0 | 0 | 0 | 0 | 0
5 | 11 | 2003 | 131 | 7 | 0.016667 | 0 | #DIV/0! | #DIV/0! | #DIV/0! | #DIV/0! | #DIV/0! | #DIV/0! | #DIV/0! | #DIV/0! | #DIV/0! | #DIV/0! | #DIV/0! | #DIV/0! | #DIV/0! | #DIV/0! | #DIV/0! | #DIV/0! | #DIV/0! | #DIV/0! | #DIV/0! | #DIV/0! | 1592 | 0 | 0 | 0 | 0 | 0
5 | 12 | 2003 | 132 | 1 | 0.0066667 | 0 | #DIV/0! | #DIV/0! | #DIV/0! | #DIV/0! | #DIV/0! | #DIV/0! | #DIV/0! | #DIV/0! | #DIV/0! | #DIV/0! | #DIV/0! | #DIV/0! | #DIV/0! | #DIV/0! | #DIV/0! | #DIV/0! | #DIV/0! | #DIV/0! | #DIV/0! | #DIV/0! | 1593 | 0 | 0 | 0 | 0 | 0
5 | 13 | 2003 | 133 | 2 | 0 | 0 | #DIV/0! | #DIV/0! | #DIV/0! | #DIV/0! | #DIV/0! | #DIV/0! | #DIV/0! | #DIV/0! | #DIV/0! | #DIV/0! | #DIV/0! | #DIV/0! | #DIV/0! | #DIV/0! | #DIV/0! | #DIV/0! | #DIV/0! | #DIV/0! | #DIV/0! | #DIV/0! | 1594 | 0 | 0 | 0 | 0 | 0
5 | 14 | 2003 | 134 | 3 | 0 | 0 | #DIV/0! | #DIV/0! | #DIV/0! | #DIV/0! | #DIV/0! | #DIV/0! | #DIV/0! | #DIV/0! | #DIV/0! | #DIV/0! | #DIV/0! | #DIV/0! | #DIV/0! | #DIV/0! | #DIV/0! | #DIV/0! | #DIV/0! | #DIV/0! | #DIV/0! | #DIV/0! | 1595 | 0 | 0 | 0 | 0 | 0
5 | 15 | 2003 | 135 | 4 | 0.84333 | 0 | #DIV/0! | #DIV/0! | #DIV/0! | #DIV/0! | #DIV/0! | #DIV/0! | #DIV/0! | #DIV/0! | #DIV/0! | #DIV/0! | #DIV/0! | #DIV/0! | #DIV/0! | #DIV/0! | #DIV/0! | #DIV/0! | #DIV/0! | #DIV/0! | #DIV/0! | #DIV/0! | 1596 | 0 | 0 | 0 | 0 | 0
5 | 16 | 2003 | 136 | 5 | 1.2733 | 0 | #DIV/0! | #DIV/0! | #DIV/0! | #DIV/0! | #DIV/0! | #DIV/0! | #DIV/0! | #DIV/0! | #DIV/0! | #DIV/0! | #DIV/0! | #DIV/0! | #DIV/0! | #DIV/0! | #DIV/0! | #DIV/0! | #DIV/0! | #DIV/0! | #DIV/0! | #DIV/0! | 1597 | 0 | 0 | 0 | 0 | 0
5 | 17 | 2003 | 137 | 6 | 0.14 | 0 | #DIV/0! | #DIV/0! | #DIV/0! | #DIV/0! | #DIV/0! | #DIV/0! | #DIV/0! | #DIV/0! | #DIV/0! | #DIV/0! | #DIV/0! | #DIV/0! | #DIV/0! | #DIV/0! | #DIV/0! | #DIV/0! | #DIV/0! | #DIV/0! | #DIV/0! | #DIV/0! | 1598 | 0 | 0 | 0 | 0 | 0
5 | 18 | 2003 | 138 | 7 | 0.23667 | 0 | #DIV/0! | #DIV/0! | #DIV/0! | #DIV/0! | #DIV/0! | #DIV/0! | #DIV/0! | #DIV/0! | #DIV/0! | #DIV/0! | #DIV/0! | #DIV/0! | #DIV/0! | #DIV/0! | #DIV/0! | #DIV/0! | #DIV/0! | #DIV/0! | #DIV/0! | #DIV/0! | 1599 | 0 | 0 | 0 | 0 | 0
5 | 19 | 2003 | 139 | 1 | 0 | 0 | #DIV/0! | #DIV/0! | #DIV/0! | #DIV/0! | #DIV/0! | #DIV/0! | #DIV/0! | #DIV/0! | #DIV/0! | #DIV/0! | #DIV/0! | #DIV/0! | #DIV/0! | #DIV/0! | #DIV/0! | #DIV/0! | #DIV/0! | #DIV/0! | #DIV/0! | #DIV/0! | 1600 | 0 | 0 | 0 | 0 | 0
5 | 20 | 2003 | 140 | 2 | 0 | 0 | #DIV/0! | #DIV/0! | #DIV/0! | #DIV/0! | #DIV/0! | #DIV/0! | #DIV/0! | #DIV/0! | #DIV/0! | #DIV/0! | #DIV/0! | #DIV/0! | #DIV/0! | #DIV/0! | #DIV/0! | #DIV/0! | #DIV/0! | #DIV/0! | #DIV/0! | #DIV/0! | 1601 | 0 | 0 | 0 | 0 | 0
5 | 21 | 2003 | 141 | 3 | 0.94333 | 0 | #DIV/0! | #DIV/0! | #DIV/0! | #DIV/0! | #DIV/0! | #DIV/0! | #DIV/0! | #DIV/0! | #DIV/0! | #DIV/0! | #DIV/0! | #DIV/0! | #DIV/0! | #DIV/0! | #DIV/0! | #DIV/0! | #DIV/0! | #DIV/0! | #DIV/0! | #DIV/0! | 1602 | 0 | 0 | 0 | 0 | 0
5 | 22 | 2003 | 142 | 4 | 0.013333 | 0 | #DIV/0! | #DIV/0! | #DIV/0! | #DIV/0! | #DIV/0! | #DIV/0! | #DIV/0! | #DIV/0! | #DIV/0! | #DIV/0! | #DIV/0! | #DIV/0! | #DIV/0! | #DIV/0! | #DIV/0! | #DIV/0! | #DIV/0! | #DIV/0! | #DIV/0! | #DIV/0! | 1603 | 0 | 0 | 0 | 0 | 0
5 | 23 | 2003 | 143 | 5 | 0.2 | 0 | #DIV/0! | #DIV/0! | #DIV/0! | #DIV/0! | #DIV/0! | #DIV/0! | #DIV/0! | #DIV/0! | #DIV/0! | #DIV/0! | #DIV/0! | #DIV/0! | #DIV/0! | #DIV/0! | #DIV/0! | #DIV/0! | #DIV/0! | #DIV/0! | #DIV/0! | #DIV/0! | 1604 | 0 | 0 | 0 | 0 | 0
5 | 24 | 2003 | 144 | 6 | 0.26333 | 0 | #DIV/0! | #DIV/0! | #DIV/0! | #DIV/0! | #DIV/0! | #DIV/0! | #DIV/0! | #DIV/0! | #DIV/0! | #DIV/0! | #DIV/0! | #DIV/0! | #DIV/0! | #DIV/0! | #DIV/0! | #DIV/0! | #DIV/0! | #DIV/0! | #DIV/0! | #DIV/0! | 1605 | 0 | 0 | 0 | 0 | 0
5 | 25 | 2003 | 145 | 7 | 0.16667 | 0 | #DIV/0! | #DIV/0! | #DIV/0! | #DIV/0! | #DIV/0! | #DIV/0! | #DIV/0! | #DIV/0! | #DIV/0! | #DIV/0! | #DIV/0! | #DIV/0! | #DIV/0! | #DIV/0! | #DIV/0! | #DIV/0! | #DIV/0! | #DIV/0! | #DIV/0! | #DIV/0! | 1606 | 0 | 0 | 0 | 0 | 0
5 | 26 | 2003 | 146 | 1 | 1.32 | 0 | #DIV/0! | #DIV/0! | #DIV/0! | #DIV/0! | #DIV/0! | #DIV/0! | #DIV/0! | #DIV/0! | #DIV/0! | #DIV/0! | #DIV/0! | #DIV/0! | #DIV/0! | #DIV/0! | #DIV/0! | #DIV/0! | #DIV/0! | #DIV/0! | #DIV/0! | #DIV/0! | 1607 | 0 | 0 | 0 | 0 | 0
5 | 27 | 2003 | 147 | 2 | 0.05 | 0 | #DIV/0! | #DIV/0! | #DIV/0! | #DIV/0! | #DIV/0! | #DIV/0! | #DIV/0! | #DIV/0! | #DIV/0! | #DIV/0! | #DIV/0! | #DIV/0! | #DIV/0! | #DIV/0! | #DIV/0! | #DIV/0! | #DIV/0! | #DIV/0! | #DIV/0! | #DIV/0! | 1608 | 0 | 0 | 0 | 0 | 0
5 | 28 | 2003 | 148 | 3 | 0.18 | 0 | #DIV/0! | #DIV/0! | #DIV/0! | #DIV/0! | #DIV/0! | #DIV/0! | #DIV/0! | #DIV/0! | #DIV/0! | #DIV/0! | #DIV/0! | #DIV/0! | #DIV/0! | #DIV/0! | #DIV/0! | #DIV/0! | #DIV/0! | #DIV/0! | #DIV/0! | #DIV/0! | 1609 | 0 | 0 | 0 | 0 | 0
5 | 29 | 2003 | 149 | 4 | 0.03 | 0 | #DIV/0! | #DIV/0! | #DIV/0! | #DIV/0! | #DIV/0! | #DIV/0! | #DIV/0! | #DIV/0! | #DIV/0! | #DIV/0! | #DIV/0! | #DIV/0! | #DIV/0! | #DIV/0! | #DIV/0! | #DIV/0! | #DIV/0! | #DIV/0! | #DIV/0! | #DIV/0! | 1610 | 0 | 0 | 0 | 0 | 0
5 | 30 | 2003 | 150 | 5 | 0 | 0 | #DIV/0! | #DIV/0! | #DIV/0! | #DIV/0! | #DIV/0! | #DIV/0! | #DIV/0! | #DIV/0! | #DIV/0! | #DIV/0! | #DIV/0! | #DIV/0! | #DIV/0! | #DIV/0! | #DIV/0! | #DIV/0! | #DIV/0! | #DIV/0! | #DIV/0! | #DIV/0! | 1611 | 0 | 0 | 0 | 0 | 0
5 | 31 | 2003 | 151 | 6 | 0.4 | 0 | #DIV/0! | #DIV/0! | #DIV/0! | #DIV/0! | #DIV/0! | #DIV/0! | #DIV/0! | #DIV/0! | #DIV/0! | #DIV/0! | #DIV/0! | #DIV/0! | #DIV/0! | #DIV/0! | #DIV/0! | #DIV/0! | #DIV/0! | #DIV/0! | #DIV/0! | #DIV/0! | 1612 | 0 | 0 | 0 | 0 | 0
6 | 1 | 2003 | 152 | 7 | 0.0033333 | 0 | #DIV/0! | #DIV/0! | #DIV/0! | #DIV/0! | #DIV/0! | #DIV/0! | #DIV/0! | #DIV/0! | #DIV/0! | #DIV/0! | #DIV/0! | #DIV/0! | #DIV/0! | #DIV/0! | #DIV/0! | #DIV/0! | #DIV/0! | #DIV/0! | #DIV/0! | #DIV/0! | 1613 | 0 | 0 | 0 | 0 | 0
6 | 2 | 2003 | 153 | 1 | 0 | 0 | #DIV/0! | #DIV/0! | #DIV/0! | #DIV/0! | #DIV/0! | #DIV/0! | #DIV/0! | #DIV/0! | #DIV/0! | #DIV/0! | #DIV/0! | #DIV/0! | #DIV/0! | #DIV/0! | #DIV/0! | #DIV/0! | #DIV/0! | #DIV/0! | #DIV/0! | #DIV/0! | 1614 | 0 | 0 | 0 | 0 | 0
6 | 3 | 2003 | 154 | 2 | 0.44333 | 0 | #DIV/0! | #DIV/0! | #DIV/0! | #DIV/0! | #DIV/0! | #DIV/0! | #DIV/0! | #DIV/0! | #DIV/0! | #DIV/0! | #DIV/0! | #DIV/0! | #DIV/0! | #DIV/0! | #DIV/0! | #DIV/0! | #DIV/0! | #DIV/0! | #DIV/0! | #DIV/0! | 1615 | 0 | 0 | 0 | 0 | 0
6 | 4 | 2003 | 155 | 3 | 0.31667 | 0 | #DIV/0! | #DIV/0! | #DIV/0! | #DIV/0! | #DIV/0! | #DIV/0! | #DIV/0! | #DIV/0! | #DIV/0! | #DIV/0! | #DIV/0! | #DIV/0! | #DIV/0! | #DIV/0! | #DIV/0! | #DIV/0! | #DIV/0! | #DIV/0! | #DIV/0! | #DIV/0! | 1616 | 0 | 0 | 0 | 0 | 0
6 | 5 | 2003 | 156 | 4 | 0.043333 | 0 | #DIV/0! | #DIV/0! | #DIV/0! | #DIV/0! | #DIV/0! | #DIV/0! | #DIV/0! | #DIV/0! | #DIV/0! | #DIV/0! | #DIV/0! | #DIV/0! | #DIV/0! | #DIV/0! | #DIV/0! | #DIV/0! | #DIV/0! | #DIV/0! | #DIV/0! | #DIV/0! | 1617 | 0 | 0 | 0 | 0 | 0
6 | 6 | 2003 | 157 | 5 | 0 | 0 | #DIV/0! | #DIV/0! | #DIV/0! | #DIV/0! | #DIV/0! | #DIV/0! | #DIV/0! | #DIV/0! | #DIV/0! | #DIV/0! | #DIV/0! | #DIV/0! | #DIV/0! | #DIV/0! | #DIV/0! | #DIV/0! | #DIV/0! | #DIV/0! | #DIV/0! | #DIV/0! | 1618 | 0 | 0 | 0 | 0 | 0
6 | 7 | 2003 | 158 | 6 | 1.5633 | 0 | #DIV/0! | #DIV/0! | #DIV/0! | #DIV/0! | #DIV/0! | #DIV/0! | #DIV/0! | #DIV/0! | #DIV/0! | #DIV/0! | #DIV/0! | #DIV/0! | #DIV/0! | #DIV/0! | #DIV/0! | #DIV/0! | #DIV/0! | #DIV/0! | #DIV/0! | #DIV/0! | 1619 | 0 | 0 | 0 | 0 | 0
6 | 8 | 2003 | 159 | 7 | 0.05 | 0 | #DIV/0! | #DIV/0! | #DIV/0! | #DIV/0! | #DIV/0! | #DIV/0! | #DIV/0! | #DIV/0! | #DIV/0! | #DIV/0! | #DIV/0! | #DIV/0! | #DIV/0! | #DIV/0! | #DIV/0! | #DIV/0! | #DIV/0! | #DIV/0! | #DIV/0! | #DIV/0! | 1620 | 0 | 0 | 0 | 0 | 0
6 | 9 | 2003 | 160 | 1 | 0.20333 | 0 | #DIV/0! | #DIV/0! | #DIV/0! | #DIV/0! | #DIV/0! | #DIV/0! | #DIV/0! | #DIV/0! | #DIV/0! | #DIV/0! | #DIV/0! | #DIV/0! | #DIV/0! | #DIV/0! | #DIV/0! | #DIV/0! | #DIV/0! | #DIV/0! | #DIV/0! | #DIV/0! | 1621 | 0 | 0 | 0 | 0 | 0
6 | 10 | 2003 | 161 | 2 | 0 | 0 | #DIV/0! | #DIV/0! | #DIV/0! | #DIV/0! | #DIV/0! | #DIV/0! | #DIV/0! | #DIV/0! | #DIV/0! | #DIV/0! | #DIV/0! | #DIV/0! | #DIV/0! | #DIV/0! | #DIV/0! | #DIV/0! | #DIV/0! | #DIV/0! | #DIV/0! | #DIV/0! | 1622 | 0 | 0 | 0 | 0 | 0
6 | 11 | 2003 | 162 | 3 | 0.33333 | 0 | #DIV/0! | #DIV/0! | #DIV/0! | #DIV/0! | #DIV/0! | #DIV/0! | #DIV/0! | #DIV/0! | #DIV/0! | #DIV/0! | #DIV/0! | #DIV/0! | #DIV/0! | #DIV/0! | #DIV/0! | #DIV/0! | #DIV/0! | #DIV/0! | #DIV/0! | #DIV/0! | 1623 | 0 | 0 | 0 | 0 | 0
6 | 12 | 2003 | 163 | 4 | 0.89 | 0 | #DIV/0! | #DIV/0! | #DIV/0! | #DIV/0! | #DIV/0! | #DIV/0! | #DIV/0! | #DIV/0! | #DIV/0! | #DIV/0! | #DIV/0! | #DIV/0! | #DIV/0! | #DIV/0! | #DIV/0! | #DIV/0! | #DIV/0! | #DIV/0! | #DIV/0! | #DIV/0! | 1624 | 0 | 0 | 0 | 0 | 0
6 | 13 | 2003 | 164 | 5 | 0.24 | 0 | #DIV/0! | #DIV/0! | #DIV/0! | #DIV/0! | #DIV/0! | #DIV/0! | #DIV/0! | #DIV/0! | #DIV/0! | #DIV/0! | #DIV/0! | #DIV/0! | #DIV/0! | #DIV/0! | #DIV/0! | #DIV/0! | #DIV/0! | #DIV/0! | #DIV/0! | #DIV/0! | 1625 | 0 | 0 | 0 | 0 | 0
6 | 14 | 2003 | 165 | 6 | 0.14333 | 0 | #DIV/0! | #DIV/0! | #DIV/0! | #DIV/0! | #DIV/0! | #DIV/0! | #DIV/0! | #DIV/0! | #DIV/0! | #DIV/0! | #DIV/0! | #DIV/0! | #DIV/0! | #DIV/0! | #DIV/0! | #DIV/0! | #DIV/0! | #DIV/0! | #DIV/0! | #DIV/0! | 1626 | 0 | 0 | 0 | 0 | 0
6 | 15 | 2003 | 166 | 7 | 0.0033333 | 0 | #DIV/0! | #DIV/0! | #DIV/0! | #DIV/0! | #DIV/0! | #DIV/0! | #DIV/0! | #DIV/0! | #DIV/0! | #DIV/0! | #DIV/0! | #DIV/0! | #DIV/0! | #DIV/0! | #DIV/0! | #DIV/0! | #DIV/0! | #DIV/0! | #DIV/0! | #DIV/0! | 1627 | 0 | 0 | 0 | 0 | 0
6 | 16 | 2003 | 167 | 1 | 0 | 0 | #DIV/0! | #DIV/0! | #DIV/0! | #DIV/0! | #DIV/0! | #DIV/0! | #DIV/0! | #DIV/0! | #DIV/0! | #DIV/0! | #DIV/0! | #DIV/0! | #DIV/0! | #DIV/0! | #DIV/0! | #DIV/0! | #DIV/0! | #DIV/0! | #DIV/0! | #DIV/0! | 1628 | 0 | 0 | 0 | 0 | 0
6 | 17 | 2003 | 168 | 2 | 0.60333 | 0 | #DIV/0! | #DIV/0! | #DIV/0! | #DIV/0! | #DIV/0! | #DIV/0! | #DIV/0! | #DIV/0! | #DIV/0! | #DIV/0! | #DIV/0! | #DIV/0! | #DIV/0! | #DIV/0! | #DIV/0! | #DIV/0! | #DIV/0! | #DIV/0! | #DIV/0! | #DIV/0! | 1629 | 0 | 0 | 0 | 0 | 0
6 | 18 | 2003 | 169 | 3 | 0.16 | 0 | #DIV/0! | #DIV/0! | #DIV/0! | #DIV/0! | #DIV/0! | #DIV/0! | #DIV/0! | #DIV/0! | #DIV/0! | #DIV/0! | #DIV/0! | #DIV/0! | #DIV/0! | #DIV/0! | #DIV/0! | #DIV/0! | #DIV/0! | #DIV/0! | #DIV/0! | #DIV/0! | 1630 | 0 | 0 | 0 | 0 | 0
6 | 19 | 2003 | 170 | 4 | 1.5267 | 0 | #DIV/0! | #DIV/0! | #DIV/0! | #DIV/0! | #DIV/0! | #DIV/0! | #DIV/0! | #DIV/0! | #DIV/0! | #DIV/0! | #DIV/0! | #DIV/0! | #DIV/0! | #DIV/0! | #DIV/0! | #DIV/0! | #DIV/0! | #DIV/0! | #DIV/0! | #DIV/0! | 1631 | 0 | 0 | 0 | 0 | 0
6 | 20 | 2003 | 171 | 5 | 0.71 | 0 | #DIV/0! | #DIV/0! | #DIV/0! | #DIV/0! | #DIV/0! | #DIV/0! | #DIV/0! | #DIV/0! | #DIV/0! | #DIV/0! | #DIV/0! | #DIV/0! | #DIV/0! | #DIV/0! | #DIV/0! | #DIV/0! | #DIV/0! | #DIV/0! | #DIV/0! | #DIV/0! | 1632 | 0 | 0 | 0 | 0 | 0
6 | 21 | 2003 | 172 | 6 | 0.27333 | 0 | #DIV/0! | #DIV/0! | #DIV/0! | #DIV/0! | #DIV/0! | #DIV/0! | #DIV/0! | #DIV/0! | #DIV/0! | #DIV/0! | #DIV/0! | #DIV/0! | #DIV/0! | #DIV/0! | #DIV/0! | #DIV/0! | #DIV/0! | #DIV/0! | #DIV/0! | #DIV/0! | 1633 | 0 | 0 | 0 | 0 | 0
6 | 22 | 2003 | 173 | 7 | 0 | 0 | #DIV/0! | #DIV/0! | #DIV/0! | #DIV/0! | #DIV/0! | #DIV/0! | #DIV/0! | #DIV/0! | #DIV/0! | #DIV/0! | #DIV/0! | #DIV/0! | #DIV/0! | #DIV/0! | #DIV/0! | #DIV/0! | #DIV/0! | #DIV/0! | #DIV/0! | #DIV/0! | 1634 | 0 | 0 | 0 | 0 | 0
6 | 23 | 2003 | 174 | 1 | 0 | 0 | #DIV/0! | #DIV/0! | #DIV/0! | #DIV/0! | #DIV/0! | #DIV/0! | #DIV/0! | #DIV/0! | #DIV/0! | #DIV/0! | #DIV/0! | #DIV/0! | #DIV/0! | #DIV/0! | #DIV/0! | #DIV/0! | #DIV/0! | #DIV/0! | #DIV/0! | #DIV/0! | 1635 | 0 | 0 | 0 | 0 | 0
6 | 24 | 2003 | 175 | 2 | 0 | 0 | #DIV/0! | #DIV/0! | #DIV/0! | #DIV/0! | #DIV/0! | #DIV/0! | #DIV/0! | #DIV/0! | #DIV/0! | #DIV/0! | #DIV/0! | #DIV/0! | #DIV/0! | #DIV/0! | #DIV/0! | #DIV/0! | #DIV/0! | #DIV/0! | #DIV/0! | #DIV/0! | 1636 | 0 | 0 | 0 | 0 | 0
6 | 25 | 2003 | 176 | 3 | 0 | 0 | #DIV/0! | #DIV/0! | #DIV/0! | #DIV/0! | #DIV/0! | #DIV/0! | #DIV/0! | #DIV/0! | #DIV/0! | #DIV/0! | #DIV/0! | #DIV/0! | #DIV/0! | #DIV/0! | #DIV/0! | #DIV/0! | #DIV/0! | #DIV/0! | #DIV/0! | #DIV/0! | 1637 | 0 | 0 | 0 | 0 | 0
6 | 26 | 2003 | 177 | 4 | 0 | 0 | #DIV/0! | #DIV/0! | #DIV/0! | #DIV/0! | #DIV/0! | #DIV/0! | #DIV/0! | #DIV/0! | #DIV/0! | #DIV/0! | #DIV/0! | #DIV/0! | #DIV/0! | #DIV/0! | #DIV/0! | #DIV/0! | #DIV/0! | #DIV/0! | #DIV/0! | #DIV/0! | 1638 | 0 | 0 | 0 | 0 | 0
6 | 27 | 2003 | 178 | 5 | 0.036667 | 0 | #DIV/0! | #DIV/0! | #DIV/0! | #DIV/0! | #DIV/0! | #DIV/0! | #DIV/0! | #DIV/0! | #DIV/0! | #DIV/0! | #DIV/0! | #DIV/0! | #DIV/0! | #DIV/0! | #DIV/0! | #DIV/0! | #DIV/0! | #DIV/0! | #DIV/0! | #DIV/0! | 1639 | 0 | 0 | 0 | 0 | 0
6 | 28 | 2003 | 179 | 6 | 0 | 0 | #DIV/0! | #DIV/0! | #DIV/0! | #DIV/0! | #DIV/0! | #DIV/0! | #DIV/0! | #DIV/0! | #DIV/0! | #DIV/0! | #DIV/0! | #DIV/0! | #DIV/0! | #DIV/0! | #DIV/0! | #DIV/0! | #DIV/0! | #DIV/0! | #DIV/0! | #DIV/0! | 1640 | 0 | 0 | 0 | 0 | 0
6 | 29 | 2003 | 180 | 7 | 0 | 0 | #DIV/0! | #DIV/0! | #DIV/0! | #DIV/0! | #DIV/0! | #DIV/0! | #DIV/0! | #DIV/0! | #DIV/0! | #DIV/0! | #DIV/0! | #DIV/0! | #DIV/0! | #DIV/0! | #DIV/0! | #DIV/0! | #DIV/0! | #DIV/0! | #DIV/0! | #DIV/0! | 1641 | 0 | 0 | 0 | 0 | 0
6 | 30 | 2003 | 181 | 1 | 0.17667 | 0 | #DIV/0! | #DIV/0! | #DIV/0! | #DIV/0! | #DIV/0! | #DIV/0! | #DIV/0! | #DIV/0! | #DIV/0! | #DIV/0! | #DIV/0! | #DIV/0! | #DIV/0! | #DIV/0! | #DIV/0! | #DIV/0! | #DIV/0! | #DIV/0! | #DIV/0! | #DIV/0! | 1642 | 0 | 0 | 0 | 0 | 0
7 | 1 | 2003 | 182 | 2 | 0.42 | 0 | #DIV/0! | #DIV/0! | #DIV/0! | #DIV/0! | #DIV/0! | #DIV/0! | #DIV/0! | #DIV/0! | #DIV/0! | #DIV/0! | #DIV/0! | #DIV/0! | #DIV/0! | #DIV/0! | #DIV/0! | #DIV/0! | #DIV/0! | #DIV/0! | #DIV/0! | #DIV/0! | 1643 | 0 | 0 | 0 | 0 | 0
7 | 2 | 2003 | 183 | 3 | 0.85667 | 0 | #DIV/0! | #DIV/0! | #DIV/0! | #DIV/0! | #DIV/0! | #DIV/0! | #DIV/0! | #DIV/0! | #DIV/0! | #DIV/0! | #DIV/0! | #DIV/0! | #DIV/0! | #DIV/0! | #DIV/0! | #DIV/0! | #DIV/0! | #DIV/0! | #DIV/0! | #DIV/0! | 1644 | 0 | 0 | 0 | 0 | 0
7 | 3 | 2003 | 184 | 4 | 0.29667 | 0 | #DIV/0! | #DIV/0! | #DIV/0! | #DIV/0! | #DIV/0! | #DIV/0! | #DIV/0! | #DIV/0! | #DIV/0! | #DIV/0! | #DIV/0! | #DIV/0! | #DIV/0! | #DIV/0! | #DIV/0! | #DIV/0! | #DIV/0! | #DIV/0! | #DIV/0! | #DIV/0! | 1645 | 0 | 0 | 0 | 0 | 0
7 | 4 | 2003 | 185 | 5 | 0 | 0 | #DIV/0! | #DIV/0! | #DIV/0! | #DIV/0! | #DIV/0! | #DIV/0! | #DIV/0! | #DIV/0! | #DIV/0! | #DIV/0! | #DIV/0! | #DIV/0! | #DIV/0! | #DIV/0! | #DIV/0! | #DIV/0! | #DIV/0! | #DIV/0! | #DIV/0! | #DIV/0! | 1646 | 0 | 0 | 0 | 0 | 0
7 | 5 | 2003 | 186 | 6 | 0 | 0 | #DIV/0! | #DIV/0! | #DIV/0! | #DIV/0! | #DIV/0! | #DIV/0! | #DIV/0! | #DIV/0! | #DIV/0! | #DIV/0! | #DIV/0! | #DIV/0! | #DIV/0! | #DIV/0! | #DIV/0! | #DIV/0! | #DIV/0! | #DIV/0! | #DIV/0! | #DIV/0! | 1647 | 0 | 0 | 0 | 0 | 0
7 | 6 | 2003 | 187 | 7 | 0.17 | 0 | #DIV/0! | #DIV/0! | #DIV/0! | #DIV/0! | #DIV/0! | #DIV/0! | #DIV/0! | #DIV/0! | #DIV/0! | #DIV/0! | #DIV/0! | #DIV/0! | #DIV/0! | #DIV/0! | #DIV/0! | #DIV/0! | #DIV/0! | #DIV/0! | #DIV/0! | #DIV/0! | 1648 | 0 | 0 | 0 | 0 | 0
7 | 7 | 2003 | 188 | 1 | 0.33 | 0 | #DIV/0! | #DIV/0! | #DIV/0! | #DIV/0! | #DIV/0! | #DIV/0! | #DIV/0! | #DIV/0! | #DIV/0! | #DIV/0! | #DIV/0! | #DIV/0! | #DIV/0! | #DIV/0! | #DIV/0! | #DIV/0! | #DIV/0! | #DIV/0! | #DIV/0! | #DIV/0! | 1649 | 0 | 0 | 0 | 0 | 0
7 | 8 | 2003 | 189 | 2 | 0.016667 | 0 | #DIV/0! | #DIV/0! | #DIV/0! | #DIV/0! | #DIV/0! | #DIV/0! | #DIV/0! | #DIV/0! | #DIV/0! | #DIV/0! | #DIV/0! | #DIV/0! | #DIV/0! | #DIV/0! | #DIV/0! | #DIV/0! | #DIV/0! | #DIV/0! | #DIV/0! | #DIV/0! | 1650 | 0 | 0 | 0 | 0 | 0
7 | 9 | 2003 | 190 | 3 | 0.60333 | 0 | #DIV/0! | #DIV/0! | #DIV/0! | #DIV/0! | #DIV/0! | #DIV/0! | #DIV/0! | #DIV/0! | #DIV/0! | #DIV/0! | #DIV/0! | #DIV/0! | #DIV/0! | #DIV/0! | #DIV/0! | #DIV/0! | #DIV/0! | #DIV/0! | #DIV/0! | #DIV/0! | 1651 | 0 | 0 | 0 | 0 | 0
7 | 10 | 2003 | 191 | 4 | 0.9 | 0 | #DIV/0! | #DIV/0! | #DIV/0! | #DIV/0! | #DIV/0! | #DIV/0! | #DIV/0! | #DIV/0! | #DIV/0! | #DIV/0! | #DIV/0! | #DIV/0! | #DIV/0! | #DIV/0! | #DIV/0! | #DIV/0! | #DIV/0! | #DIV/0! | #DIV/0! | #DIV/0! | 1652 | 0 | 0 | 0 | 0 | 0
7 | 11 | 2003 | 192 | 5 | 0.013333 | 0 | #DIV/0! | #DIV/0! | #DIV/0! | #DIV/0! | #DIV/0! | #DIV/0! | #DIV/0! | #DIV/0! | #DIV/0! | #DIV/0! | #DIV/0! | #DIV/0! | #DIV/0! | #DIV/0! | #DIV/0! | #DIV/0! | #DIV/0! | #DIV/0! | #DIV/0! | #DIV/0! | 1653 | 0 | 0 | 0 | 0 | 0
7 | 12 | 2003 | 193 | 6 | 0.21 | 0 | #DIV/0! | #DIV/0! | #DIV/0! | #DIV/0! | #DIV/0! | #DIV/0! | #DIV/0! | #DIV/0! | #DIV/0! | #DIV/0! | #DIV/0! | #DIV/0! | #DIV/0! | #DIV/0! | #DIV/0! | #DIV/0! | #DIV/0! | #DIV/0! | #DIV/0! | #DIV/0! | 1654 | 0 | 0 | 0 | 0 | 0
7 | 13 | 2003 | 194 | 7 | 0 | 0 | #DIV/0! | #DIV/0! | #DIV/0! | #DIV/0! | #DIV/0! | #DIV/0! | #DIV/0! | #DIV/0! | #DIV/0! | #DIV/0! | #DIV/0! | #DIV/0! | #DIV/0! | #DIV/0! | #DIV/0! | #DIV/0! | #DIV/0! | #DIV/0! | #DIV/0! | #DIV/0! | 1655 | 0 | 0 | 0 | 0 | 0
7 | 14 | 2003 | 195 | 1 | 0.01 | 0 | #DIV/0! | #DIV/0! | #DIV/0! | #DIV/0! | #DIV/0! | #DIV/0! | #DIV/0! | #DIV/0! | #DIV/0! | #DIV/0! | #DIV/0! | #DIV/0! | #DIV/0! | #DIV/0! | #DIV/0! | #DIV/0! | #DIV/0! | #DIV/0! | #DIV/0! | #DIV/0! | 1656 | 0 | 0 | 0 | 0 | 0
7 | 15 | 2003 | 196 | 2 | 0 | 0 | #DIV/0! | #DIV/0! | #DIV/0! | #DIV/0! | #DIV/0! | #DIV/0! | #DIV/0! | #DIV/0! | #DIV/0! | #DIV/0! | #DIV/0! | #DIV/0! | #DIV/0! | #DIV/0! | #DIV/0! | #DIV/0! | #DIV/0! | #DIV/0! | #DIV/0! | #DIV/0! | 1657 | 0 | 0 | 0 | 0 | 0
7 | 16 | 2003 | 197 | 3 | 0 | 0 | #DIV/0! | #DIV/0! | #DIV/0! | #DIV/0! | #DIV/0! | #DIV/0! | #DIV/0! | #DIV/0! | #DIV/0! | #DIV/0! | #DIV/0! | #DIV/0! | #DIV/0! | #DIV/0! | #DIV/0! | #DIV/0! | #DIV/0! | #DIV/0! | #DIV/0! | #DIV/0! | 1658 | 0 | 0 | 0 | 0 | 0
7 | 17 | 2003 | 198 | 4 | 0 | 0 | #DIV/0! | #DIV/0! | #DIV/0! | #DIV/0! | #DIV/0! | #DIV/0! | #DIV/0! | #DIV/0! | #DIV/0! | #DIV/0! | #DIV/0! | #DIV/0! | #DIV/0! | #DIV/0! | #DIV/0! | #DIV/0! | #DIV/0! | #DIV/0! | #DIV/0! | #DIV/0! | 1659 | 0 | 0 | 0 | 0 | 0
7 | 18 | 2003 | 199 | 5 | 0.033333 | 0 | #DIV/0! | #DIV/0! | #DIV/0! | #DIV/0! | #DIV/0! | #DIV/0! | #DIV/0! | #DIV/0! | #DIV/0! | #DIV/0! | #DIV/0! | #DIV/0! | #DIV/0! | #DIV/0! | #DIV/0! | #DIV/0! | #DIV/0! | #DIV/0! | #DIV/0! | #DIV/0! | 1660 | 0 | 0 | 0 | 0 | 0
7 | 19 | 2003 | 200 | 6 | 0 | 0 | #DIV/0! | #DIV/0! | #DIV/0! | #DIV/0! | #DIV/0! | #DIV/0! | #DIV/0! | #DIV/0! | #DIV/0! | #DIV/0! | #DIV/0! | #DIV/0! | #DIV/0! | #DIV/0! | #DIV/0! | #DIV/0! | #DIV/0! | #DIV/0! | #DIV/0! | #DIV/0! | 1661 | 0 | 0 | 0 | 0 | 0
7 | 20 | 2003 | 201 | 7 | 0 | 0 | #DIV/0! | #DIV/0! | #DIV/0! | #DIV/0! | #DIV/0! | #DIV/0! | #DIV/0! | #DIV/0! | #DIV/0! | #DIV/0! | #DIV/0! | #DIV/0! | #DIV/0! | #DIV/0! | #DIV/0! | #DIV/0! | #DIV/0! | #DIV/0! | #DIV/0! | #DIV/0! | 1662 | 0 | 0 | 0 | 0 | 0
7 | 21 | 2003 | 202 | 1 | 0 | 0 | #DIV/0! | #DIV/0! | #DIV/0! | #DIV/0! | #DIV/0! | #DIV/0! | #DIV/0! | #DIV/0! | #DIV/0! | #DIV/0! | #DIV/0! | #DIV/0! | #DIV/0! | #DIV/0! | #DIV/0! | #DIV/0! | #DIV/0! | #DIV/0! | #DIV/0! | #DIV/0! | 1663 | 0 | 0 | 0 | 0 | 0
7 | 22 | 2003 | 203 | 2 | 1.23 | 0 | #DIV/0! | #DIV/0! | #DIV/0! | #DIV/0! | #DIV/0! | #DIV/0! | #DIV/0! | #DIV/0! | #DIV/0! | #DIV/0! | #DIV/0! | #DIV/0! | #DIV/0! | #DIV/0! | #DIV/0! | #DIV/0! | #DIV/0! | #DIV/0! | #DIV/0! | #DIV/0! | 1664 | 0 | 0 | 0 | 0 | 0
7 | 23 | 2003 | 204 | 3 | 0.0066667 | 0 | #DIV/0! | #DIV/0! | #DIV/0! | #DIV/0! | #DIV/0! | #DIV/0! | #DIV/0! | #DIV/0! | #DIV/0! | #DIV/0! | #DIV/0! | #DIV/0! | #DIV/0! | #DIV/0! | #DIV/0! | #DIV/0! | #DIV/0! | #DIV/0! | #DIV/0! | #DIV/0! | 1665 | 0 | 0 | 0 | 0 | 0
7 | 24 | 2003 | 205 | 4 | 0 | 0 | #DIV/0! | #DIV/0! | #DIV/0! | #DIV/0! | #DIV/0! | #DIV/0! | #DIV/0! | #DIV/0! | #DIV/0! | #DIV/0! | #DIV/0! | #DIV/0! | #DIV/0! | #DIV/0! | #DIV/0! | #DIV/0! | #DIV/0! | #DIV/0! | #DIV/0! | #DIV/0! | 1666 | 0 | 0 | 0 | 0 | 0
7 | 25 | 2003 | 206 | 5 | 0 | 0 | #DIV/0! | #DIV/0! | #DIV/0! | #DIV/0! | #DIV/0! | #DIV/0! | #DIV/0! | #DIV/0! | #DIV/0! | #DIV/0! | #DIV/0! | #DIV/0! | #DIV/0! | #DIV/0! | #DIV/0! | #DIV/0! | #DIV/0! | #DIV/0! | #DIV/0! | #DIV/0! | 1667 | 0 | 0 | 0 | 0 | 0
7 | 26 | 2003 | 207 | 6 | 0 | 0 | #DIV/0! | #DIV/0! | #DIV/0! | #DIV/0! | #DIV/0! | #DIV/0! | #DIV/0! | #DIV/0! | #DIV/0! | #DIV/0! | #DIV/0! | #DIV/0! | #DIV/0! | #DIV/0! | #DIV/0! | #DIV/0! | #DIV/0! | #DIV/0! | #DIV/0! | #DIV/0! | 1668 | 0 | 0 | 0 | 0 | 0
7 | 27 | 2003 | 208 | 7 | 0.016667 | 0 | #DIV/0! | #DIV/0! | #DIV/0! | #DIV/0! | #DIV/0! | #DIV/0! | #DIV/0! | #DIV/0! | #DIV/0! | #DIV/0! | #DIV/0! | #DIV/0! | #DIV/0! | #DIV/0! | #DIV/0! | #DIV/0! | #DIV/0! | #DIV/0! | #DIV/0! | #DIV/0! | 1669 | 0 | 0 | 0 | 0 | 0
7 | 28 | 2003 | 209 | 1 | 0.66667 | 0 | #DIV/0! | #DIV/0! | #DIV/0! | #DIV/0! | #DIV/0! | #DIV/0! | #DIV/0! | #DIV/0! | #DIV/0! | #DIV/0! | #DIV/0! | #DIV/0! | #DIV/0! | #DIV/0! | #DIV/0! | #DIV/0! | #DIV/0! | #DIV/0! | #DIV/0! | #DIV/0! | 1670 | 0 | 0 | 0 | 0 | 0
7 | 29 | 2003 | 210 | 2 | 0.01 | 0 | #DIV/0! | #DIV/0! | #DIV/0! | #DIV/0! | #DIV/0! | #DIV/0! | #DIV/0! | #DIV/0! | #DIV/0! | #DIV/0! | #DIV/0! | #DIV/0! | #DIV/0! | #DIV/0! | #DIV/0! | #DIV/0! | #DIV/0! | #DIV/0! | #DIV/0! | #DIV/0! | 1671 | 0 | 0 | 0 | 0 | 0
7 | 30 | 2003 | 211 | 3 | 0.0033333 | 0 | #DIV/0! | #DIV/0! | #DIV/0! | #DIV/0! | #DIV/0! | #DIV/0! | #DIV/0! | #DIV/0! | #DIV/0! | #DIV/0! | #DIV/0! | #DIV/0! | #DIV/0! | #DIV/0! | #DIV/0! | #DIV/0! | #DIV/0! | #DIV/0! | #DIV/0! | #DIV/0! | 1672 | 0 | 0 | 0 | 0 | 0
7 | 31 | 2003 | 212 | 4 | 0 | 0 | #DIV/0! | #DIV/0! | #DIV/0! | #DIV/0! | #DIV/0! | #DIV/0! | #DIV/0! | #DIV/0! | #DIV/0! | #DIV/0! | #DIV/0! | #DIV/0! | #DIV/0! | #DIV/0! | #DIV/0! | #DIV/0! | #DIV/0! | #DIV/0! | #DIV/0! | #DIV/0! | 1673 | 0 | 0 | 0 | 0 | 0
8 | 1 | 2003 | 213 | 5 | 0.41333 | 0 | #DIV/0! | #DIV/0! | #DIV/0! | #DIV/0! | #DIV/0! | #DIV/0! | #DIV/0! | #DIV/0! | #DIV/0! | #DIV/0! | #DIV/0! | #DIV/0! | #DIV/0! | #DIV/0! | #DIV/0! | #DIV/0! | #DIV/0! | #DIV/0! | #DIV/0! | #DIV/0! | 1674 | 0 | 0 | 0 | 0 | 0
8 | 2 | 2003 | 214 | 6 | 0.0033333 | 0 | #DIV/0! | #DIV/0! | #DIV/0! | #DIV/0! | #DIV/0! | #DIV/0! | #DIV/0! | #DIV/0! | #DIV/0! | #DIV/0! | #DIV/0! | #DIV/0! | #DIV/0! | #DIV/0! | #DIV/0! | #DIV/0! | #DIV/0! | #DIV/0! | #DIV/0! | #DIV/0! | 1675 | 0 | 0 | 0 | 0 | 0
8 | 3 | 2003 | 215 | 7 | 0.37333 | 0 | #DIV/0! | #DIV/0! | #DIV/0! | #DIV/0! | #DIV/0! | #DIV/0! | #DIV/0! | #DIV/0! | #DIV/0! | #DIV/0! | #DIV/0! | #DIV/0! | #DIV/0! | #DIV/0! | #DIV/0! | #DIV/0! | #DIV/0! | #DIV/0! | #DIV/0! | #DIV/0! | 1676 | 0 | 0 | 0 | 0 | 0
8 | 4 | 2003 | 216 | 1 | 0.05 | 0 | #DIV/0! | #DIV/0! | #DIV/0! | #DIV/0! | #DIV/0! | #DIV/0! | #DIV/0! | #DIV/0! | #DIV/0! | #DIV/0! | #DIV/0! | #DIV/0! | #DIV/0! | #DIV/0! | #DIV/0! | #DIV/0! | #DIV/0! | #DIV/0! | #DIV/0! | #DIV/0! | 1677 | 0 | 0 | 0 | 0 | 0
8 | 5 | 2003 | 217 | 2 | 0.17 | 0 | #DIV/0! | #DIV/0! | #DIV/0! | #DIV/0! | #DIV/0! | #DIV/0! | #DIV/0! | #DIV/0! | #DIV/0! | #DIV/0! | #DIV/0! | #DIV/0! | #DIV/0! | #DIV/0! | #DIV/0! | #DIV/0! | #DIV/0! | #DIV/0! | #DIV/0! | #DIV/0! | 1678 | 0 | 0 | 0 | 0 | 0
8 | 6 | 2003 | 218 | 3 | 0 | 0 | #DIV/0! | #DIV/0! | #DIV/0! | #DIV/0! | #DIV/0! | #DIV/0! | #DIV/0! | #DIV/0! | #DIV/0! | #DIV/0! | #DIV/0! | #DIV/0! | #DIV/0! | #DIV/0! | #DIV/0! | #DIV/0! | #DIV/0! | #DIV/0! | #DIV/0! | #DIV/0! | 1679 | 0 | 0 | 0 | 0 | 0
8 | 7 | 2003 | 219 | 4 | 0.016667 | 0 | #DIV/0! | #DIV/0! | #DIV/0! | #DIV/0! | #DIV/0! | #DIV/0! | #DIV/0! | #DIV/0! | #DIV/0! | #DIV/0! | #DIV/0! | #DIV/0! | #DIV/0! | #DIV/0! | #DIV/0! | #DIV/0! | #DIV/0! | #DIV/0! | #DIV/0! | #DIV/0! | 1680 | 0 | 0 | 0 | 0 | 0
8 | 8 | 2003 | 220 | 5 | 0.036667 | 0 | #DIV/0! | #DIV/0! | #DIV/0! | #DIV/0! | #DIV/0! | #DIV/0! | #DIV/0! | #DIV/0! | #DIV/0! | #DIV/0! | #DIV/0! | #DIV/0! | #DIV/0! | #DIV/0! | #DIV/0! | #DIV/0! | #DIV/0! | #DIV/0! | #DIV/0! | #DIV/0! | 1681 | 0 | 0 | 0 | 0 | 0
8 | 9 | 2003 | 221 | 6 | 0.24667 | 0 | #DIV/0! | #DIV/0! | #DIV/0! | #DIV/0! | #DIV/0! | #DIV/0! | #DIV/0! | #DIV/0! | #DIV/0! | #DIV/0! | #DIV/0! | #DIV/0! | #DIV/0! | #DIV/0! | #DIV/0! | #DIV/0! | #DIV/0! | #DIV/0! | #DIV/0! | #DIV/0! | 1682 | 0 | 0 | 0 | 0 | 0
8 | 10 | 2003 | 222 | 7 | 0.03 | 0 | #DIV/0! | #DIV/0! | #DIV/0! | #DIV/0! | #DIV/0! | #DIV/0! | #DIV/0! | #DIV/0! | #DIV/0! | #DIV/0! | #DIV/0! | #DIV/0! | #DIV/0! | #DIV/0! | #DIV/0! | #DIV/0! | #DIV/0! | #DIV/0! | #DIV/0! | #DIV/0! | 1683 | 0 | 0 | 0 | 0 | 0
8 | 11 | 2003 | 223 | 1 | 0.21 | 0 | #DIV/0! | #DIV/0! | #DIV/0! | #DIV/0! | #DIV/0! | #DIV/0! | #DIV/0! | #DIV/0! | #DIV/0! | #DIV/0! | #DIV/0! | #DIV/0! | #DIV/0! | #DIV/0! | #DIV/0! | #DIV/0! | #DIV/0! | #DIV/0! | #DIV/0! | #DIV/0! | 1684 | 0 | 0 | 0 | 0 | 0
8 | 12 | 2003 | 224 | 2 | 0.023333 | 0 | #DIV/0! | #DIV/0! | #DIV/0! | #DIV/0! | #DIV/0! | #DIV/0! | #DIV/0! | #DIV/0! | #DIV/0! | #DIV/0! | #DIV/0! | #DIV/0! | #DIV/0! | #DIV/0! | #DIV/0! | #DIV/0! | #DIV/0! | #DIV/0! | #DIV/0! | #DIV/0! | 1685 | 0 | 0 | 0 | 0 | 0
8 | 13 | 2003 | 225 | 3 | 0.51667 | 0 | #DIV/0! | #DIV/0! | #DIV/0! | #DIV/0! | #DIV/0! | #DIV/0! | #DIV/0! | #DIV/0! | #DIV/0! | #DIV/0! | #DIV/0! | #DIV/0! | #DIV/0! | #DIV/0! | #DIV/0! | #DIV/0! | #DIV/0! | #DIV/0! | #DIV/0! | #DIV/0! | 1686 | 0 | 0 | 0 | 0 | 0
8 | 14 | 2003 | 226 | 4 | 0 | 0 | #DIV/0! | #DIV/0! | #DIV/0! | #DIV/0! | #DIV/0! | #DIV/0! | #DIV/0! | #DIV/0! | #DIV/0! | #DIV/0! | #DIV/0! | #DIV/0! | #DIV/0! | #DIV/0! | #DIV/0! | #DIV/0! | #DIV/0! | #DIV/0! | #DIV/0! | #DIV/0! | 1687 | 0 | 0 | 0 | 0 | 0
8 | 15 | 2003 | 227 | 5 | 0 | 0 | #DIV/0! | #DIV/0! | #DIV/0! | #DIV/0! | #DIV/0! | #DIV/0! | #DIV/0! | #DIV/0! | #DIV/0! | #DIV/0! | #DIV/0! | #DIV/0! | #DIV/0! | #DIV/0! | #DIV/0! | #DIV/0! | #DIV/0! | #DIV/0! | #DIV/0! | #DIV/0! | 1688 | 0 | 0 | 0 | 0 | 0
8 | 16 | 2003 | 228 | 6 | 0.83 | 0 | #DIV/0! | #DIV/0! | #DIV/0! | #DIV/0! | #DIV/0! | #DIV/0! | #DIV/0! | #DIV/0! | #DIV/0! | #DIV/0! | #DIV/0! | #DIV/0! | #DIV/0! | #DIV/0! | #DIV/0! | #DIV/0! | #DIV/0! | #DIV/0! | #DIV/0! | #DIV/0! | 1689 | 0 | 0 | 0 | 0 | 0
8 | 17 | 2003 | 229 | 7 | 0.19 | 0 | #DIV/0! | #DIV/0! | #DIV/0! | #DIV/0! | #DIV/0! | #DIV/0! | #DIV/0! | #DIV/0! | #DIV/0! | #DIV/0! | #DIV/0! | #DIV/0! | #DIV/0! | #DIV/0! | #DIV/0! | #DIV/0! | #DIV/0! | #DIV/0! | #DIV/0! | #DIV/0! | 1690 | 0 | 0 | 0 | 0 | 0
8 | 18 | 2003 | 230 | 1 | 0 | 0 | #DIV/0! | #DIV/0! | #DIV/0! | #DIV/0! | #DIV/0! | #DIV/0! | #DIV/0! | #DIV/0! | #DIV/0! | #DIV/0! | #DIV/0! | #DIV/0! | #DIV/0! | #DIV/0! | #DIV/0! | #DIV/0! | #DIV/0! | #DIV/0! | #DIV/0! | #DIV/0! | 1691 | 0 | 0 | 0 | 0 | 0
8 | 19 | 2003 | 231 | 2 | 0 | 0 | #DIV/0! | #DIV/0! | #DIV/0! | #DIV/0! | #DIV/0! | #DIV/0! | #DIV/0! | #DIV/0! | #DIV/0! | #DIV/0! | #DIV/0! | #DIV/0! | #DIV/0! | #DIV/0! | #DIV/0! | #DIV/0! | #DIV/0! | #DIV/0! | #DIV/0! | #DIV/0! | 1692 | 0 | 0 | 0 | 0 | 0
8 | 20 | 2003 | 232 | 3 | 0 | 0 | #DIV/0! | #DIV/0! | #DIV/0! | #DIV/0! | #DIV/0! | #DIV/0! | #DIV/0! | #DIV/0! | #DIV/0! | #DIV/0! | #DIV/0! | #DIV/0! | #DIV/0! | #DIV/0! | #DIV/0! | #DIV/0! | #DIV/0! | #DIV/0! | #DIV/0! | #DIV/0! | 1693 | 0 | 0 | 0 | 0 | 0
8 | 21 | 2003 | 233 | 4 | 0 | 0 | #DIV/0! | #DIV/0! | #DIV/0! | #DIV/0! | #DIV/0! | #DIV/0! | #DIV/0! | #DIV/0! | #DIV/0! | #DIV/0! | #DIV/0! | #DIV/0! | #DIV/0! | #DIV/0! | #DIV/0! | #DIV/0! | #DIV/0! | #DIV/0! | #DIV/0! | #DIV/0! | 1694 | 0 | 0 | 0 | 0 | 0
8 | 22 | 2003 | 234 | 5 | 0.30667 | 0 | #DIV/0! | #DIV/0! | #DIV/0! | #DIV/0! | #DIV/0! | #DIV/0! | #DIV/0! | #DIV/0! | #DIV/0! | #DIV/0! | #DIV/0! | #DIV/0! | #DIV/0! | #DIV/0! | #DIV/0! | #DIV/0! | #DIV/0! | #DIV/0! | #DIV/0! | #DIV/0! | 1695 | 0 | 0 | 0 | 0 | 0
8 | 23 | 2003 | 235 | 6 | 0 | 0 | #DIV/0! | #DIV/0! | #DIV/0! | #DIV/0! | #DIV/0! | #DIV/0! | #DIV/0! | #DIV/0! | #DIV/0! | #DIV/0! | #DIV/0! | #DIV/0! | #DIV/0! | #DIV/0! | #DIV/0! | #DIV/0! | #DIV/0! | #DIV/0! | #DIV/0! | #DIV/0! | 1696 | 0 | 0 | 0 | 0 | 0
8 | 24 | 2003 | 236 | 7 | 0 | 0 | #DIV/0! | #DIV/0! | #DIV/0! | #DIV/0! | #DIV/0! | #DIV/0! | #DIV/0! | #DIV/0! | #DIV/0! | #DIV/0! | #DIV/0! | #DIV/0! | #DIV/0! | #DIV/0! | #DIV/0! | #DIV/0! | #DIV/0! | #DIV/0! | #DIV/0! | #DIV/0! | 1697 | 0 | 0 | 0 | 0 | 0
8 | 25 | 2003 | 237 | 1 | 0 | 0 | #DIV/0! | #DIV/0! | #DIV/0! | #DIV/0! | #DIV/0! | #DIV/0! | #DIV/0! | #DIV/0! | #DIV/0! | #DIV/0! | #DIV/0! | #DIV/0! | #DIV/0! | #DIV/0! | #DIV/0! | #DIV/0! | #DIV/0! | #DIV/0! | #DIV/0! | #DIV/0! | 1698 | 0 | 0 | 0 | 0 | 0
8 | 26 | 2003 | 238 | 2 | 0.74 | 0 | #DIV/0! | #DIV/0! | #DIV/0! | #DIV/0! | #DIV/0! | #DIV/0! | #DIV/0! | #DIV/0! | #DIV/0! | #DIV/0! | #DIV/0! | #DIV/0! | #DIV/0! | #DIV/0! | #DIV/0! | #DIV/0! | #DIV/0! | #DIV/0! | #DIV/0! | #DIV/0! | 1699 | 0 | 0 | 0 | 0 | 0
8 | 27 | 2003 | 239 | 3 | 0.50333 | 0 | #DIV/0! | #DIV/0! | #DIV/0! | #DIV/0! | #DIV/0! | #DIV/0! | #DIV/0! | #DIV/0! | #DIV/0! | #DIV/0! | #DIV/0! | #DIV/0! | #DIV/0! | #DIV/0! | #DIV/0! | #DIV/0! | #DIV/0! | #DIV/0! | #DIV/0! | #DIV/0! | 1700 | 0 | 0 | 0 | 0 | 0
8 | 28 | 2003 | 240 | 4 | 0.0033333 | 0 | #DIV/0! | #DIV/0! | #DIV/0! | #DIV/0! | #DIV/0! | #DIV/0! | #DIV/0! | #DIV/0! | #DIV/0! | #DIV/0! | #DIV/0! | #DIV/0! | #DIV/0! | #DIV/0! | #DIV/0! | #DIV/0! | #DIV/0! | #DIV/0! | #DIV/0! | #DIV/0! | 1701 | 0 | 0 | 0 | 0 | 0
8 | 29 | 2003 | 241 | 5 | 0.14333 | 0 | #DIV/0! | #DIV/0! | #DIV/0! | #DIV/0! | #DIV/0! | #DIV/0! | #DIV/0! | #DIV/0! | #DIV/0! | #DIV/0! | #DIV/0! | #DIV/0! | #DIV/0! | #DIV/0! | #DIV/0! | #DIV/0! | #DIV/0! | #DIV/0! | #DIV/0! | #DIV/0! | 1702 | 0 | 0 | 0 | 0 | 0
8 | 30 | 2003 | 242 | 6 | 0.13 | 0 | #DIV/0! | #DIV/0! | #DIV/0! | #DIV/0! | #DIV/0! | #DIV/0! | #DIV/0! | #DIV/0! | #DIV/0! | #DIV/0! | #DIV/0! | #DIV/0! | #DIV/0! | #DIV/0! | #DIV/0! | #DIV/0! | #DIV/0! | #DIV/0! | #DIV/0! | #DIV/0! | 1703 | 0 | 0 | 0 | 0 | 0
8 | 31 | 2003 | 243 | 7 | 0 | 0 | #DIV/0! | #DIV/0! | #DIV/0! | #DIV/0! | #DIV/0! | #DIV/0! | #DIV/0! | #DIV/0! | #DIV/0! | #DIV/0! | #DIV/0! | #DIV/0! | #DIV/0! | #DIV/0! | #DIV/0! | #DIV/0! | #DIV/0! | #DIV/0! | #DIV/0! | #DIV/0! | 1704 | 0 | 0 | 0 | 0 | 0
9 | 1 | 2003 | 244 | 1 | 0.20333 | 0 | #DIV/0! | #DIV/0! | #DIV/0! | #DIV/0! | #DIV/0! | #DIV/0! | #DIV/0! | #DIV/0! | #DIV/0! | #DIV/0! | #DIV/0! | #DIV/0! | #DIV/0! | #DIV/0! | #DIV/0! | #DIV/0! | #DIV/0! | #DIV/0! | #DIV/0! | #DIV/0! | 1705 | 0 | 0 | 0 | 0 | 0
9 | 2 | 2003 | 245 | 2 | 0.13667 | 0 | #DIV/0! | #DIV/0! | #DIV/0! | #DIV/0! | #DIV/0! | #DIV/0! | #DIV/0! | #DIV/0! | #DIV/0! | #DIV/0! | #DIV/0! | #DIV/0! | #DIV/0! | #DIV/0! | #DIV/0! | #DIV/0! | #DIV/0! | #DIV/0! | #DIV/0! | #DIV/0! | 1706 | 0 | 0 | 0 | 0 | 0
9 | 3 | 2003 | 246 | 3 | 0.43 | 0 | #DIV/0! | #DIV/0! | #DIV/0! | #DIV/0! | #DIV/0! | #DIV/0! | #DIV/0! | #DIV/0! | #DIV/0! | #DIV/0! | #DIV/0! | #DIV/0! | #DIV/0! | #DIV/0! | #DIV/0! | #DIV/0! | #DIV/0! | #DIV/0! | #DIV/0! | #DIV/0! | 1707 | 0 | 0 | 0 | 0 | 0
9 | 4 | 2003 | 247 | 4 | 0.21333 | 0 | #DIV/0! | #DIV/0! | #DIV/0! | #DIV/0! | #DIV/0! | #DIV/0! | #DIV/0! | #DIV/0! | #DIV/0! | #DIV/0! | #DIV/0! | #DIV/0! | #DIV/0! | #DIV/0! | #DIV/0! | #DIV/0! | #DIV/0! | #DIV/0! | #DIV/0! | #DIV/0! | 1708 | 0 | 0 | 0 | 0 | 0
9 | 5 | 2003 | 248 | 5 | 0 | 0 | #DIV/0! | #DIV/0! | #DIV/0! | #DIV/0! | #DIV/0! | #DIV/0! | #DIV/0! | #DIV/0! | #DIV/0! | #DIV/0! | #DIV/0! | #DIV/0! | #DIV/0! | #DIV/0! | #DIV/0! | #DIV/0! | #DIV/0! | #DIV/0! | #DIV/0! | #DIV/0! | 1709 | 0 | 0 | 0 | 0 | 0
9 | 6 | 2003 | 249 | 6 | 0 | 0 | #DIV/0! | #DIV/0! | #DIV/0! | #DIV/0! | #DIV/0! | #DIV/0! | #DIV/0! | #DIV/0! | #DIV/0! | #DIV/0! | #DIV/0! | #DIV/0! | #DIV/0! | #DIV/0! | #DIV/0! | #DIV/0! | #DIV/0! | #DIV/0! | #DIV/0! | #DIV/0! | 1710 | 0 | 0 | 0 | 0 | 0
9 | 7 | 2003 | 250 | 7 | 0 | 0 | #DIV/0! | #DIV/0! | #DIV/0! | #DIV/0! | #DIV/0! | #DIV/0! | #DIV/0! | #DIV/0! | #DIV/0! | #DIV/0! | #DIV/0! | #DIV/0! | #DIV/0! | #DIV/0! | #DIV/0! | #DIV/0! | #DIV/0! | #DIV/0! | #DIV/0! | #DIV/0! | 1711 | 0 | 0 | 0 | 0 | 0
9 | 8 | 2003 | 251 | 1 | 0 | 0 | #DIV/0! | #DIV/0! | #DIV/0! | #DIV/0! | #DIV/0! | #DIV/0! | #DIV/0! | #DIV/0! | #DIV/0! | #DIV/0! | #DIV/0! | #DIV/0! | #DIV/0! | #DIV/0! | #DIV/0! | #DIV/0! | #DIV/0! | #DIV/0! | #DIV/0! | #DIV/0! | 1712 | 0 | 0 | 0 | 0 | 0
9 | 9 | 2003 | 252 | 2 | 0 | 0 | #DIV/0! | #DIV/0! | #DIV/0! | #DIV/0! | #DIV/0! | #DIV/0! | #DIV/0! | #DIV/0! | #DIV/0! | #DIV/0! | #DIV/0! | #DIV/0! | #DIV/0! | #DIV/0! | #DIV/0! | #DIV/0! | #DIV/0! | #DIV/0! | #DIV/0! | #DIV/0! | 1713 | 0 | 0 | 0 | 0 | 0
9 | 10 | 2003 | 253 | 3 | 0 | 0 | #DIV/0! | #DIV/0! | #DIV/0! | #DIV/0! | #DIV/0! | #DIV/0! | #DIV/0! | #DIV/0! | #DIV/0! | #DIV/0! | #DIV/0! | #DIV/0! | #DIV/0! | #DIV/0! | #DIV/0! | #DIV/0! | #DIV/0! | #DIV/0! | #DIV/0! | #DIV/0! | 1714 | 0 | 0 | 0 | 0 | 0
9 | 11 | 2003 | 254 | 4 | 0 | 0 | #DIV/0! | #DIV/0! | #DIV/0! | #DIV/0! | #DIV/0! | #DIV/0! | #DIV/0! | #DIV/0! | #DIV/0! | #DIV/0! | #DIV/0! | #DIV/0! | #DIV/0! | #DIV/0! | #DIV/0! | #DIV/0! | #DIV/0! | #DIV/0! | #DIV/0! | #DIV/0! | 1715 | 0 | 0 | 0 | 0 | 0
9 | 12 | 2003 | 255 | 5 | 0.78333 | 0 | #DIV/0! | #DIV/0! | #DIV/0! | #DIV/0! | #DIV/0! | #DIV/0! | #DIV/0! | #DIV/0! | #DIV/0! | #DIV/0! | #DIV/0! | #DIV/0! | #DIV/0! | #DIV/0! | #DIV/0! | #DIV/0! | #DIV/0! | #DIV/0! | #DIV/0! | #DIV/0! | 1716 | 0 | 0 | 0 | 0 | 0
9 | 13 | 2003 | 256 | 6 | 0.43 | 0 | #DIV/0! | #DIV/0! | #DIV/0! | #DIV/0! | #DIV/0! | #DIV/0! | #DIV/0! | #DIV/0! | #DIV/0! | #DIV/0! | #DIV/0! | #DIV/0! | #DIV/0! | #DIV/0! | #DIV/0! | #DIV/0! | #DIV/0! | #DIV/0! | #DIV/0! | #DIV/0! | 1717 | 0 | 0 | 0 | 0 | 0
9 | 14 | 2003 | 257 | 7 | 0.016667 | 0 | #DIV/0! | #DIV/0! | #DIV/0! | #DIV/0! | #DIV/0! | #DIV/0! | #DIV/0! | #DIV/0! | #DIV/0! | #DIV/0! | #DIV/0! | #DIV/0! | #DIV/0! | #DIV/0! | #DIV/0! | #DIV/0! | #DIV/0! | #DIV/0! | #DIV/0! | #DIV/0! | 1718 | 0 | 0 | 0 | 0 | 0
9 | 15 | 2003 | 258 | 1 | 0.073333 | 0 | #DIV/0! | #DIV/0! | #DIV/0! | #DIV/0! | #DIV/0! | #DIV/0! | #DIV/0! | #DIV/0! | #DIV/0! | #DIV/0! | #DIV/0! | #DIV/0! | #DIV/0! | #DIV/0! | #DIV/0! | #DIV/0! | #DIV/0! | #DIV/0! | #DIV/0! | #DIV/0! | 1719 | 0 | 0 | 0 | 0 | 0
9 | 16 | 2003 | 259 | 2 | 0 | 0 | #DIV/0! | #DIV/0! | #DIV/0! | #DIV/0! | #DIV/0! | #DIV/0! | #DIV/0! | #DIV/0! | #DIV/0! | #DIV/0! | #DIV/0! | #DIV/0! | #DIV/0! | #DIV/0! | #DIV/0! | #DIV/0! | #DIV/0! | #DIV/0! | #DIV/0! | #DIV/0! | 1720 | 0 | 0 | 0 | 0 | 0
9 | 17 | 2003 | 260 | 3 | 0 | 0 | #DIV/0! | #DIV/0! | #DIV/0! | #DIV/0! | #DIV/0! | #DIV/0! | #DIV/0! | #DIV/0! | #DIV/0! | #DIV/0! | #DIV/0! | #DIV/0! | #DIV/0! | #DIV/0! | #DIV/0! | #DIV/0! | #DIV/0! | #DIV/0! | #DIV/0! | #DIV/0! | 1721 | 0 | 0 | 0 | 0 | 0
9 | 18 | 2003 | 261 | 4 | 2.0567 | 0 | #DIV/0! | #DIV/0! | #DIV/0! | #DIV/0! | #DIV/0! | #DIV/0! | #DIV/0! | #DIV/0! | #DIV/0! | #DIV/0! | #DIV/0! | #DIV/0! | #DIV/0! | #DIV/0! | #DIV/0! | #DIV/0! | #DIV/0! | #DIV/0! | #DIV/0! | #DIV/0! | 1722 | 0 | 0 | 0 | 0 | 0
9 | 19 | 2003 | 262 | 5 | 0.10333 | 0 | #DIV/0! | #DIV/0! | #DIV/0! | #DIV/0! | #DIV/0! | #DIV/0! | #DIV/0! | #DIV/0! | #DIV/0! | #DIV/0! | #DIV/0! | #DIV/0! | #DIV/0! | #DIV/0! | #DIV/0! | #DIV/0! | #DIV/0! | #DIV/0! | #DIV/0! | #DIV/0! | 1723 | 0 | 0 | 0 | 0 | 0
9 | 20 | 2003 | 263 | 6 | 0 | 0 | #DIV/0! | #DIV/0! | #DIV/0! | #DIV/0! | #DIV/0! | #DIV/0! | #DIV/0! | #DIV/0! | #DIV/0! | #DIV/0! | #DIV/0! | #DIV/0! | #DIV/0! | #DIV/0! | #DIV/0! | #DIV/0! | #DIV/0! | #DIV/0! | #DIV/0! | #DIV/0! | 1724 | 0 | 0 | 0 | 0 | 0
9 | 21 | 2003 | 264 | 7 | 0 | 0 | #DIV/0! | #DIV/0! | #DIV/0! | #DIV/0! | #DIV/0! | #DIV/0! | #DIV/0! | #DIV/0! | #DIV/0! | #DIV/0! | #DIV/0! | #DIV/0! | #DIV/0! | #DIV/0! | #DIV/0! | #DIV/0! | #DIV/0! | #DIV/0! | #DIV/0! | #DIV/0! | 1725 | 0 | 0 | 0 | 0 | 0
9 | 22 | 2003 | 265 | 1 | 0.70667 | 0 | #DIV/0! | #DIV/0! | #DIV/0! | #DIV/0! | #DIV/0! | #DIV/0! | #DIV/0! | #DIV/0! | #DIV/0! | #DIV/0! | #DIV/0! | #DIV/0! | #DIV/0! | #DIV/0! | #DIV/0! | #DIV/0! | #DIV/0! | #DIV/0! | #DIV/0! | #DIV/0! | 1726 | 0 | 0 | 0 | 0 | 0
9 | 23 | 2003 | 266 | 2 | 1.7433 | 0 | #DIV/0! | #DIV/0! | #DIV/0! | #DIV/0! | #DIV/0! | #DIV/0! | #DIV/0! | #DIV/0! | #DIV/0! | #DIV/0! | #DIV/0! | #DIV/0! | #DIV/0! | #DIV/0! | #DIV/0! | #DIV/0! | #DIV/0! | #DIV/0! | #DIV/0! | #DIV/0! | 1727 | 0 | 0 | 0 | 0 | 0
9 | 24 | 2003 | 267 | 3 | 0 | 0 | #DIV/0! | #DIV/0! | #DIV/0! | #DIV/0! | #DIV/0! | #DIV/0! | #DIV/0! | #DIV/0! | #DIV/0! | #DIV/0! | #DIV/0! | #DIV/0! | #DIV/0! | #DIV/0! | #DIV/0! | #DIV/0! | #DIV/0! | #DIV/0! | #DIV/0! | #DIV/0! | 1728 | 0 | 0 | 0 | 0 | 0
9 | 25 | 2003 | 268 | 4 | 0 | 0 | #DIV/0! | #DIV/0! | #DIV/0! | #DIV/0! | #DIV/0! | #DIV/0! | #DIV/0! | #DIV/0! | #DIV/0! | #DIV/0! | #DIV/0! | #DIV/0! | #DIV/0! | #DIV/0! | #DIV/0! | #DIV/0! | #DIV/0! | #DIV/0! | #DIV/0! | #DIV/0! | 1729 | 0 | 0 | 0 | 0 | 0
9 | 26 | 2003 | 269 | 5 | 0 | 0 | #DIV/0! | #DIV/0! | #DIV/0! | #DIV/0! | #DIV/0! | #DIV/0! | #DIV/0! | #DIV/0! | #DIV/0! | #DIV/0! | #DIV/0! | #DIV/0! | #DIV/0! | #DIV/0! | #DIV/0! | #DIV/0! | #DIV/0! | #DIV/0! | #DIV/0! | #DIV/0! | 1730 | 0 | 0 | 0 | 0 | 0
9 | 27 | 2003 | 270 | 6 | 0.27 | 0 | #DIV/0! | #DIV/0! | #DIV/0! | #DIV/0! | #DIV/0! | #DIV/0! | #DIV/0! | #DIV/0! | #DIV/0! | #DIV/0! | #DIV/0! | #DIV/0! | #DIV/0! | #DIV/0! | #DIV/0! | #DIV/0! | #DIV/0! | #DIV/0! | #DIV/0! | #DIV/0! | 1731 | 0 | 0 | 0 | 0 | 0
9 | 28 | 2003 | 271 | 7 | 0.033333 | 0 | #DIV/0! | #DIV/0! | #DIV/0! | #DIV/0! | #DIV/0! | #DIV/0! | #DIV/0! | #DIV/0! | #DIV/0! | #DIV/0! | #DIV/0! | #DIV/0! | #DIV/0! | #DIV/0! | #DIV/0! | #DIV/0! | #DIV/0! | #DIV/0! | #DIV/0! | #DIV/0! | 1732 | 0 | 0 | 0 | 0 | 0
9 | 29 | 2003 | 272 | 1 | 0 | 0 | #DIV/0! | #DIV/0! | #DIV/0! | #DIV/0! | #DIV/0! | #DIV/0! | #DIV/0! | #DIV/0! | #DIV/0! | #DIV/0! | #DIV/0! | #DIV/0! | #DIV/0! | #DIV/0! | #DIV/0! | #DIV/0! | #DIV/0! | #DIV/0! | #DIV/0! | #DIV/0! | 1733 | 0 | 0 | 0 | 0 | 0
9 | 30 | 2003 | 273 | 2 | 0 | 0 | #DIV/0! | #DIV/0! | #DIV/0! | #DIV/0! | #DIV/0! | #DIV/0! | #DIV/0! | #DIV/0! | #DIV/0! | #DIV/0! | #DIV/0! | #DIV/0! | #DIV/0! | #DIV/0! | #DIV/0! | #DIV/0! | #DIV/0! | #DIV/0! | #DIV/0! | #DIV/0! | 1734 | 0 | 0 | 0 | 0 | 0
10 | 1 | 2003 | 274 | 3 | 0 | 0 | #DIV/0! | #DIV/0! | #DIV/0! | #DIV/0! | #DIV/0! | #DIV/0! | #DIV/0! | #DIV/0! | #DIV/0! | #DIV/0! | #DIV/0! | #DIV/0! | #DIV/0! | #DIV/0! | #DIV/0! | #DIV/0! | #DIV/0! | #DIV/0! | #DIV/0! | #DIV/0! | 1735 | 0 | 0 | 0 | 0 | 0
10 | 2 | 2003 | 275 | 4 | 0 | 0 | #DIV/0! | #DIV/0! | #DIV/0! | #DIV/0! | #DIV/0! | #DIV/0! | #DIV/0! | #DIV/0! | #DIV/0! | #DIV/0! | #DIV/0! | #DIV/0! | #DIV/0! | #DIV/0! | #DIV/0! | #DIV/0! | #DIV/0! | #DIV/0! | #DIV/0! | #DIV/0! | 1736 | 0 | 0 | 0 | 0 | 0
10 | 3 | 2003 | 276 | 5 | 0 | 0 | #DIV/0! | #DIV/0! | #DIV/0! | #DIV/0! | #DIV/0! | #DIV/0! | #DIV/0! | #DIV/0! | #DIV/0! | #DIV/0! | #DIV/0! | #DIV/0! | #DIV/0! | #DIV/0! | #DIV/0! | #DIV/0! | #DIV/0! | #DIV/0! | #DIV/0! | #DIV/0! | 1737 | 0 | 0 | 0 | 0 | 0
10 | 4 | 2003 | 277 | 6 | 0.023333 | 0 | #DIV/0! | #DIV/0! | #DIV/0! | #DIV/0! | #DIV/0! | #DIV/0! | #DIV/0! | #DIV/0! | #DIV/0! | #DIV/0! | #DIV/0! | #DIV/0! | #DIV/0! | #DIV/0! | #DIV/0! | #DIV/0! | #DIV/0! | #DIV/0! | #DIV/0! | #DIV/0! | 1738 | 0 | 0 | 0 | 0 | 0
10 | 5 | 2003 | 278 | 7 | 0 | 0 | #DIV/0! | #DIV/0! | #DIV/0! | #DIV/0! | #DIV/0! | #DIV/0! | #DIV/0! | #DIV/0! | #DIV/0! | #DIV/0! | #DIV/0! | #DIV/0! | #DIV/0! | #DIV/0! | #DIV/0! | #DIV/0! | #DIV/0! | #DIV/0! | #DIV/0! | #DIV/0! | 1739 | 0 | 0 | 0 | 0 | 0
10 | 6 | 2003 | 279 | 1 | 0 | 0 | #DIV/0! | #DIV/0! | #DIV/0! | #DIV/0! | #DIV/0! | #DIV/0! | #DIV/0! | #DIV/0! | #DIV/0! | #DIV/0! | #DIV/0! | #DIV/0! | #DIV/0! | #DIV/0! | #DIV/0! | #DIV/0! | #DIV/0! | #DIV/0! | #DIV/0! | #DIV/0! | 1740 | 0 | 0 | 0 | 0 | 0
10 | 7 | 2003 | 280 | 2 | 0 | 0 | #DIV/0! | #DIV/0! | #DIV/0! | #DIV/0! | #DIV/0! | #DIV/0! | #DIV/0! | #DIV/0! | #DIV/0! | #DIV/0! | #DIV/0! | #DIV/0! | #DIV/0! | #DIV/0! | #DIV/0! | #DIV/0! | #DIV/0! | #DIV/0! | #DIV/0! | #DIV/0! | 1741 | 0 | 0 | 0 | 0 | 0
10 | 8 | 2003 | 281 | 3 | 0 | 0 | #DIV/0! | #DIV/0! | #DIV/0! | #DIV/0! | #DIV/0! | #DIV/0! | #DIV/0! | #DIV/0! | #DIV/0! | #DIV/0! | #DIV/0! | #DIV/0! | #DIV/0! | #DIV/0! | #DIV/0! | #DIV/0! | #DIV/0! | #DIV/0! | #DIV/0! | #DIV/0! | 1742 | 0 | 0 | 0 | 0 | 0
10 | 9 | 2003 | 282 | 4 | 0 | 0 | #DIV/0! | #DIV/0! | #DIV/0! | #DIV/0! | #DIV/0! | #DIV/0! | #DIV/0! | #DIV/0! | #DIV/0! | #DIV/0! | #DIV/0! | #DIV/0! | #DIV/0! | #DIV/0! | #DIV/0! | #DIV/0! | #DIV/0! | #DIV/0! | #DIV/0! | #DIV/0! | 1743 | 0 | 0 | 0 | 0 | 0
10 | 10 | 2003 | 283 | 5 | 0 | 0 | #DIV/0! | #DIV/0! | #DIV/0! | #DIV/0! | #DIV/0! | #DIV/0! | #DIV/0! | #DIV/0! | #DIV/0! | #DIV/0! | #DIV/0! | #DIV/0! | #DIV/0! | #DIV/0! | #DIV/0! | #DIV/0! | #DIV/0! | #DIV/0! | #DIV/0! | #DIV/0! | 1744 | 0 | 0 | 0 | 0 | 0
10 | 11 | 2003 | 284 | 6 | 0 | 0 | #DIV/0! | #DIV/0! | #DIV/0! | #DIV/0! | #DIV/0! | #DIV/0! | #DIV/0! | #DIV/0! | #DIV/0! | #DIV/0! | #DIV/0! | #DIV/0! | #DIV/0! | #DIV/0! | #DIV/0! | #DIV/0! | #DIV/0! | #DIV/0! | #DIV/0! | #DIV/0! | 1745 | 0 | 0 | 0 | 0 | 0
10 | 12 | 2003 | 285 | 7 | 0 | 0 | #DIV/0! | #DIV/0! | #DIV/0! | #DIV/0! | #DIV/0! | #DIV/0! | #DIV/0! | #DIV/0! | #DIV/0! | #DIV/0! | #DIV/0! | #DIV/0! | #DIV/0! | #DIV/0! | #DIV/0! | #DIV/0! | #DIV/0! | #DIV/0! | #DIV/0! | #DIV/0! | 1746 | 0 | 0 | 0 | 0 | 0
10 | 13 | 2003 | 286 | 1 | 0 | 0 | #DIV/0! | #DIV/0! | #DIV/0! | #DIV/0! | #DIV/0! | #DIV/0! | #DIV/0! | #DIV/0! | #DIV/0! | #DIV/0! | #DIV/0! | #DIV/0! | #DIV/0! | #DIV/0! | #DIV/0! | #DIV/0! | #DIV/0! | #DIV/0! | #DIV/0! | #DIV/0! | 1747 | 0 | 0 | 0 | 0 | 0
10 | 14 | 2003 | 287 | 2 | 1.42 | 0 | #DIV/0! | #DIV/0! | #DIV/0! | #DIV/0! | #DIV/0! | #DIV/0! | #DIV/0! | #DIV/0! | #DIV/0! | #DIV/0! | #DIV/0! | #DIV/0! | #DIV/0! | #DIV/0! | #DIV/0! | #DIV/0! | #DIV/0! | #DIV/0! | #DIV/0! | #DIV/0! | 1748 | 0 | 0 | 0 | 0 | 0
10 | 15 | 2003 | 288 | 3 | 0 | 0 | #DIV/0! | #DIV/0! | #DIV/0! | #DIV/0! | #DIV/0! | #DIV/0! | #DIV/0! | #DIV/0! | #DIV/0! | #DIV/0! | #DIV/0! | #DIV/0! | #DIV/0! | #DIV/0! | #DIV/0! | #DIV/0! | #DIV/0! | #DIV/0! | #DIV/0! | #DIV/0! | 1749 | 0 | 0 | 0 | 0 | 0
10 | 16 | 2003 | 289 | 4 | 0 | 0 | #DIV/0! | #DIV/0! | #DIV/0! | #DIV/0! | #DIV/0! | #DIV/0! | #DIV/0! | #DIV/0! | #DIV/0! | #DIV/0! | #DIV/0! | #DIV/0! | #DIV/0! | #DIV/0! | #DIV/0! | #DIV/0! | #DIV/0! | #DIV/0! | #DIV/0! | #DIV/0! | 1750 | 0 | 0 | 0 | 0 | 0
10 | 17 | 2003 | 290 | 5 | 0.0033333 | 0 | #DIV/0! | #DIV/0! | #DIV/0! | #DIV/0! | #DIV/0! | #DIV/0! | #DIV/0! | #DIV/0! | #DIV/0! | #DIV/0! | #DIV/0! | #DIV/0! | #DIV/0! | #DIV/0! | #DIV/0! | #DIV/0! | #DIV/0! | #DIV/0! | #DIV/0! | #DIV/0! | 1751 | 0 | 0 | 0 | 0 | 0
10 | 18 | 2003 | 291 | 6 | 0 | 0 | #DIV/0! | #DIV/0! | #DIV/0! | #DIV/0! | #DIV/0! | #DIV/0! | #DIV/0! | #DIV/0! | #DIV/0! | #DIV/0! | #DIV/0! | #DIV/0! | #DIV/0! | #DIV/0! | #DIV/0! | #DIV/0! | #DIV/0! | #DIV/0! | #DIV/0! | #DIV/0! | 1752 | 0 | 0 | 0 | 0 | 0
10 | 19 | 2003 | 292 | 7 | 0 | 0 | #DIV/0! | #DIV/0! | #DIV/0! | #DIV/0! | #DIV/0! | #DIV/0! | #DIV/0! | #DIV/0! | #DIV/0! | #DIV/0! | #DIV/0! | #DIV/0! | #DIV/0! | #DIV/0! | #DIV/0! | #DIV/0! | #DIV/0! | #DIV/0! | #DIV/0! | #DIV/0! | 1753 | 0 | 0 | 0 | 0 | 0
10 | 20 | 2003 | 293 | 1 | 0 | 0 | #DIV/0! | #DIV/0! | #DIV/0! | #DIV/0! | #DIV/0! | #DIV/0! | #DIV/0! | #DIV/0! | #DIV/0! | #DIV/0! | #DIV/0! | #DIV/0! | #DIV/0! | #DIV/0! | #DIV/0! | #DIV/0! | #DIV/0! | #DIV/0! | #DIV/0! | #DIV/0! | 1754 | 0 | 0 | 0 | 0 | 0
10 | 21 | 2003 | 294 | 2 | 0.01 | 0 | #DIV/0! | #DIV/0! | #DIV/0! | #DIV/0! | #DIV/0! | #DIV/0! | #DIV/0! | #DIV/0! | #DIV/0! | #DIV/0! | #DIV/0! | #DIV/0! | #DIV/0! | #DIV/0! | #DIV/0! | #DIV/0! | #DIV/0! | #DIV/0! | #DIV/0! | #DIV/0! | 1755 | 0 | 0 | 0 | 0 | 0
10 | 22 | 2003 | 295 | 3 | 0.03 | 0 | #DIV/0! | #DIV/0! | #DIV/0! | #DIV/0! | #DIV/0! | #DIV/0! | #DIV/0! | #DIV/0! | #DIV/0! | #DIV/0! | #DIV/0! | #DIV/0! | #DIV/0! | #DIV/0! | #DIV/0! | #DIV/0! | #DIV/0! | #DIV/0! | #DIV/0! | #DIV/0! | 1756 | 0 | 0 | 0 | 0 | 0
10 | 23 | 2003 | 296 | 4 | 0 | 0 | #DIV/0! | #DIV/0! | #DIV/0! | #DIV/0! | #DIV/0! | #DIV/0! | #DIV/0! | #DIV/0! | #DIV/0! | #DIV/0! | #DIV/0! | #DIV/0! | #DIV/0! | #DIV/0! | #DIV/0! | #DIV/0! | #DIV/0! | #DIV/0! | #DIV/0! | #DIV/0! | 1757 | 0 | 0 | 0 | 0 | 0
10 | 24 | 2003 | 297 | 5 | 0 | 0 | #DIV/0! | #DIV/0! | #DIV/0! | #DIV/0! | #DIV/0! | #DIV/0! | #DIV/0! | #DIV/0! | #DIV/0! | #DIV/0! | #DIV/0! | #DIV/0! | #DIV/0! | #DIV/0! | #DIV/0! | #DIV/0! | #DIV/0! | #DIV/0! | #DIV/0! | #DIV/0! | 1758 | 0 | 0 | 0 | 0 | 0
10 | 25 | 2003 | 298 | 6 | 0 | 0 | #DIV/0! | #DIV/0! | #DIV/0! | #DIV/0! | #DIV/0! | #DIV/0! | #DIV/0! | #DIV/0! | #DIV/0! | #DIV/0! | #DIV/0! | #DIV/0! | #DIV/0! | #DIV/0! | #DIV/0! | #DIV/0! | #DIV/0! | #DIV/0! | #DIV/0! | #DIV/0! | 1759 | 0 | 0 | 0 | 0 | 0
10 | 26 | 2003 | 299 | 7 | 0.69333 | 0 | #DIV/0! | #DIV/0! | #DIV/0! | #DIV/0! | #DIV/0! | #DIV/0! | #DIV/0! | #DIV/0! | #DIV/0! | #DIV/0! | #DIV/0! | #DIV/0! | #DIV/0! | #DIV/0! | #DIV/0! | #DIV/0! | #DIV/0! | #DIV/0! | #DIV/0! | #DIV/0! | 1760 | 0 | 0 | 0 | 0 | 0
10 | 27 | 2003 | 300 | 1 | 1.7167 | 0 | #DIV/0! | #DIV/0! | #DIV/0! | #DIV/0! | #DIV/0! | #DIV/0! | #DIV/0! | #DIV/0! | #DIV/0! | #DIV/0! | #DIV/0! | #DIV/0! | #DIV/0! | #DIV/0! | #DIV/0! | #DIV/0! | #DIV/0! | #DIV/0! | #DIV/0! | #DIV/0! | 1761 | 0 | 0 | 0 | 0 | 0
10 | 28 | 2003 | 301 | 2 | 0.19667 | 0 | #DIV/0! | #DIV/0! | #DIV/0! | #DIV/0! | #DIV/0! | #DIV/0! | #DIV/0! | #DIV/0! | #DIV/0! | #DIV/0! | #DIV/0! | #DIV/0! | #DIV/0! | #DIV/0! | #DIV/0! | #DIV/0! | #DIV/0! | #DIV/0! | #DIV/0! | #DIV/0! | 1762 | 0 | 0 | 0 | 0 | 0
10 | 29 | 2003 | 302 | 3 | 0.7 | 0 | #DIV/0! | #DIV/0! | #DIV/0! | #DIV/0! | #DIV/0! | #DIV/0! | #DIV/0! | #DIV/0! | #DIV/0! | #DIV/0! | #DIV/0! | #DIV/0! | #DIV/0! | #DIV/0! | #DIV/0! | #DIV/0! | #DIV/0! | #DIV/0! | #DIV/0! | #DIV/0! | 1763 | 0 | 0 | 0 | 0 | 0
10 | 30 | 2003 | 303 | 4 | 0 | 0 | #DIV/0! | #DIV/0! | #DIV/0! | #DIV/0! | #DIV/0! | #DIV/0! | #DIV/0! | #DIV/0! | #DIV/0! | #DIV/0! | #DIV/0! | #DIV/0! | #DIV/0! | #DIV/0! | #DIV/0! | #DIV/0! | #DIV/0! | #DIV/0! | #DIV/0! | #DIV/0! | 1764 | 0 | 0 | 0 | 0 | 0
10 | 31 | 2003 | 304 | 5 | 0 | 0 | #DIV/0! | #DIV/0! | #DIV/0! | #DIV/0! | #DIV/0! | #DIV/0! | #DIV/0! | #DIV/0! | #DIV/0! | #DIV/0! | #DIV/0! | #DIV/0! | #DIV/0! | #DIV/0! | #DIV/0! | #DIV/0! | #DIV/0! | #DIV/0! | #DIV/0! | #DIV/0! | 1765 | 0 | 0 | 0 | 0 | 0
11 | 1 | 2003 | 305 | 6 | 0 | 0 | #DIV/0! | #DIV/0! | #DIV/0! | #DIV/0! | #DIV/0! | #DIV/0! | #DIV/0! | #DIV/0! | #DIV/0! | #DIV/0! | #DIV/0! | #DIV/0! | #DIV/0! | #DIV/0! | #DIV/0! | #DIV/0! | #DIV/0! | #DIV/0! | #DIV/0! | #DIV/0! | 1766 | 0 | 0 | 0 | 0 | 0
11 | 2 | 2003 | 306 | 7 | 0 | 0 | #DIV/0! | #DIV/0! | #DIV/0! | #DIV/0! | #DIV/0! | #DIV/0! | #DIV/0! | #DIV/0! | #DIV/0! | #DIV/0! | #DIV/0! | #DIV/0! | #DIV/0! | #DIV/0! | #DIV/0! | #DIV/0! | #DIV/0! | #DIV/0! | #DIV/0! | #DIV/0! | 1767 | 0 | 0 | 0 | 0 | 0
11 | 3 | 2003 | 307 | 1 | 0 | 0 | #DIV/0! | #DIV/0! | #DIV/0! | #DIV/0! | #DIV/0! | #DIV/0! | #DIV/0! | #DIV/0! | #DIV/0! | #DIV/0! | #DIV/0! | #DIV/0! | #DIV/0! | #DIV/0! | #DIV/0! | #DIV/0! | #DIV/0! | #DIV/0! | #DIV/0! | #DIV/0! | 1768 | 0 | 0 | 0 | 0 | 0
11 | 4 | 2003 | 308 | 2 | 0 | 0 | #DIV/0! | #DIV/0! | #DIV/0! | #DIV/0! | #DIV/0! | #DIV/0! | #DIV/0! | #DIV/0! | #DIV/0! | #DIV/0! | #DIV/0! | #DIV/0! | #DIV/0! | #DIV/0! | #DIV/0! | #DIV/0! | #DIV/0! | #DIV/0! | #DIV/0! | #DIV/0! | 1769 | 0 | 0 | 0 | 0 | 0
11 | 5 | 2003 | 309 | 3 | 1.0567 | 0 | #DIV/0! | #DIV/0! | #DIV/0! | #DIV/0! | #DIV/0! | #DIV/0! | #DIV/0! | #DIV/0! | #DIV/0! | #DIV/0! | #DIV/0! | #DIV/0! | #DIV/0! | #DIV/0! | #DIV/0! | #DIV/0! | #DIV/0! | #DIV/0! | #DIV/0! | #DIV/0! | 1770 | 0 | 0 | 0 | 0 | 0
11 | 6 | 2003 | 310 | 4 | 0.39667 | 0 | #DIV/0! | #DIV/0! | #DIV/0! | #DIV/0! | #DIV/0! | #DIV/0! | #DIV/0! | #DIV/0! | #DIV/0! | #DIV/0! | #DIV/0! | #DIV/0! | #DIV/0! | #DIV/0! | #DIV/0! | #DIV/0! | #DIV/0! | #DIV/0! | #DIV/0! | #DIV/0! | 1771 | 0 | 0 | 0 | 0 | 0
11 | 7 | 2003 | 311 | 5 | 0 | 0 | #DIV/0! | #DIV/0! | #DIV/0! | #DIV/0! | #DIV/0! | #DIV/0! | #DIV/0! | #DIV/0! | #DIV/0! | #DIV/0! | #DIV/0! | #DIV/0! | #DIV/0! | #DIV/0! | #DIV/0! | #DIV/0! | #DIV/0! | #DIV/0! | #DIV/0! | #DIV/0! | 1772 | 0 | 0 | 0 | 0 | 0
11 | 8 | 2003 | 312 | 6 | 0 | 0 | #DIV/0! | #DIV/0! | #DIV/0! | #DIV/0! | #DIV/0! | #DIV/0! | #DIV/0! | #DIV/0! | #DIV/0! | #DIV/0! | #DIV/0! | #DIV/0! | #DIV/0! | #DIV/0! | #DIV/0! | #DIV/0! | #DIV/0! | #DIV/0! | #DIV/0! | #DIV/0! | 1773 | 0 | 0 | 0 | 0 | 0
11 | 9 | 2003 | 313 | 7 | 0 | 0 | #DIV/0! | #DIV/0! | #DIV/0! | #DIV/0! | #DIV/0! | #DIV/0! | #DIV/0! | #DIV/0! | #DIV/0! | #DIV/0! | #DIV/0! | #DIV/0! | #DIV/0! | #DIV/0! | #DIV/0! | #DIV/0! | #DIV/0! | #DIV/0! | #DIV/0! | #DIV/0! | 1774 | 0 | 0 | 0 | 0 | 0
11 | 10 | 2003 | 314 | 1 | 0 | 0 | #DIV/0! | #DIV/0! | #DIV/0! | #DIV/0! | #DIV/0! | #DIV/0! | #DIV/0! | #DIV/0! | #DIV/0! | #DIV/0! | #DIV/0! | #DIV/0! | #DIV/0! | #DIV/0! | #DIV/0! | #DIV/0! | #DIV/0! | #DIV/0! | #DIV/0! | #DIV/0! | 1775 | 0 | 0 | 0 | 0 | 0
11 | 11 | 2003 | 315 | 2 | 0.0066667 | 0 | #DIV/0! | #DIV/0! | #DIV/0! | #DIV/0! | #DIV/0! | #DIV/0! | #DIV/0! | #DIV/0! | #DIV/0! | #DIV/0! | #DIV/0! | #DIV/0! | #DIV/0! | #DIV/0! | #DIV/0! | #DIV/0! | #DIV/0! | #DIV/0! | #DIV/0! | #DIV/0! | 1776 | 0 | 0 | 0 | 0 | 0
11 | 12 | 2003 | 316 | 3 | 0.60333 | 0 | #DIV/0! | #DIV/0! | #DIV/0! | #DIV/0! | #DIV/0! | #DIV/0! | #DIV/0! | #DIV/0! | #DIV/0! | #DIV/0! | #DIV/0! | #DIV/0! | #DIV/0! | #DIV/0! | #DIV/0! | #DIV/0! | #DIV/0! | #DIV/0! | #DIV/0! | #DIV/0! | 1777 | 0 | 0 | 0 | 0 | 0
11 | 13 | 2003 | 317 | 4 | 0 | 0 | #DIV/0! | #DIV/0! | #DIV/0! | #DIV/0! | #DIV/0! | #DIV/0! | #DIV/0! | #DIV/0! | #DIV/0! | #DIV/0! | #DIV/0! | #DIV/0! | #DIV/0! | #DIV/0! | #DIV/0! | #DIV/0! | #DIV/0! | #DIV/0! | #DIV/0! | #DIV/0! | 1778 | 0 | 0 | 0 | 0 | 0
11 | 14 | 2003 | 318 | 5 | 0 | 0 | #DIV/0! | #DIV/0! | #DIV/0! | #DIV/0! | #DIV/0! | #DIV/0! | #DIV/0! | #DIV/0! | #DIV/0! | #DIV/0! | #DIV/0! | #DIV/0! | #DIV/0! | #DIV/0! | #DIV/0! | #DIV/0! | #DIV/0! | #DIV/0! | #DIV/0! | #DIV/0! | 1779 | 0 | 0 | 0 | 0 | 0
11 | 15 | 2003 | 319 | 6 | 0 | 0 | #DIV/0! | #DIV/0! | #DIV/0! | #DIV/0! | #DIV/0! | #DIV/0! | #DIV/0! | #DIV/0! | #DIV/0! | #DIV/0! | #DIV/0! | #DIV/0! | #DIV/0! | #DIV/0! | #DIV/0! | #DIV/0! | #DIV/0! | #DIV/0! | #DIV/0! | #DIV/0! | 1780 | 0 | 0 | 0 | 0 | 0
11 | 16 | 2003 | 320 | 7 | 0.013333 | 0 | #DIV/0! | #DIV/0! | #DIV/0! | #DIV/0! | #DIV/0! | #DIV/0! | #DIV/0! | #DIV/0! | #DIV/0! | #DIV/0! | #DIV/0! | #DIV/0! | #DIV/0! | #DIV/0! | #DIV/0! | #DIV/0! | #DIV/0! | #DIV/0! | #DIV/0! | #DIV/0! | 1781 | 0 | 0 | 0 | 0 | 0
11 | 17 | 2003 | 321 | 1 | 0 | 0 | #DIV/0! | #DIV/0! | #DIV/0! | #DIV/0! | #DIV/0! | #DIV/0! | #DIV/0! | #DIV/0! | #DIV/0! | #DIV/0! | #DIV/0! | #DIV/0! | #DIV/0! | #DIV/0! | #DIV/0! | #DIV/0! | #DIV/0! | #DIV/0! | #DIV/0! | #DIV/0! | 1782 | 0 | 0 | 0 | 0 | 0
11 | 18 | 2003 | 322 | 2 | 0 | 0 | #DIV/0! | #DIV/0! | #DIV/0! | #DIV/0! | #DIV/0! | #DIV/0! | #DIV/0! | #DIV/0! | #DIV/0! | #DIV/0! | #DIV/0! | #DIV/0! | #DIV/0! | #DIV/0! | #DIV/0! | #DIV/0! | #DIV/0! | #DIV/0! | #DIV/0! | #DIV/0! | 1783 | 0 | 0 | 0 | 0 | 0
11 | 19 | 2003 | 323 | 3 | 1.6333 | 0 | #DIV/0! | #DIV/0! | #DIV/0! | #DIV/0! | #DIV/0! | #DIV/0! | #DIV/0! | #DIV/0! | #DIV/0! | #DIV/0! | #DIV/0! | #DIV/0! | #DIV/0! | #DIV/0! | #DIV/0! | #DIV/0! | #DIV/0! | #DIV/0! | #DIV/0! | #DIV/0! | 1784 | 0 | 0 | 0 | 0 | 0
11 | 20 | 2003 | 324 | 4 | 0 | 0 | #DIV/0! | #DIV/0! | #DIV/0! | #DIV/0! | #DIV/0! | #DIV/0! | #DIV/0! | #DIV/0! | #DIV/0! | #DIV/0! | #DIV/0! | #DIV/0! | #DIV/0! | #DIV/0! | #DIV/0! | #DIV/0! | #DIV/0! | #DIV/0! | #DIV/0! | #DIV/0! | 1785 | 0 | 0 | 0 | 0 | 0
11 | 21 | 2003 | 325 | 5 | 0 | 0 | #DIV/0! | #DIV/0! | #DIV/0! | #DIV/0! | #DIV/0! | #DIV/0! | #DIV/0! | #DIV/0! | #DIV/0! | #DIV/0! | #DIV/0! | #DIV/0! | #DIV/0! | #DIV/0! | #DIV/0! | #DIV/0! | #DIV/0! | #DIV/0! | #DIV/0! | #DIV/0! | 1786 | 0 | 0 | 0 | 0 | 0
11 | 22 | 2003 | 326 | 6 | 0 | 0 | #DIV/0! | #DIV/0! | #DIV/0! | #DIV/0! | #DIV/0! | #DIV/0! | #DIV/0! | #DIV/0! | #DIV/0! | #DIV/0! | #DIV/0! | #DIV/0! | #DIV/0! | #DIV/0! | #DIV/0! | #DIV/0! | #DIV/0! | #DIV/0! | #DIV/0! | #DIV/0! | 1787 | 0 | 0 | 0 | 0 | 0
11 | 23 | 2003 | 327 | 7 | 0 | 0 | #DIV/0! | #DIV/0! | #DIV/0! | #DIV/0! | #DIV/0! | #DIV/0! | #DIV/0! | #DIV/0! | #DIV/0! | #DIV/0! | #DIV/0! | #DIV/0! | #DIV/0! | #DIV/0! | #DIV/0! | #DIV/0! | #DIV/0! | #DIV/0! | #DIV/0! | #DIV/0! | 1788 | 0 | 0 | 0 | 0 | 0
11 | 24 | 2003 | 328 | 1 | 0.26 | 0 | #DIV/0! | #DIV/0! | #DIV/0! | #DIV/0! | #DIV/0! | #DIV/0! | #DIV/0! | #DIV/0! | #DIV/0! | #DIV/0! | #DIV/0! | #DIV/0! | #DIV/0! | #DIV/0! | #DIV/0! | #DIV/0! | #DIV/0! | #DIV/0! | #DIV/0! | #DIV/0! | 1789 | 0 | 0 | 0 | 0 | 0
11 | 25 | 2003 | 329 | 2 | 0 | 0 | #DIV/0! | #DIV/0! | #DIV/0! | #DIV/0! | #DIV/0! | #DIV/0! | #DIV/0! | #DIV/0! | #DIV/0! | #DIV/0! | #DIV/0! | #DIV/0! | #DIV/0! | #DIV/0! | #DIV/0! | #DIV/0! | #DIV/0! | #DIV/0! | #DIV/0! | #DIV/0! | 1790 | 0 | 0 | 0 | 0 | 0
11 | 26 | 2003 | 330 | 3 | 0 | 0 | #DIV/0! | #DIV/0! | #DIV/0! | #DIV/0! | #DIV/0! | #DIV/0! | #DIV/0! | #DIV/0! | #DIV/0! | #DIV/0! | #DIV/0! | #DIV/0! | #DIV/0! | #DIV/0! | #DIV/0! | #DIV/0! | #DIV/0! | #DIV/0! | #DIV/0! | #DIV/0! | 1791 | 0 | 0 | 0 | 0 | 0
11 | 27 | 2003 | 331 | 4 | 0 | 0 | #DIV/0! | #DIV/0! | #DIV/0! | #DIV/0! | #DIV/0! | #DIV/0! | #DIV/0! | #DIV/0! | #DIV/0! | #DIV/0! | #DIV/0! | #DIV/0! | #DIV/0! | #DIV/0! | #DIV/0! | #DIV/0! | #DIV/0! | #DIV/0! | #DIV/0! | #DIV/0! | 1792 | 0 | 0 | 0 | 0 | 0
11 | 28 | 2003 | 332 | 5 | 0.79333 | 0 | #DIV/0! | #DIV/0! | #DIV/0! | #DIV/0! | #DIV/0! | #DIV/0! | #DIV/0! | #DIV/0! | #DIV/0! | #DIV/0! | #DIV/0! | #DIV/0! | #DIV/0! | #DIV/0! | #DIV/0! | #DIV/0! | #DIV/0! | #DIV/0! | #DIV/0! | #DIV/0! | 1793 | 0 | 0 | 0 | 0 | 0
11 | 29 | 2003 | 333 | 6 | 0 | 0 | #DIV/0! | #DIV/0! | #DIV/0! | #DIV/0! | #DIV/0! | #DIV/0! | #DIV/0! | #DIV/0! | #DIV/0! | #DIV/0! | #DIV/0! | #DIV/0! | #DIV/0! | #DIV/0! | #DIV/0! | #DIV/0! | #DIV/0! | #DIV/0! | #DIV/0! | #DIV/0! | 1794 | 0 | 0 | 0 | 0 | 0
11 | 30 | 2003 | 334 | 7 | 0 | 0 | #DIV/0! | #DIV/0! | #DIV/0! | #DIV/0! | #DIV/0! | #DIV/0! | #DIV/0! | #DIV/0! | #DIV/0! | #DIV/0! | #DIV/0! | #DIV/0! | #DIV/0! | #DIV/0! | #DIV/0! | #DIV/0! | #DIV/0! | #DIV/0! | #DIV/0! | #DIV/0! | 1795 | 0 | 0 | 0 | 0 | 0
12 | 1 | 2003 | 335 | 1 | 0 | 0 | #DIV/0! | #DIV/0! | #DIV/0! | #DIV/0! | #DIV/0! | #DIV/0! | #DIV/0! | #DIV/0! | #DIV/0! | #DIV/0! | #DIV/0! | #DIV/0! | #DIV/0! | #DIV/0! | #DIV/0! | #DIV/0! | #DIV/0! | #DIV/0! | #DIV/0! | #DIV/0! | 1796 | 0 | 0 | 0 | 0 | 0
12 | 2 | 2003 | 336 | 2 | 0 | 0 | #DIV/0! | #DIV/0! | #DIV/0! | #DIV/0! | #DIV/0! | #DIV/0! | #DIV/0! | #DIV/0! | #DIV/0! | #DIV/0! | #DIV/0! | #DIV/0! | #DIV/0! | #DIV/0! | #DIV/0! | #DIV/0! | #DIV/0! | #DIV/0! | #DIV/0! | #DIV/0! | 1797 | 0 | 0 | 0 | 0 | 0
12 | 3 | 2003 | 337 | 3 | 0 | 0 | #DIV/0! | #DIV/0! | #DIV/0! | #DIV/0! | #DIV/0! | #DIV/0! | #DIV/0! | #DIV/0! | #DIV/0! | #DIV/0! | #DIV/0! | #DIV/0! | #DIV/0! | #DIV/0! | #DIV/0! | #DIV/0! | #DIV/0! | #DIV/0! | #DIV/0! | #DIV/0! | 1798 | 0 | 0 | 0 | 0 | 0
12 | 4 | 2003 | 338 | 4 | 0.076667 | 0 | #DIV/0! | #DIV/0! | #DIV/0! | #DIV/0! | #DIV/0! | #DIV/0! | #DIV/0! | #DIV/0! | #DIV/0! | #DIV/0! | #DIV/0! | #DIV/0! | #DIV/0! | #DIV/0! | #DIV/0! | #DIV/0! | #DIV/0! | #DIV/0! | #DIV/0! | #DIV/0! | 1799 | 0 | 0 | 0 | 0 | 0
12 | 5 | 2003 | 339 | 5 | 0.89333 | 0 | #DIV/0! | #DIV/0! | #DIV/0! | #DIV/0! | #DIV/0! | #DIV/0! | #DIV/0! | #DIV/0! | #DIV/0! | #DIV/0! | #DIV/0! | #DIV/0! | #DIV/0! | #DIV/0! | #DIV/0! | #DIV/0! | #DIV/0! | #DIV/0! | #DIV/0! | #DIV/0! | 1800 | 0 | 0 | 0 | 0 | 0
12 | 6 | 2003 | 340 | 6 | 0.21 | 0 | #DIV/0! | #DIV/0! | #DIV/0! | #DIV/0! | #DIV/0! | #DIV/0! | #DIV/0! | #DIV/0! | #DIV/0! | #DIV/0! | #DIV/0! | #DIV/0! | #DIV/0! | #DIV/0! | #DIV/0! | #DIV/0! | #DIV/0! | #DIV/0! | #DIV/0! | #DIV/0! | 1801 | 0 | 0 | 0 | 0 | 0
12 | 7 | 2003 | 341 | 7 | 0 | 0 | #DIV/0! | #DIV/0! | #DIV/0! | #DIV/0! | #DIV/0! | #DIV/0! | #DIV/0! | #DIV/0! | #DIV/0! | #DIV/0! | #DIV/0! | #DIV/0! | #DIV/0! | #DIV/0! | #DIV/0! | #DIV/0! | #DIV/0! | #DIV/0! | #DIV/0! | #DIV/0! | 1802 | 0 | 0 | 0 | 0 | 0
12 | 8 | 2003 | 342 | 1 | 0 | 0 | #DIV/0! | #DIV/0! | #DIV/0! | #DIV/0! | #DIV/0! | #DIV/0! | #DIV/0! | #DIV/0! | #DIV/0! | #DIV/0! | #DIV/0! | #DIV/0! | #DIV/0! | #DIV/0! | #DIV/0! | #DIV/0! | #DIV/0! | #DIV/0! | #DIV/0! | #DIV/0! | 1803 | 0 | 0 | 0 | 0 | 0
12 | 9 | 2003 | 343 | 2 | 0 | 0 | #DIV/0! | #DIV/0! | #DIV/0! | #DIV/0! | #DIV/0! | #DIV/0! | #DIV/0! | #DIV/0! | #DIV/0! | #DIV/0! | #DIV/0! | #DIV/0! | #DIV/0! | #DIV/0! | #DIV/0! | #DIV/0! | #DIV/0! | #DIV/0! | #DIV/0! | #DIV/0! | 1804 | 0 | 0 | 0 | 0 | 0
12 | 10 | 2003 | 344 | 3 | 0.43333 | 0 | #DIV/0! | #DIV/0! | #DIV/0! | #DIV/0! | #DIV/0! | #DIV/0! | #DIV/0! | #DIV/0! | #DIV/0! | #DIV/0! | #DIV/0! | #DIV/0! | #DIV/0! | #DIV/0! | #DIV/0! | #DIV/0! | #DIV/0! | #DIV/0! | #DIV/0! | #DIV/0! | 1805 | 0 | 0 | 0 | 0 | 0
12 | 11 | 2003 | 345 | 4 | 0.93333 | 0 | #DIV/0! | #DIV/0! | #DIV/0! | #DIV/0! | #DIV/0! | #DIV/0! | #DIV/0! | #DIV/0! | #DIV/0! | #DIV/0! | #DIV/0! | #DIV/0! | #DIV/0! | #DIV/0! | #DIV/0! | #DIV/0! | #DIV/0! | #DIV/0! | #DIV/0! | #DIV/0! | 1806 | 0 | 0 | 0 | 0 | 0
12 | 12 | 2003 | 346 | 5 | 0 | 0 | #DIV/0! | #DIV/0! | #DIV/0! | #DIV/0! | #DIV/0! | #DIV/0! | #DIV/0! | #DIV/0! | #DIV/0! | #DIV/0! | #DIV/0! | #DIV/0! | #DIV/0! | #DIV/0! | #DIV/0! | #DIV/0! | #DIV/0! | #DIV/0! | #DIV/0! | #DIV/0! | 1807 | 0 | 0 | 0 | 0 | 0
12 | 13 | 2003 | 347 | 6 | 0 | 0 | #DIV/0! | #DIV/0! | #DIV/0! | #DIV/0! | #DIV/0! | #DIV/0! | #DIV/0! | #DIV/0! | #DIV/0! | #DIV/0! | #DIV/0! | #DIV/0! | #DIV/0! | #DIV/0! | #DIV/0! | #DIV/0! | #DIV/0! | #DIV/0! | #DIV/0! | #DIV/0! | 1808 | 0 | 0 | 0 | 0 | 0
12 | 14 | 2003 | 348 | 7 | 0.76667 | 0 | #DIV/0! | #DIV/0! | #DIV/0! | #DIV/0! | #DIV/0! | #DIV/0! | #DIV/0! | #DIV/0! | #DIV/0! | #DIV/0! | #DIV/0! | #DIV/0! | #DIV/0! | #DIV/0! | #DIV/0! | #DIV/0! | #DIV/0! | #DIV/0! | #DIV/0! | #DIV/0! | 1809 | 0 | 0 | 0 | 0 | 0
12 | 15 | 2003 | 349 | 1 | 0 | 0 | #DIV/0! | #DIV/0! | #DIV/0! | #DIV/0! | #DIV/0! | #DIV/0! | #DIV/0! | #DIV/0! | #DIV/0! | #DIV/0! | #DIV/0! | #DIV/0! | #DIV/0! | #DIV/0! | #DIV/0! | #DIV/0! | #DIV/0! | #DIV/0! | #DIV/0! | #DIV/0! | 1810 | 0 | 0 | 0 | 0 | 0
12 | 16 | 2003 | 350 | 2 | 0 | 0 | #DIV/0! | #DIV/0! | #DIV/0! | #DIV/0! | #DIV/0! | #DIV/0! | #DIV/0! | #DIV/0! | #DIV/0! | #DIV/0! | #DIV/0! | #DIV/0! | #DIV/0! | #DIV/0! | #DIV/0! | #DIV/0! | #DIV/0! | #DIV/0! | #DIV/0! | #DIV/0! | 1811 | 0 | 0 | 0 | 0 | 0
12 | 17 | 2003 | 351 | 3 | 0.62333 | 0 | #DIV/0! | #DIV/0! | #DIV/0! | #DIV/0! | #DIV/0! | #DIV/0! | #DIV/0! | #DIV/0! | #DIV/0! | #DIV/0! | #DIV/0! | #DIV/0! | #DIV/0! | #DIV/0! | #DIV/0! | #DIV/0! | #DIV/0! | #DIV/0! | #DIV/0! | #DIV/0! | 1812 | 0 | 0 | 0 | 0 | 0
12 | 18 | 2003 | 352 | 4 | 0 | 0 | #DIV/0! | #DIV/0! | #DIV/0! | #DIV/0! | #DIV/0! | #DIV/0! | #DIV/0! | #DIV/0! | #DIV/0! | #DIV/0! | #DIV/0! | #DIV/0! | #DIV/0! | #DIV/0! | #DIV/0! | #DIV/0! | #DIV/0! | #DIV/0! | #DIV/0! | #DIV/0! | 1813 | 0 | 0 | 0 | 0 | 0
12 | 19 | 2003 | 353 | 5 | 0 | 0 | #DIV/0! | #DIV/0! | #DIV/0! | #DIV/0! | #DIV/0! | #DIV/0! | #DIV/0! | #DIV/0! | #DIV/0! | #DIV/0! | #DIV/0! | #DIV/0! | #DIV/0! | #DIV/0! | #DIV/0! | #DIV/0! | #DIV/0! | #DIV/0! | #DIV/0! | #DIV/0! | 1814 | 0 | 0 | 0 | 0 | 0
12 | 20 | 2003 | 354 | 6 | 0 | 0 | #DIV/0! | #DIV/0! | #DIV/0! | #DIV/0! | #DIV/0! | #DIV/0! | #DIV/0! | #DIV/0! | #DIV/0! | #DIV/0! | #DIV/0! | #DIV/0! | #DIV/0! | #DIV/0! | #DIV/0! | #DIV/0! | #DIV/0! | #DIV/0! | #DIV/0! | #DIV/0! | 1815 | 0 | 0 | 0 | 0 | 0
12 | 21 | 2003 | 355 | 7 | 0 | 0 | #DIV/0! | #DIV/0! | #DIV/0! | #DIV/0! | #DIV/0! | #DIV/0! | #DIV/0! | #DIV/0! | #DIV/0! | #DIV/0! | #DIV/0! | #DIV/0! | #DIV/0! | #DIV/0! | #DIV/0! | #DIV/0! | #DIV/0! | #DIV/0! | #DIV/0! | #DIV/0! | 1816 | 0 | 0 | 0 | 0 | 0
12 | 22 | 2003 | 356 | 1 | 0 | 0 | #DIV/0! | #DIV/0! | #DIV/0! | #DIV/0! | #DIV/0! | #DIV/0! | #DIV/0! | #DIV/0! | #DIV/0! | #DIV/0! | #DIV/0! | #DIV/0! | #DIV/0! | #DIV/0! | #DIV/0! | #DIV/0! | #DIV/0! | #DIV/0! | #DIV/0! | #DIV/0! | 1817 | 0 | 0 | 0 | 0 | 0
12 | 23 | 2003 | 357 | 2 | 0.06 | 0 | #DIV/0! | #DIV/0! | #DIV/0! | #DIV/0! | #DIV/0! | #DIV/0! | #DIV/0! | #DIV/0! | #DIV/0! | #DIV/0! | #DIV/0! | #DIV/0! | #DIV/0! | #DIV/0! | #DIV/0! | #DIV/0! | #DIV/0! | #DIV/0! | #DIV/0! | #DIV/0! | 1818 | 0 | 0 | 0 | 0 | 0
12 | 24 | 2003 | 358 | 3 | 0.48333 | 0 | #DIV/0! | #DIV/0! | #DIV/0! | #DIV/0! | #DIV/0! | #DIV/0! | #DIV/0! | #DIV/0! | #DIV/0! | #DIV/0! | #DIV/0! | #DIV/0! | #DIV/0! | #DIV/0! | #DIV/0! | #DIV/0! | #DIV/0! | #DIV/0! | #DIV/0! | #DIV/0! | 1819 | 0 | 0 | 0 | 0 | 0
12 | 25 | 2003 | 359 | 4 | 0 | 0 | #DIV/0! | #DIV/0! | #DIV/0! | #DIV/0! | #DIV/0! | #DIV/0! | #DIV/0! | #DIV/0! | #DIV/0! | #DIV/0! | #DIV/0! | #DIV/0! | #DIV/0! | #DIV/0! | #DIV/0! | #DIV/0! | #DIV/0! | #DIV/0! | #DIV/0! | #DIV/0! | 1820 | 0 | 0 | 0 | 0 | 0
12 | 26 | 2003 | 360 | 5 | 0 | 0 | #DIV/0! | #DIV/0! | #DIV/0! | #DIV/0! | #DIV/0! | #DIV/0! | #DIV/0! | #DIV/0! | #DIV/0! | #DIV/0! | #DIV/0! | #DIV/0! | #DIV/0! | #DIV/0! | #DIV/0! | #DIV/0! | #DIV/0! | #DIV/0! | #DIV/0! | #DIV/0! | 1821 | 0 | 0 | 0 | 0 | 0
12 | 27 | 2003 | 361 | 6 | 0 | 0 | #DIV/0! | #DIV/0! | #DIV/0! | #DIV/0! | #DIV/0! | #DIV/0! | #DIV/0! | #DIV/0! | #DIV/0! | #DIV/0! | #DIV/0! | #DIV/0! | #DIV/0! | #DIV/0! | #DIV/0! | #DIV/0! | #DIV/0! | #DIV/0! | #DIV/0! | #DIV/0! | 1822 | 0 | 0 | 0 | 0 | 0
12 | 28 | 2003 | 362 | 7 | 0 | 0 | #DIV/0! | #DIV/0! | #DIV/0! | #DIV/0! | #DIV/0! | #DIV/0! | #DIV/0! | #DIV/0! | #DIV/0! | #DIV/0! | #DIV/0! | #DIV/0! | #DIV/0! | #DIV/0! | #DIV/0! | #DIV/0! | #DIV/0! | #DIV/0! | #DIV/0! | #DIV/0! | 1823 | 0 | 0 | 0 | 0 | 0
12 | 29 | 2003 | 363 | 1 | 0 | 0 | #DIV/0! | #DIV/0! | #DIV/0! | #DIV/0! | #DIV/0! | #DIV/0! | #DIV/0! | #DIV/0! | #DIV/0! | #DIV/0! | #DIV/0! | #DIV/0! | #DIV/0! | #DIV/0! | #DIV/0! | #DIV/0! | #DIV/0! | #DIV/0! | #DIV/0! | #DIV/0! | 1824 | 0 | 0 | 0 | 0 | 0
12 | 30 | 2003 | 364 | 2 | 0.053333 | 0 | #DIV/0! | #DIV/0! | #DIV/0! | #DIV/0! | #DIV/0! | #DIV/0! | #DIV/0! | #DIV/0! | #DIV/0! | #DIV/0! | #DIV/0! | #DIV/0! | #DIV/0! | #DIV/0! | #DIV/0! | #DIV/0! | #DIV/0! | #DIV/0! | #DIV/0! | #DIV/0! | 1825 | 0 | 0 | 0 | 0 | 0
12 | 31 | 2003 | 365 | 3 | 0 | 0 | #DIV/0! | #DIV/0! | #DIV/0! | #DIV/0! | #DIV/0! | #DIV/0! | #DIV/0! | #DIV/0! | #DIV/0! | #DIV/0! | #DIV/0! | #DIV/0! | #DIV/0! | #DIV/0! | #DIV/0! | #DIV/0! | #DIV/0! | #DIV/0! | #DIV/0! | #DIV/0! | 1826 | 0 | 0 | 0 | 0 | 0
1 | 1 | 2004 | 1 | 4 | 0 | 0 | #DIV/0! | #DIV/0! | #DIV/0! | #DIV/0! | #DIV/0! | #DIV/0! | #DIV/0! | #DIV/0! | #DIV/0! | #DIV/0! | #DIV/0! | #DIV/0! | #DIV/0! | #DIV/0! | #DIV/0! | #DIV/0! | #DIV/0! | #DIV/0! | #DIV/0! | #DIV/0! | 1827 | 0 | 0 | 0 | 0 | 0
1 | 2 | 2004 | 2 | 5 | 0.17 | 0 | #DIV/0! | #DIV/0! | #DIV/0! | #DIV/0! | #DIV/0! | #DIV/0! | #DIV/0! | #DIV/0! | #DIV/0! | #DIV/0! | #DIV/0! | #DIV/0! | #DIV/0! | #DIV/0! | #DIV/0! | #DIV/0! | #DIV/0! | #DIV/0! | #DIV/0! | #DIV/0! | 1828 | 0 | 0 | 0 | 0 | 0
1 | 3 | 2004 | 3 | 6 | 0 | 0 | #DIV/0! | #DIV/0! | #DIV/0! | #DIV/0! | #DIV/0! | #DIV/0! | #DIV/0! | #DIV/0! | #DIV/0! | #DIV/0! | #DIV/0! | #DIV/0! | #DIV/0! | #DIV/0! | #DIV/0! | #DIV/0! | #DIV/0! | #DIV/0! | #DIV/0! | #DIV/0! | 1829 | 0 | 0 | 0 | 0 | 0
1 | 4 | 2004 | 4 | 7 | 0 | 0 | #DIV/0! | #DIV/0! | #DIV/0! | #DIV/0! | #DIV/0! | #DIV/0! | #DIV/0! | #DIV/0! | #DIV/0! | #DIV/0! | #DIV/0! | #DIV/0! | #DIV/0! | #DIV/0! | #DIV/0! | #DIV/0! | #DIV/0! | #DIV/0! | #DIV/0! | #DIV/0! | 1830 | 0 | 0 | 0 | 0 | 0
1 | 5 | 2004 | 5 | 1 | 0.31667 | 0 | #DIV/0! | #DIV/0! | #DIV/0! | #DIV/0! | #DIV/0! | #DIV/0! | #DIV/0! | #DIV/0! | #DIV/0! | #DIV/0! | #DIV/0! | #DIV/0! | #DIV/0! | #DIV/0! | #DIV/0! | #DIV/0! | #DIV/0! | #DIV/0! | #DIV/0! | #DIV/0! | 1831 | 0 | 0 | 0 | 0 | 0
1 | 6 | 2004 | 6 | 2 | 0 | 0 | #DIV/0! | #DIV/0! | #DIV/0! | #DIV/0! | #DIV/0! | #DIV/0! | #DIV/0! | #DIV/0! | #DIV/0! | #DIV/0! | #DIV/0! | #DIV/0! | #DIV/0! | #DIV/0! | #DIV/0! | #DIV/0! | #DIV/0! | #DIV/0! | #DIV/0! | #DIV/0! | 1832 | 0 | 0 | 0 | 0 | 0
1 | 7 | 2004 | 7 | 3 | 0 | 0 | #DIV/0! | #DIV/0! | #DIV/0! | #DIV/0! | #DIV/0! | #DIV/0! | #DIV/0! | #DIV/0! | #DIV/0! | #DIV/0! | #DIV/0! | #DIV/0! | #DIV/0! | #DIV/0! | #DIV/0! | #DIV/0! | #DIV/0! | #DIV/0! | #DIV/0! | #DIV/0! | 1833 | 0 | 0 | 0 | 0 | 0
1 | 8 | 2004 | 8 | 4 | 0 | 0 | #DIV/0! | #DIV/0! | #DIV/0! | #DIV/0! | #DIV/0! | #DIV/0! | #DIV/0! | #DIV/0! | #DIV/0! | #DIV/0! | #DIV/0! | #DIV/0! | #DIV/0! | #DIV/0! | #DIV/0! | #DIV/0! | #DIV/0! | #DIV/0! | #DIV/0! | #DIV/0! | 1834 | 0 | 0 | 0 | 0 | 0
1 | 9 | 2004 | 9 | 5 | 0.01 | 0 | #DIV/0! | #DIV/0! | #DIV/0! | #DIV/0! | #DIV/0! | #DIV/0! | #DIV/0! | #DIV/0! | #DIV/0! | #DIV/0! | #DIV/0! | #DIV/0! | #DIV/0! | #DIV/0! | #DIV/0! | #DIV/0! | #DIV/0! | #DIV/0! | #DIV/0! | #DIV/0! | 1835 | 0 | 0 | 0 | 0 | 0
1 | 10 | 2004 | 10 | 6 | 0 | 0 | #DIV/0! | #DIV/0! | #DIV/0! | #DIV/0! | #DIV/0! | #DIV/0! | #DIV/0! | #DIV/0! | #DIV/0! | #DIV/0! | #DIV/0! | #DIV/0! | #DIV/0! | #DIV/0! | #DIV/0! | #DIV/0! | #DIV/0! | #DIV/0! | #DIV/0! | #DIV/0! | 1836 | 0 | 0 | 0 | 0 | 0
1 | 11 | 2004 | 11 | 7 | 0 | 0 | #DIV/0! | #DIV/0! | #DIV/0! | #DIV/0! | #DIV/0! | #DIV/0! | #DIV/0! | #DIV/0! | #DIV/0! | #DIV/0! | #DIV/0! | #DIV/0! | #DIV/0! | #DIV/0! | #DIV/0! | #DIV/0! | #DIV/0! | #DIV/0! | #DIV/0! | #DIV/0! | 1837 | 0 | 0 | 0 | 0 | 0
1 | 12 | 2004 | 12 | 1 | 0 | 0 | #DIV/0! | #DIV/0! | #DIV/0! | #DIV/0! | #DIV/0! | #DIV/0! | #DIV/0! | #DIV/0! | #DIV/0! | #DIV/0! | #DIV/0! | #DIV/0! | #DIV/0! | #DIV/0! | #DIV/0! | #DIV/0! | #DIV/0! | #DIV/0! | #DIV/0! | #DIV/0! | 1838 | 0 | 0 | 0 | 0 | 0
1 | 13 | 2004 | 13 | 2 | 0 | 0 | #DIV/0! | #DIV/0! | #DIV/0! | #DIV/0! | #DIV/0! | #DIV/0! | #DIV/0! | #DIV/0! | #DIV/0! | #DIV/0! | #DIV/0! | #DIV/0! | #DIV/0! | #DIV/0! | #DIV/0! | #DIV/0! | #DIV/0! | #DIV/0! | #DIV/0! | #DIV/0! | 1839 | 0 | 0 | 0 | 0 | 0
1 | 14 | 2004 | 14 | 3 | 0 | 0 | #DIV/0! | #DIV/0! | #DIV/0! | #DIV/0! | #DIV/0! | #DIV/0! | #DIV/0! | #DIV/0! | #DIV/0! | #DIV/0! | #DIV/0! | #DIV/0! | #DIV/0! | #DIV/0! | #DIV/0! | #DIV/0! | #DIV/0! | #DIV/0! | #DIV/0! | #DIV/0! | 1840 | 0 | 0 | 0 | 0 | 0
1 | 15 | 2004 | 15 | 4 | 0 | 0 | #DIV/0! | #DIV/0! | #DIV/0! | #DIV/0! | #DIV/0! | #DIV/0! | #DIV/0! | #DIV/0! | #DIV/0! | #DIV/0! | #DIV/0! | #DIV/0! | #DIV/0! | #DIV/0! | #DIV/0! | #DIV/0! | #DIV/0! | #DIV/0! | #DIV/0! | #DIV/0! | 1841 | 0 | 0 | 0 | 0 | 0
1 | 16 | 2004 | 16 | 5 | 0 | 0 | #DIV/0! | #DIV/0! | #DIV/0! | #DIV/0! | #DIV/0! | #DIV/0! | #DIV/0! | #DIV/0! | #DIV/0! | #DIV/0! | #DIV/0! | #DIV/0! | #DIV/0! | #DIV/0! | #DIV/0! | #DIV/0! | #DIV/0! | #DIV/0! | #DIV/0! | #DIV/0! | 1842 | 0 | 0 | 0 | 0 | 0
1 | 17 | 2004 | 17 | 6 | 0.09 | 0 | #DIV/0! | #DIV/0! | #DIV/0! | #DIV/0! | #DIV/0! | #DIV/0! | #DIV/0! | #DIV/0! | #DIV/0! | #DIV/0! | #DIV/0! | #DIV/0! | #DIV/0! | #DIV/0! | #DIV/0! | #DIV/0! | #DIV/0! | #DIV/0! | #DIV/0! | #DIV/0! | 1843 | 0 | 0 | 0 | 0 | 0
1 | 18 | 2004 | 18 | 7 | 0.28333 | 0 | #DIV/0! | #DIV/0! | #DIV/0! | #DIV/0! | #DIV/0! | #DIV/0! | #DIV/0! | #DIV/0! | #DIV/0! | #DIV/0! | #DIV/0! | #DIV/0! | #DIV/0! | #DIV/0! | #DIV/0! | #DIV/0! | #DIV/0! | #DIV/0! | #DIV/0! | #DIV/0! | 1844 | 0 | 0 | 0 | 0 | 0
1 | 19 | 2004 | 19 | 1 | 0 | 0 | #DIV/0! | #DIV/0! | #DIV/0! | #DIV/0! | #DIV/0! | #DIV/0! | #DIV/0! | #DIV/0! | #DIV/0! | #DIV/0! | #DIV/0! | #DIV/0! | #DIV/0! | #DIV/0! | #DIV/0! | #DIV/0! | #DIV/0! | #DIV/0! | #DIV/0! | #DIV/0! | 1845 | 0 | 0 | 0 | 0 | 0
1 | 20 | 2004 | 20 | 2 | 0 | 0 | #DIV/0! | #DIV/0! | #DIV/0! | #DIV/0! | #DIV/0! | #DIV/0! | #DIV/0! | #DIV/0! | #DIV/0! | #DIV/0! | #DIV/0! | #DIV/0! | #DIV/0! | #DIV/0! | #DIV/0! | #DIV/0! | #DIV/0! | #DIV/0! | #DIV/0! | #DIV/0! | 1846 | 0 | 0 | 0 | 0 | 0
1 | 21 | 2004 | 21 | 3 | 0 | 0 | #DIV/0! | #DIV/0! | #DIV/0! | #DIV/0! | #DIV/0! | #DIV/0! | #DIV/0! | #DIV/0! | #DIV/0! | #DIV/0! | #DIV/0! | #DIV/0! | #DIV/0! | #DIV/0! | #DIV/0! | #DIV/0! | #DIV/0! | #DIV/0! | #DIV/0! | #DIV/0! | 1847 | 0 | 0 | 0 | 0 | 0
1 | 22 | 2004 | 22 | 4 | 0 | 0 | #DIV/0! | #DIV/0! | #DIV/0! | #DIV/0! | #DIV/0! | #DIV/0! | #DIV/0! | #DIV/0! | #DIV/0! | #DIV/0! | #DIV/0! | #DIV/0! | #DIV/0! | #DIV/0! | #DIV/0! | #DIV/0! | #DIV/0! | #DIV/0! | #DIV/0! | #DIV/0! | 1848 | 0 | 0 | 0 | 0 | 0
1 | 23 | 2004 | 23 | 5 | 0 | 0 | #DIV/0! | #DIV/0! | #DIV/0! | #DIV/0! | #DIV/0! | #DIV/0! | #DIV/0! | #DIV/0! | #DIV/0! | #DIV/0! | #DIV/0! | #DIV/0! | #DIV/0! | #DIV/0! | #DIV/0! | #DIV/0! | #DIV/0! | #DIV/0! | #DIV/0! | #DIV/0! | 1849 | 0 | 0 | 0 | 0 | 0
1 | 24 | 2004 | 24 | 6 | 0 | 0 | #DIV/0! | #DIV/0! | #DIV/0! | #DIV/0! | #DIV/0! | #DIV/0! | #DIV/0! | #DIV/0! | #DIV/0! | #DIV/0! | #DIV/0! | #DIV/0! | #DIV/0! | #DIV/0! | #DIV/0! | #DIV/0! | #DIV/0! | #DIV/0! | #DIV/0! | #DIV/0! | 1850 | 0 | 0 | 0 | 0 | 0
1 | 25 | 2004 | 25 | 7 | 0.22667 | 0 | #DIV/0! | #DIV/0! | #DIV/0! | #DIV/0! | #DIV/0! | #DIV/0! | #DIV/0! | #DIV/0! | #DIV/0! | #DIV/0! | #DIV/0! | #DIV/0! | #DIV/0! | #DIV/0! | #DIV/0! | #DIV/0! | #DIV/0! | #DIV/0! | #DIV/0! | #DIV/0! | 1851 | 0 | 0 | 0 | 0 | 0
1 | 26 | 2004 | 26 | 1 | 0.11667 | 0 | #DIV/0! | #DIV/0! | #DIV/0! | #DIV/0! | #DIV/0! | #DIV/0! | #DIV/0! | #DIV/0! | #DIV/0! | #DIV/0! | #DIV/0! | #DIV/0! | #DIV/0! | #DIV/0! | #DIV/0! | #DIV/0! | #DIV/0! | #DIV/0! | #DIV/0! | #DIV/0! | 1852 | 0 | 0 | 0 | 0 | 0
1 | 27 | 2004 | 27 | 2 | 0.12667 | 0 | #DIV/0! | #DIV/0! | #DIV/0! | #DIV/0! | #DIV/0! | #DIV/0! | #DIV/0! | #DIV/0! | #DIV/0! | #DIV/0! | #DIV/0! | #DIV/0! | #DIV/0! | #DIV/0! | #DIV/0! | #DIV/0! | #DIV/0! | #DIV/0! | #DIV/0! | #DIV/0! | 1853 | 0 | 0 | 0 | 0 | 0
1 | 28 | 2004 | 28 | 3 | 0 | 0 | #DIV/0! | #DIV/0! | #DIV/0! | #DIV/0! | #DIV/0! | #DIV/0! | #DIV/0! | #DIV/0! | #DIV/0! | #DIV/0! | #DIV/0! | #DIV/0! | #DIV/0! | #DIV/0! | #DIV/0! | #DIV/0! | #DIV/0! | #DIV/0! | #DIV/0! | #DIV/0! | 1854 | 0 | 0 | 0 | 0 | 0
1 | 29 | 2004 | 29 | 4 | 0 | 0 | #DIV/0! | #DIV/0! | #DIV/0! | #DIV/0! | #DIV/0! | #DIV/0! | #DIV/0! | #DIV/0! | #DIV/0! | #DIV/0! | #DIV/0! | #DIV/0! | #DIV/0! | #DIV/0! | #DIV/0! | #DIV/0! | #DIV/0! | #DIV/0! | #DIV/0! | #DIV/0! | 1855 | 0 | 0 | 0 | 0 | 0
1 | 30 | 2004 | 30 | 5 | 0 | 0 | #DIV/0! | #DIV/0! | #DIV/0! | #DIV/0! | #DIV/0! | #DIV/0! | #DIV/0! | #DIV/0! | #DIV/0! | #DIV/0! | #DIV/0! | #DIV/0! | #DIV/0! | #DIV/0! | #DIV/0! | #DIV/0! | #DIV/0! | #DIV/0! | #DIV/0! | #DIV/0! | 1856 | 0 | 0 | 0 | 0 | 0
1 | 31 | 2004 | 31 | 6 | 0 | 0 | #DIV/0! | #DIV/0! | #DIV/0! | #DIV/0! | #DIV/0! | #DIV/0! | #DIV/0! | #DIV/0! | #DIV/0! | #DIV/0! | #DIV/0! | #DIV/0! | #DIV/0! | #DIV/0! | #DIV/0! | #DIV/0! | #DIV/0! | #DIV/0! | #DIV/0! | #DIV/0! | 1857 | 0 | 0 | 0 | 0 | 0
2 | 1 | 2004 | 32 | 7 | 0 | 0 | #DIV/0! | #DIV/0! | #DIV/0! | #DIV/0! | #DIV/0! | #DIV/0! | #DIV/0! | #DIV/0! | #DIV/0! | #DIV/0! | #DIV/0! | #DIV/0! | #DIV/0! | #DIV/0! | #DIV/0! | #DIV/0! | #DIV/0! | #DIV/0! | #DIV/0! | #DIV/0! | 1858 | 0 | 0 | 0 | 0 | 0
2 | 2 | 2004 | 33 | 1 | 0 | 0 | #DIV/0! | #DIV/0! | #DIV/0! | #DIV/0! | #DIV/0! | #DIV/0! | #DIV/0! | #DIV/0! | #DIV/0! | #DIV/0! | #DIV/0! | #DIV/0! | #DIV/0! | #DIV/0! | #DIV/0! | #DIV/0! | #DIV/0! | #DIV/0! | #DIV/0! | #DIV/0! | 1859 | 0 | 0 | 0 | 0 | 0
2 | 3 | 2004 | 34 | 2 | 0.56667 | 0 | #DIV/0! | #DIV/0! | #DIV/0! | #DIV/0! | #DIV/0! | #DIV/0! | #DIV/0! | #DIV/0! | #DIV/0! | #DIV/0! | #DIV/0! | #DIV/0! | #DIV/0! | #DIV/0! | #DIV/0! | #DIV/0! | #DIV/0! | #DIV/0! | #DIV/0! | #DIV/0! | 1860 | 0 | 0 | 0 | 0 | 0
2 | 4 | 2004 | 35 | 3 | 0 | 0 | #DIV/0! | #DIV/0! | #DIV/0! | #DIV/0! | #DIV/0! | #DIV/0! | #DIV/0! | #DIV/0! | #DIV/0! | #DIV/0! | #DIV/0! | #DIV/0! | #DIV/0! | #DIV/0! | #DIV/0! | #DIV/0! | #DIV/0! | #DIV/0! | #DIV/0! | #DIV/0! | 1861 | 0 | 0 | 0 | 0 | 0
2 | 5 | 2004 | 36 | 4 | 0.073333 | 0 | #DIV/0! | #DIV/0! | #DIV/0! | #DIV/0! | #DIV/0! | #DIV/0! | #DIV/0! | #DIV/0! | #DIV/0! | #DIV/0! | #DIV/0! | #DIV/0! | #DIV/0! | #DIV/0! | #DIV/0! | #DIV/0! | #DIV/0! | #DIV/0! | #DIV/0! | #DIV/0! | 1862 | 0 | 0 | 0 | 0 | 0
2 | 6 | 2004 | 37 | 5 | 1.4733 | 0 | #DIV/0! | #DIV/0! | #DIV/0! | #DIV/0! | #DIV/0! | #DIV/0! | #DIV/0! | #DIV/0! | #DIV/0! | #DIV/0! | #DIV/0! | #DIV/0! | #DIV/0! | #DIV/0! | #DIV/0! | #DIV/0! | #DIV/0! | #DIV/0! | #DIV/0! | #DIV/0! | 1863 | 0 | 0 | 0 | 0 | 0
2 | 7 | 2004 | 38 | 6 | 0 | 0 | #DIV/0! | #DIV/0! | #DIV/0! | #DIV/0! | #DIV/0! | #DIV/0! | #DIV/0! | #DIV/0! | #DIV/0! | #DIV/0! | #DIV/0! | #DIV/0! | #DIV/0! | #DIV/0! | #DIV/0! | #DIV/0! | #DIV/0! | #DIV/0! | #DIV/0! | #DIV/0! | 1864 | 0 | 0 | 0 | 0 | 0
2 | 8 | 2004 | 39 | 7 | 0 | 0 | #DIV/0! | #DIV/0! | #DIV/0! | #DIV/0! | #DIV/0! | #DIV/0! | #DIV/0! | #DIV/0! | #DIV/0! | #DIV/0! | #DIV/0! | #DIV/0! | #DIV/0! | #DIV/0! | #DIV/0! | #DIV/0! | #DIV/0! | #DIV/0! | #DIV/0! | #DIV/0! | 1865 | 0 | 0 | 0 | 0 | 0
2 | 9 | 2004 | 40 | 1 | 0 | 0 | #DIV/0! | #DIV/0! | #DIV/0! | #DIV/0! | #DIV/0! | #DIV/0! | #DIV/0! | #DIV/0! | #DIV/0! | #DIV/0! | #DIV/0! | #DIV/0! | #DIV/0! | #DIV/0! | #DIV/0! | #DIV/0! | #DIV/0! | #DIV/0! | #DIV/0! | #DIV/0! | 1866 | 0 | 0 | 0 | 0 | 0
2 | 10 | 2004 | 41 | 2 | 0 | 0 | #DIV/0! | #DIV/0! | #DIV/0! | #DIV/0! | #DIV/0! | #DIV/0! | #DIV/0! | #DIV/0! | #DIV/0! | #DIV/0! | #DIV/0! | #DIV/0! | #DIV/0! | #DIV/0! | #DIV/0! | #DIV/0! | #DIV/0! | #DIV/0! | #DIV/0! | #DIV/0! | 1867 | 0 | 0 | 0 | 0 | 0
2 | 11 | 2004 | 42 | 3 | 0 | 0 | #DIV/0! | #DIV/0! | #DIV/0! | #DIV/0! | #DIV/0! | #DIV/0! | #DIV/0! | #DIV/0! | #DIV/0! | #DIV/0! | #DIV/0! | #DIV/0! | #DIV/0! | #DIV/0! | #DIV/0! | #DIV/0! | #DIV/0! | #DIV/0! | #DIV/0! | #DIV/0! | 1868 | 0 | 0 | 0 | 0 | 0
2 | 12 | 2004 | 43 | 4 | 0 | 0 | #DIV/0! | #DIV/0! | #DIV/0! | #DIV/0! | #DIV/0! | #DIV/0! | #DIV/0! | #DIV/0! | #DIV/0! | #DIV/0! | #DIV/0! | #DIV/0! | #DIV/0! | #DIV/0! | #DIV/0! | #DIV/0! | #DIV/0! | #DIV/0! | #DIV/0! | #DIV/0! | 1869 | 0 | 0 | 0 | 0 | 0
2 | 13 | 2004 | 44 | 5 | 0 | 0 | #DIV/0! | #DIV/0! | #DIV/0! | #DIV/0! | #DIV/0! | #DIV/0! | #DIV/0! | #DIV/0! | #DIV/0! | #DIV/0! | #DIV/0! | #DIV/0! | #DIV/0! | #DIV/0! | #DIV/0! | #DIV/0! | #DIV/0! | #DIV/0! | #DIV/0! | #DIV/0! | 1870 | 0 | 0 | 0 | 0 | 0
2 | 14 | 2004 | 45 | 6 | 0 | 0 | #DIV/0! | #DIV/0! | #DIV/0! | #DIV/0! | #DIV/0! | #DIV/0! | #DIV/0! | #DIV/0! | #DIV/0! | #DIV/0! | #DIV/0! | #DIV/0! | #DIV/0! | #DIV/0! | #DIV/0! | #DIV/0! | #DIV/0! | #DIV/0! | #DIV/0! | #DIV/0! | 1871 | 0 | 0 | 0 | 0 | 0
2 | 15 | 2004 | 46 | 7 | 0 | 0 | #DIV/0! | #DIV/0! | #DIV/0! | #DIV/0! | #DIV/0! | #DIV/0! | #DIV/0! | #DIV/0! | #DIV/0! | #DIV/0! | #DIV/0! | #DIV/0! | #DIV/0! | #DIV/0! | #DIV/0! | #DIV/0! | #DIV/0! | #DIV/0! | #DIV/0! | #DIV/0! | 1872 | 0 | 0 | 0 | 0 | 0
2 | 16 | 2004 | 47 | 1 | 0 | 0 | #DIV/0! | #DIV/0! | #DIV/0! | #DIV/0! | #DIV/0! | #DIV/0! | #DIV/0! | #DIV/0! | #DIV/0! | #DIV/0! | #DIV/0! | #DIV/0! | #DIV/0! | #DIV/0! | #DIV/0! | #DIV/0! | #DIV/0! | #DIV/0! | #DIV/0! | #DIV/0! | 1873 | 0 | 0 | 0 | 0 | 0
2 | 17 | 2004 | 48 | 2 | 0 | 0 | #DIV/0! | #DIV/0! | #DIV/0! | #DIV/0! | #DIV/0! | #DIV/0! | #DIV/0! | #DIV/0! | #DIV/0! | #DIV/0! | #DIV/0! | #DIV/0! | #DIV/0! | #DIV/0! | #DIV/0! | #DIV/0! | #DIV/0! | #DIV/0! | #DIV/0! | #DIV/0! | 1874 | 0 | 0 | 0 | 0 | 0
2 | 18 | 2004 | 49 | 3 | 0 | 0 | #DIV/0! | #DIV/0! | #DIV/0! | #DIV/0! | #DIV/0! | #DIV/0! | #DIV/0! | #DIV/0! | #DIV/0! | #DIV/0! | #DIV/0! | #DIV/0! | #DIV/0! | #DIV/0! | #DIV/0! | #DIV/0! | #DIV/0! | #DIV/0! | #DIV/0! | #DIV/0! | 1875 | 0 | 0 | 0 | 0 | 0
2 | 19 | 2004 | 50 | 4 | 0 | 0 | #DIV/0! | #DIV/0! | #DIV/0! | #DIV/0! | #DIV/0! | #DIV/0! | #DIV/0! | #DIV/0! | #DIV/0! | #DIV/0! | #DIV/0! | #DIV/0! | #DIV/0! | #DIV/0! | #DIV/0! | #DIV/0! | #DIV/0! | #DIV/0! | #DIV/0! | #DIV/0! | 1876 | 0 | 0 | 0 | 0 | 0
2 | 20 | 2004 | 51 | 5 | 0 | 0 | #DIV/0! | #DIV/0! | #DIV/0! | #DIV/0! | #DIV/0! | #DIV/0! | #DIV/0! | #DIV/0! | #DIV/0! | #DIV/0! | #DIV/0! | #DIV/0! | #DIV/0! | #DIV/0! | #DIV/0! | #DIV/0! | #DIV/0! | #DIV/0! | #DIV/0! | #DIV/0! | 1877 | 0 | 0 | 0 | 0 | 0
2 | 21 | 2004 | 52 | 6 | 0 | 0 | #DIV/0! | #DIV/0! | #DIV/0! | #DIV/0! | #DIV/0! | #DIV/0! | #DIV/0! | #DIV/0! | #DIV/0! | #DIV/0! | #DIV/0! | #DIV/0! | #DIV/0! | #DIV/0! | #DIV/0! | #DIV/0! | #DIV/0! | #DIV/0! | #DIV/0! | #DIV/0! | 1878 | 0 | 0 | 0 | 0 | 0
2 | 22 | 2004 | 53 | 7 | 0 | 0 | #DIV/0! | #DIV/0! | #DIV/0! | #DIV/0! | #DIV/0! | #DIV/0! | #DIV/0! | #DIV/0! | #DIV/0! | #DIV/0! | #DIV/0! | #DIV/0! | #DIV/0! | #DIV/0! | #DIV/0! | #DIV/0! | #DIV/0! | #DIV/0! | #DIV/0! | #DIV/0! | 1879 | 0 | 0 | 0 | 0 | 0
2 | 23 | 2004 | 54 | 1 | 0 | 0 | #DIV/0! | #DIV/0! | #DIV/0! | #DIV/0! | #DIV/0! | #DIV/0! | #DIV/0! | #DIV/0! | #DIV/0! | #DIV/0! | #DIV/0! | #DIV/0! | #DIV/0! | #DIV/0! | #DIV/0! | #DIV/0! | #DIV/0! | #DIV/0! | #DIV/0! | #DIV/0! | 1880 | 0 | 0 | 0 | 0 | 0
2 | 24 | 2004 | 55 | 2 | 0.09 | 0 | #DIV/0! | #DIV/0! | #DIV/0! | #DIV/0! | #DIV/0! | #DIV/0! | #DIV/0! | #DIV/0! | #DIV/0! | #DIV/0! | #DIV/0! | #DIV/0! | #DIV/0! | #DIV/0! | #DIV/0! | #DIV/0! | #DIV/0! | #DIV/0! | #DIV/0! | #DIV/0! | 1881 | 0 | 0 | 0 | 0 | 0
2 | 25 | 2004 | 56 | 3 | 0 | 0 | #DIV/0! | #DIV/0! | #DIV/0! | #DIV/0! | #DIV/0! | #DIV/0! | #DIV/0! | #DIV/0! | #DIV/0! | #DIV/0! | #DIV/0! | #DIV/0! | #DIV/0! | #DIV/0! | #DIV/0! | #DIV/0! | #DIV/0! | #DIV/0! | #DIV/0! | #DIV/0! | 1882 | 0 | 0 | 0 | 0 | 0
2 | 26 | 2004 | 57 | 4 | 0 | 0 | #DIV/0! | #DIV/0! | #DIV/0! | #DIV/0! | #DIV/0! | #DIV/0! | #DIV/0! | #DIV/0! | #DIV/0! | #DIV/0! | #DIV/0! | #DIV/0! | #DIV/0! | #DIV/0! | #DIV/0! | #DIV/0! | #DIV/0! | #DIV/0! | #DIV/0! | #DIV/0! | 1883 | 0 | 0 | 0 | 0 | 0
2 | 27 | 2004 | 58 | 5 | 0 | 0 | #DIV/0! | #DIV/0! | #DIV/0! | #DIV/0! | #DIV/0! | #DIV/0! | #DIV/0! | #DIV/0! | #DIV/0! | #DIV/0! | #DIV/0! | #DIV/0! | #DIV/0! | #DIV/0! | #DIV/0! | #DIV/0! | #DIV/0! | #DIV/0! | #DIV/0! | #DIV/0! | 1884 | 0 | 0 | 0 | 0 | 0
2 | 28 | 2004 | 59 | 6 | 0 | 0 | #DIV/0! | #DIV/0! | #DIV/0! | #DIV/0! | #DIV/0! | #DIV/0! | #DIV/0! | #DIV/0! | #DIV/0! | #DIV/0! | #DIV/0! | #DIV/0! | #DIV/0! | #DIV/0! | #DIV/0! | #DIV/0! | #DIV/0! | #DIV/0! | #DIV/0! | #DIV/0! | 1885 | 0 | 0 | 0 | 0 | 0
2 | 29 | 2004 | 60 | 7 | 0 | 0 | #DIV/0! | #DIV/0! | #DIV/0! | #DIV/0! | #DIV/0! | #DIV/0! | #DIV/0! | #DIV/0! | #DIV/0! | #DIV/0! | #DIV/0! | #DIV/0! | #DIV/0! | #DIV/0! | #DIV/0! | #DIV/0! | #DIV/0! | #DIV/0! | #DIV/0! | #DIV/0! | 1886 | 0 | 0 | 0 | 0 | 0
3 | 1 | 2004 | 61 | 1 | 0 | 0 | #DIV/0! | #DIV/0! | #DIV/0! | #DIV/0! | #DIV/0! | #DIV/0! | #DIV/0! | #DIV/0! | #DIV/0! | #DIV/0! | #DIV/0! | #DIV/0! | #DIV/0! | #DIV/0! | #DIV/0! | #DIV/0! | #DIV/0! | #DIV/0! | #DIV/0! | #DIV/0! | 1887 | 0 | 0 | 0 | 0 | 0
3 | 2 | 2004 | 62 | 2 | 0.15667 | 0 | #DIV/0! | #DIV/0! | #DIV/0! | #DIV/0! | #DIV/0! | #DIV/0! | #DIV/0! | #DIV/0! | #DIV/0! | #DIV/0! | #DIV/0! | #DIV/0! | #DIV/0! | #DIV/0! | #DIV/0! | #DIV/0! | #DIV/0! | #DIV/0! | #DIV/0! | #DIV/0! | 1888 | 0 | 0 | 0 | 0 | 0
3 | 3 | 2004 | 63 | 3 | 0 | 0 | #DIV/0! | #DIV/0! | #DIV/0! | #DIV/0! | #DIV/0! | #DIV/0! | #DIV/0! | #DIV/0! | #DIV/0! | #DIV/0! | #DIV/0! | #DIV/0! | #DIV/0! | #DIV/0! | #DIV/0! | #DIV/0! | #DIV/0! | #DIV/0! | #DIV/0! | #DIV/0! | 1889 | 0 | 0 | 0 | 0 | 0
3 | 4 | 2004 | 64 | 4 | 0.096667 | 0 | #DIV/0! | #DIV/0! | #DIV/0! | #DIV/0! | #DIV/0! | #DIV/0! | #DIV/0! | #DIV/0! | #DIV/0! | #DIV/0! | #DIV/0! | #DIV/0! | #DIV/0! | #DIV/0! | #DIV/0! | #DIV/0! | #DIV/0! | #DIV/0! | #DIV/0! | #DIV/0! | 1890 | 0 | 0 | 0 | 0 | 0
3 | 5 | 2004 | 65 | 5 | 0 | 0 | #DIV/0! | #DIV/0! | #DIV/0! | #DIV/0! | #DIV/0! | #DIV/0! | #DIV/0! | #DIV/0! | #DIV/0! | #DIV/0! | #DIV/0! | #DIV/0! | #DIV/0! | #DIV/0! | #DIV/0! | #DIV/0! | #DIV/0! | #DIV/0! | #DIV/0! | #DIV/0! | 1891 | 0 | 0 | 0 | 0 | 0
3 | 6 | 2004 | 66 | 6 | 1.04 | 0 | #DIV/0! | #DIV/0! | #DIV/0! | #DIV/0! | #DIV/0! | #DIV/0! | #DIV/0! | #DIV/0! | #DIV/0! | #DIV/0! | #DIV/0! | #DIV/0! | #DIV/0! | #DIV/0! | #DIV/0! | #DIV/0! | #DIV/0! | #DIV/0! | #DIV/0! | #DIV/0! | 1892 | 0 | 0 | 0 | 0 | 0
3 | 7 | 2004 | 67 | 7 | 0.12667 | 0 | #DIV/0! | #DIV/0! | #DIV/0! | #DIV/0! | #DIV/0! | #DIV/0! | #DIV/0! | #DIV/0! | #DIV/0! | #DIV/0! | #DIV/0! | #DIV/0! | #DIV/0! | #DIV/0! | #DIV/0! | #DIV/0! | #DIV/0! | #DIV/0! | #DIV/0! | #DIV/0! | 1893 | 0 | 0 | 0 | 0 | 0
3 | 8 | 2004 | 68 | 1 | 0.0033333 | 0 | #DIV/0! | #DIV/0! | #DIV/0! | #DIV/0! | #DIV/0! | #DIV/0! | #DIV/0! | #DIV/0! | #DIV/0! | #DIV/0! | #DIV/0! | #DIV/0! | #DIV/0! | #DIV/0! | #DIV/0! | #DIV/0! | #DIV/0! | #DIV/0! | #DIV/0! | #DIV/0! | 1894 | 0 | 0 | 0 | 0 | 0
3 | 9 | 2004 | 69 | 2 | 0 | 0 | #DIV/0! | #DIV/0! | #DIV/0! | #DIV/0! | #DIV/0! | #DIV/0! | #DIV/0! | #DIV/0! | #DIV/0! | #DIV/0! | #DIV/0! | #DIV/0! | #DIV/0! | #DIV/0! | #DIV/0! | #DIV/0! | #DIV/0! | #DIV/0! | #DIV/0! | #DIV/0! | 1895 | 0 | 0 | 0 | 0 | 0
3 | 10 | 2004 | 70 | 3 | 0.013333 | 0 | #DIV/0! | #DIV/0! | #DIV/0! | #DIV/0! | #DIV/0! | #DIV/0! | #DIV/0! | #DIV/0! | #DIV/0! | #DIV/0! | #DIV/0! | #DIV/0! | #DIV/0! | #DIV/0! | #DIV/0! | #DIV/0! | #DIV/0! | #DIV/0! | #DIV/0! | #DIV/0! | 1896 | 0 | 0 | 0 | 0 | 0
3 | 11 | 2004 | 71 | 4 | 0 | 0 | #DIV/0! | #DIV/0! | #DIV/0! | #DIV/0! | #DIV/0! | #DIV/0! | #DIV/0! | #DIV/0! | #DIV/0! | #DIV/0! | #DIV/0! | #DIV/0! | #DIV/0! | #DIV/0! | #DIV/0! | #DIV/0! | #DIV/0! | #DIV/0! | #DIV/0! | #DIV/0! | 1897 | 0 | 0 | 0 | 0 | 0
3 | 12 | 2004 | 72 | 5 | 0 | 0 | #DIV/0! | #DIV/0! | #DIV/0! | #DIV/0! | #DIV/0! | #DIV/0! | #DIV/0! | #DIV/0! | #DIV/0! | #DIV/0! | #DIV/0! | #DIV/0! | #DIV/0! | #DIV/0! | #DIV/0! | #DIV/0! | #DIV/0! | #DIV/0! | #DIV/0! | #DIV/0! | 1898 | 0 | 0 | 0 | 0 | 0
3 | 13 | 2004 | 73 | 6 | 0 | 0 | #DIV/0! | #DIV/0! | #DIV/0! | #DIV/0! | #DIV/0! | #DIV/0! | #DIV/0! | #DIV/0! | #DIV/0! | #DIV/0! | #DIV/0! | #DIV/0! | #DIV/0! | #DIV/0! | #DIV/0! | #DIV/0! | #DIV/0! | #DIV/0! | #DIV/0! | #DIV/0! | 1899 | 0 | 0 | 0 | 0 | 0
3 | 14 | 2004 | 74 | 7 | 0 | 0 | #DIV/0! | #DIV/0! | #DIV/0! | #DIV/0! | #DIV/0! | #DIV/0! | #DIV/0! | #DIV/0! | #DIV/0! | #DIV/0! | #DIV/0! | #DIV/0! | #DIV/0! | #DIV/0! | #DIV/0! | #DIV/0! | #DIV/0! | #DIV/0! | #DIV/0! | #DIV/0! | 1900 | 0 | 0 | 0 | 0 | 0
3 | 15 | 2004 | 75 | 1 | 0 | 0 | #DIV/0! | #DIV/0! | #DIV/0! | #DIV/0! | #DIV/0! | #DIV/0! | #DIV/0! | #DIV/0! | #DIV/0! | #DIV/0! | #DIV/0! | #DIV/0! | #DIV/0! | #DIV/0! | #DIV/0! | #DIV/0! | #DIV/0! | #DIV/0! | #DIV/0! | #DIV/0! | 1901 | 0 | 0 | 0 | 0 | 0
3 | 16 | 2004 | 76 | 2 | 0.34667 | 0 | #DIV/0! | #DIV/0! | #DIV/0! | #DIV/0! | #DIV/0! | #DIV/0! | #DIV/0! | #DIV/0! | #DIV/0! | #DIV/0! | #DIV/0! | #DIV/0! | #DIV/0! | #DIV/0! | #DIV/0! | #DIV/0! | #DIV/0! | #DIV/0! | #DIV/0! | #DIV/0! | 1902 | 0 | 0 | 0 | 0 | 0
3 | 17 | 2004 | 77 | 3 | 0.03 | 0 | #DIV/0! | #DIV/0! | #DIV/0! | #DIV/0! | #DIV/0! | #DIV/0! | #DIV/0! | #DIV/0! | #DIV/0! | #DIV/0! | #DIV/0! | #DIV/0! | #DIV/0! | #DIV/0! | #DIV/0! | #DIV/0! | #DIV/0! | #DIV/0! | #DIV/0! | #DIV/0! | 1903 | 0 | 0 | 0 | 0 | 0
3 | 18 | 2004 | 78 | 4 | 0.096667 | 0 | #DIV/0! | #DIV/0! | #DIV/0! | #DIV/0! | #DIV/0! | #DIV/0! | #DIV/0! | #DIV/0! | #DIV/0! | #DIV/0! | #DIV/0! | #DIV/0! | #DIV/0! | #DIV/0! | #DIV/0! | #DIV/0! | #DIV/0! | #DIV/0! | #DIV/0! | #DIV/0! | 1904 | 0 | 0 | 0 | 0 | 0
3 | 19 | 2004 | 79 | 5 | 0.066667 | 0 | #DIV/0! | #DIV/0! | #DIV/0! | #DIV/0! | #DIV/0! | #DIV/0! | #DIV/0! | #DIV/0! | #DIV/0! | #DIV/0! | #DIV/0! | #DIV/0! | #DIV/0! | #DIV/0! | #DIV/0! | #DIV/0! | #DIV/0! | #DIV/0! | #DIV/0! | #DIV/0! | 1905 | 0 | 0 | 0 | 0 | 0
3 | 20 | 2004 | 80 | 6 | 0.0033333 | 0 | #DIV/0! | #DIV/0! | #DIV/0! | #DIV/0! | #DIV/0! | #DIV/0! | #DIV/0! | #DIV/0! | #DIV/0! | #DIV/0! | #DIV/0! | #DIV/0! | #DIV/0! | #DIV/0! | #DIV/0! | #DIV/0! | #DIV/0! | #DIV/0! | #DIV/0! | #DIV/0! | 1906 | 0 | 0 | 0 | 0 | 0
3 | 21 | 2004 | 81 | 7 | 0 | 0 | #DIV/0! | #DIV/0! | #DIV/0! | #DIV/0! | #DIV/0! | #DIV/0! | #DIV/0! | #DIV/0! | #DIV/0! | #DIV/0! | #DIV/0! | #DIV/0! | #DIV/0! | #DIV/0! | #DIV/0! | #DIV/0! | #DIV/0! | #DIV/0! | #DIV/0! | #DIV/0! | 1907 | 0 | 0 | 0 | 0 | 0
3 | 22 | 2004 | 82 | 1 | 0 | 0 | #DIV/0! | #DIV/0! | #DIV/0! | #DIV/0! | #DIV/0! | #DIV/0! | #DIV/0! | #DIV/0! | #DIV/0! | #DIV/0! | #DIV/0! | #DIV/0! | #DIV/0! | #DIV/0! | #DIV/0! | #DIV/0! | #DIV/0! | #DIV/0! | #DIV/0! | #DIV/0! | 1908 | 0 | 0 | 0 | 0 | 0
3 | 23 | 2004 | 83 | 2 | 0 | 0 | #DIV/0! | #DIV/0! | #DIV/0! | #DIV/0! | #DIV/0! | #DIV/0! | #DIV/0! | #DIV/0! | #DIV/0! | #DIV/0! | #DIV/0! | #DIV/0! | #DIV/0! | #DIV/0! | #DIV/0! | #DIV/0! | #DIV/0! | #DIV/0! | #DIV/0! | #DIV/0! | 1909 | 0 | 0 | 0 | 0 | 0
3 | 24 | 2004 | 84 | 3 | 0 | 0 | #DIV/0! | #DIV/0! | #DIV/0! | #DIV/0! | #DIV/0! | #DIV/0! | #DIV/0! | #DIV/0! | #DIV/0! | #DIV/0! | #DIV/0! | #DIV/0! | #DIV/0! | #DIV/0! | #DIV/0! | #DIV/0! | #DIV/0! | #DIV/0! | #DIV/0! | #DIV/0! | 1910 | 0 | 0 | 0 | 0 | 0
3 | 25 | 2004 | 85 | 4 | 0.09 | 0 | #DIV/0! | #DIV/0! | #DIV/0! | #DIV/0! | #DIV/0! | #DIV/0! | #DIV/0! | #DIV/0! | #DIV/0! | #DIV/0! | #DIV/0! | #DIV/0! | #DIV/0! | #DIV/0! | #DIV/0! | #DIV/0! | #DIV/0! | #DIV/0! | #DIV/0! | #DIV/0! | 1911 | 0 | 0 | 0 | 0 | 0
3 | 26 | 2004 | 86 | 5 | 0 | 0 | #DIV/0! | #DIV/0! | #DIV/0! | #DIV/0! | #DIV/0! | #DIV/0! | #DIV/0! | #DIV/0! | #DIV/0! | #DIV/0! | #DIV/0! | #DIV/0! | #DIV/0! | #DIV/0! | #DIV/0! | #DIV/0! | #DIV/0! | #DIV/0! | #DIV/0! | #DIV/0! | 1912 | 0 | 0 | 0 | 0 | 0
3 | 27 | 2004 | 87 | 6 | 0.11667 | 0 | #DIV/0! | #DIV/0! | #DIV/0! | #DIV/0! | #DIV/0! | #DIV/0! | #DIV/0! | #DIV/0! | #DIV/0! | #DIV/0! | #DIV/0! | #DIV/0! | #DIV/0! | #DIV/0! | #DIV/0! | #DIV/0! | #DIV/0! | #DIV/0! | #DIV/0! | #DIV/0! | 1913 | 0 | 0 | 0 | 0 | 0
3 | 28 | 2004 | 88 | 7 | 0 | 0 | #DIV/0! | #DIV/0! | #DIV/0! | #DIV/0! | #DIV/0! | #DIV/0! | #DIV/0! | #DIV/0! | #DIV/0! | #DIV/0! | #DIV/0! | #DIV/0! | #DIV/0! | #DIV/0! | #DIV/0! | #DIV/0! | #DIV/0! | #DIV/0! | #DIV/0! | #DIV/0! | 1914 | 0 | 0 | 0 | 0 | 0
3 | 29 | 2004 | 89 | 1 | 0 | 0 | #DIV/0! | #DIV/0! | #DIV/0! | #DIV/0! | #DIV/0! | #DIV/0! | #DIV/0! | #DIV/0! | #DIV/0! | #DIV/0! | #DIV/0! | #DIV/0! | #DIV/0! | #DIV/0! | #DIV/0! | #DIV/0! | #DIV/0! | #DIV/0! | #DIV/0! | #DIV/0! | 1915 | 0 | 0 | 0 | 0 | 0
3 | 30 | 2004 | 90 | 2 | 0.0066667 | 0 | #DIV/0! | #DIV/0! | #DIV/0! | #DIV/0! | #DIV/0! | #DIV/0! | #DIV/0! | #DIV/0! | #DIV/0! | #DIV/0! | #DIV/0! | #DIV/0! | #DIV/0! | #DIV/0! | #DIV/0! | #DIV/0! | #DIV/0! | #DIV/0! | #DIV/0! | #DIV/0! | 1916 | 0 | 0 | 0 | 0 | 0
3 | 31 | 2004 | 91 | 3 | 0.096667 | 0 | #DIV/0! | #DIV/0! | #DIV/0! | #DIV/0! | #DIV/0! | #DIV/0! | #DIV/0! | #DIV/0! | #DIV/0! | #DIV/0! | #DIV/0! | #DIV/0! | #DIV/0! | #DIV/0! | #DIV/0! | #DIV/0! | #DIV/0! | #DIV/0! | #DIV/0! | #DIV/0! | 1917 | 0 | 0 | 0 | 0 | 0
4 | 1 | 2004 | 92 | 4 | 1.03 | 0 | #DIV/0! | #DIV/0! | #DIV/0! | #DIV/0! | #DIV/0! | #DIV/0! | #DIV/0! | #DIV/0! | #DIV/0! | #DIV/0! | #DIV/0! | #DIV/0! | #DIV/0! | #DIV/0! | #DIV/0! | #DIV/0! | #DIV/0! | #DIV/0! | #DIV/0! | #DIV/0! | 1918 | 0 | 0 | 0 | 0 | 0
4 | 2 | 2004 | 93 | 5 | 0.56333 | 0 | #DIV/0! | #DIV/0! | #DIV/0! | #DIV/0! | #DIV/0! | #DIV/0! | #DIV/0! | #DIV/0! | #DIV/0! | #DIV/0! | #DIV/0! | #DIV/0! | #DIV/0! | #DIV/0! | #DIV/0! | #DIV/0! | #DIV/0! | #DIV/0! | #DIV/0! | #DIV/0! | 1919 | 0 | 0 | 0 | 0 | 0
4 | 3 | 2004 | 94 | 6 | 0.033333 | 0 | #DIV/0! | #DIV/0! | #DIV/0! | #DIV/0! | #DIV/0! | #DIV/0! | #DIV/0! | #DIV/0! | #DIV/0! | #DIV/0! | #DIV/0! | #DIV/0! | #DIV/0! | #DIV/0! | #DIV/0! | #DIV/0! | #DIV/0! | #DIV/0! | #DIV/0! | #DIV/0! | 1920 | 0 | 0 | 0 | 0 | 0
4 | 4 | 2004 | 95 | 7 | 0.07 | 0 | #DIV/0! | #DIV/0! | #DIV/0! | #DIV/0! | #DIV/0! | #DIV/0! | #DIV/0! | #DIV/0! | #DIV/0! | #DIV/0! | #DIV/0! | #DIV/0! | #DIV/0! | #DIV/0! | #DIV/0! | #DIV/0! | #DIV/0! | #DIV/0! | #DIV/0! | #DIV/0! | 1921 | 0 | 0 | 0 | 0 | 0
4 | 5 | 2004 | 96 | 1 | 0 | 0 | #DIV/0! | #DIV/0! | #DIV/0! | #DIV/0! | #DIV/0! | #DIV/0! | #DIV/0! | #DIV/0! | #DIV/0! | #DIV/0! | #DIV/0! | #DIV/0! | #DIV/0! | #DIV/0! | #DIV/0! | #DIV/0! | #DIV/0! | #DIV/0! | #DIV/0! | #DIV/0! | 1922 | 0 | 0 | 0 | 0 | 0
4 | 6 | 2004 | 97 | 2 | 0 | 0 | #DIV/0! | #DIV/0! | #DIV/0! | #DIV/0! | #DIV/0! | #DIV/0! | #DIV/0! | #DIV/0! | #DIV/0! | #DIV/0! | #DIV/0! | #DIV/0! | #DIV/0! | #DIV/0! | #DIV/0! | #DIV/0! | #DIV/0! | #DIV/0! | #DIV/0! | #DIV/0! | 1923 | 0 | 0 | 0 | 0 | 0
4 | 7 | 2004 | 98 | 3 | 0 | 0 | #DIV/0! | #DIV/0! | #DIV/0! | #DIV/0! | #DIV/0! | #DIV/0! | #DIV/0! | #DIV/0! | #DIV/0! | #DIV/0! | #DIV/0! | #DIV/0! | #DIV/0! | #DIV/0! | #DIV/0! | #DIV/0! | #DIV/0! | #DIV/0! | #DIV/0! | #DIV/0! | 1924 | 0 | 0 | 0 | 0 | 0
4 | 8 | 2004 | 99 | 4 | 0.013333 | 0 | #DIV/0! | #DIV/0! | #DIV/0! | #DIV/0! | #DIV/0! | #DIV/0! | #DIV/0! | #DIV/0! | #DIV/0! | #DIV/0! | #DIV/0! | #DIV/0! | #DIV/0! | #DIV/0! | #DIV/0! | #DIV/0! | #DIV/0! | #DIV/0! | #DIV/0! | #DIV/0! | 1925 | 0 | 0 | 0 | 0 | 0
4 | 9 | 2004 | 100 | 5 | 0 | 0 | #DIV/0! | #DIV/0! | #DIV/0! | #DIV/0! | #DIV/0! | #DIV/0! | #DIV/0! | #DIV/0! | #DIV/0! | #DIV/0! | #DIV/0! | #DIV/0! | #DIV/0! | #DIV/0! | #DIV/0! | #DIV/0! | #DIV/0! | #DIV/0! | #DIV/0! | #DIV/0! | 1926 | 0 | 0 | 0 | 0 | 0
4 | 10 | 2004 | 101 | 6 | 0 | 0 | #DIV/0! | #DIV/0! | #DIV/0! | #DIV/0! | #DIV/0! | #DIV/0! | #DIV/0! | #DIV/0! | #DIV/0! | #DIV/0! | #DIV/0! | #DIV/0! | #DIV/0! | #DIV/0! | #DIV/0! | #DIV/0! | #DIV/0! | #DIV/0! | #DIV/0! | #DIV/0! | 1927 | 0 | 0 | 0 | 0 | 0
4 | 11 | 2004 | 102 | 7 | 0.02 | 0 | #DIV/0! | #DIV/0! | #DIV/0! | #DIV/0! | #DIV/0! | #DIV/0! | #DIV/0! | #DIV/0! | #DIV/0! | #DIV/0! | #DIV/0! | #DIV/0! | #DIV/0! | #DIV/0! | #DIV/0! | #DIV/0! | #DIV/0! | #DIV/0! | #DIV/0! | #DIV/0! | 1928 | 0 | 0 | 0 | 0 | 0
4 | 12 | 2004 | 103 | 1 | 1.3167 | 0 | #DIV/0! | #DIV/0! | #DIV/0! | #DIV/0! | #DIV/0! | #DIV/0! | #DIV/0! | #DIV/0! | #DIV/0! | #DIV/0! | #DIV/0! | #DIV/0! | #DIV/0! | #DIV/0! | #DIV/0! | #DIV/0! | #DIV/0! | #DIV/0! | #DIV/0! | #DIV/0! | 1929 | 0 | 0 | 0 | 0 | 0
4 | 13 | 2004 | 104 | 2 | 0.27667 | 0 | #DIV/0! | #DIV/0! | #DIV/0! | #DIV/0! | #DIV/0! | #DIV/0! | #DIV/0! | #DIV/0! | #DIV/0! | #DIV/0! | #DIV/0! | #DIV/0! | #DIV/0! | #DIV/0! | #DIV/0! | #DIV/0! | #DIV/0! | #DIV/0! | #DIV/0! | #DIV/0! | 1930 | 0 | 0 | 0 | 0 | 0
4 | 14 | 2004 | 105 | 3 | 0.12667 | 0 | #DIV/0! | #DIV/0! | #DIV/0! | #DIV/0! | #DIV/0! | #DIV/0! | #DIV/0! | #DIV/0! | #DIV/0! | #DIV/0! | #DIV/0! | #DIV/0! | #DIV/0! | #DIV/0! | #DIV/0! | #DIV/0! | #DIV/0! | #DIV/0! | #DIV/0! | #DIV/0! | 1931 | 0 | 0 | 0 | 0 | 0
4 | 15 | 2004 | 106 | 4 | 0 | 0 | #DIV/0! | #DIV/0! | #DIV/0! | #DIV/0! | #DIV/0! | #DIV/0! | #DIV/0! | #DIV/0! | #DIV/0! | #DIV/0! | #DIV/0! | #DIV/0! | #DIV/0! | #DIV/0! | #DIV/0! | #DIV/0! | #DIV/0! | #DIV/0! | #DIV/0! | #DIV/0! | 1932 | 0 | 0 | 0 | 0 | 0
4 | 16 | 2004 | 107 | 5 | 0 | 0 | #DIV/0! | #DIV/0! | #DIV/0! | #DIV/0! | #DIV/0! | #DIV/0! | #DIV/0! | #DIV/0! | #DIV/0! | #DIV/0! | #DIV/0! | #DIV/0! | #DIV/0! | #DIV/0! | #DIV/0! | #DIV/0! | #DIV/0! | #DIV/0! | #DIV/0! | #DIV/0! | 1933 | 0 | 0 | 0 | 0 | 0
4 | 17 | 2004 | 108 | 6 | 0 | 0 | #DIV/0! | #DIV/0! | #DIV/0! | #DIV/0! | #DIV/0! | #DIV/0! | #DIV/0! | #DIV/0! | #DIV/0! | #DIV/0! | #DIV/0! | #DIV/0! | #DIV/0! | #DIV/0! | #DIV/0! | #DIV/0! | #DIV/0! | #DIV/0! | #DIV/0! | #DIV/0! | 1934 | 0 | 0 | 0 | 0 | 0
4 | 18 | 2004 | 109 | 7 | 0 | 0 | #DIV/0! | #DIV/0! | #DIV/0! | #DIV/0! | #DIV/0! | #DIV/0! | #DIV/0! | #DIV/0! | #DIV/0! | #DIV/0! | #DIV/0! | #DIV/0! | #DIV/0! | #DIV/0! | #DIV/0! | #DIV/0! | #DIV/0! | #DIV/0! | #DIV/0! | #DIV/0! | 1935 | 0 | 0 | 0 | 0 | 0
4 | 19 | 2004 | 110 | 1 | 0 | 0 | #DIV/0! | #DIV/0! | #DIV/0! | #DIV/0! | #DIV/0! | #DIV/0! | #DIV/0! | #DIV/0! | #DIV/0! | #DIV/0! | #DIV/0! | #DIV/0! | #DIV/0! | #DIV/0! | #DIV/0! | #DIV/0! | #DIV/0! | #DIV/0! | #DIV/0! | #DIV/0! | 1936 | 0 | 0 | 0 | 0 | 0
4 | 20 | 2004 | 111 | 2 | 0.026667 | 0 | #DIV/0! | #DIV/0! | #DIV/0! | #DIV/0! | #DIV/0! | #DIV/0! | #DIV/0! | #DIV/0! | #DIV/0! | #DIV/0! | #DIV/0! | #DIV/0! | #DIV/0! | #DIV/0! | #DIV/0! | #DIV/0! | #DIV/0! | #DIV/0! | #DIV/0! | #DIV/0! | 1937 | 0 | 0 | 0 | 0 | 0
4 | 21 | 2004 | 112 | 3 | 0.0033333 | 0 | #DIV/0! | #DIV/0! | #DIV/0! | #DIV/0! | #DIV/0! | #DIV/0! | #DIV/0! | #DIV/0! | #DIV/0! | #DIV/0! | #DIV/0! | #DIV/0! | #DIV/0! | #DIV/0! | #DIV/0! | #DIV/0! | #DIV/0! | #DIV/0! | #DIV/0! | #DIV/0! | 1938 | 0 | 0 | 0 | 0 | 0
4 | 22 | 2004 | 113 | 4 | 0 | 0 | #DIV/0! | #DIV/0! | #DIV/0! | #DIV/0! | #DIV/0! | #DIV/0! | #DIV/0! | #DIV/0! | #DIV/0! | #DIV/0! | #DIV/0! | #DIV/0! | #DIV/0! | #DIV/0! | #DIV/0! | #DIV/0! | #DIV/0! | #DIV/0! | #DIV/0! | #DIV/0! | 1939 | 0 | 0 | 0 | 0 | 0
4 | 23 | 2004 | 114 | 5 | 0.47667 | 0 | #DIV/0! | #DIV/0! | #DIV/0! | #DIV/0! | #DIV/0! | #DIV/0! | #DIV/0! | #DIV/0! | #DIV/0! | #DIV/0! | #DIV/0! | #DIV/0! | #DIV/0! | #DIV/0! | #DIV/0! | #DIV/0! | #DIV/0! | #DIV/0! | #DIV/0! | #DIV/0! | 1940 | 0 | 0 | 0 | 0 | 0
4 | 24 | 2004 | 115 | 6 | 0.0033333 | 0 | #DIV/0! | #DIV/0! | #DIV/0! | #DIV/0! | #DIV/0! | #DIV/0! | #DIV/0! | #DIV/0! | #DIV/0! | #DIV/0! | #DIV/0! | #DIV/0! | #DIV/0! | #DIV/0! | #DIV/0! | #DIV/0! | #DIV/0! | #DIV/0! | #DIV/0! | #DIV/0! | 1941 | 0 | 0 | 0 | 0 | 0
4 | 25 | 2004 | 116 | 7 | 0.016667 | 0 | #DIV/0! | #DIV/0! | #DIV/0! | #DIV/0! | #DIV/0! | #DIV/0! | #DIV/0! | #DIV/0! | #DIV/0! | #DIV/0! | #DIV/0! | #DIV/0! | #DIV/0! | #DIV/0! | #DIV/0! | #DIV/0! | #DIV/0! | #DIV/0! | #DIV/0! | #DIV/0! | 1942 | 0 | 0 | 0 | 0 | 0
4 | 26 | 2004 | 117 | 1 | 0.75 | 0 | #DIV/0! | #DIV/0! | #DIV/0! | #DIV/0! | #DIV/0! | #DIV/0! | #DIV/0! | #DIV/0! | #DIV/0! | #DIV/0! | #DIV/0! | #DIV/0! | #DIV/0! | #DIV/0! | #DIV/0! | #DIV/0! | #DIV/0! | #DIV/0! | #DIV/0! | #DIV/0! | 1943 | 0 | 0 | 0 | 0 | 0
4 | 27 | 2004 | 118 | 2 | 0.01 | 0 | #DIV/0! | #DIV/0! | #DIV/0! | #DIV/0! | #DIV/0! | #DIV/0! | #DIV/0! | #DIV/0! | #DIV/0! | #DIV/0! | #DIV/0! | #DIV/0! | #DIV/0! | #DIV/0! | #DIV/0! | #DIV/0! | #DIV/0! | #DIV/0! | #DIV/0! | #DIV/0! | 1944 | 0 | 0 | 0 | 0 | 0
4 | 28 | 2004 | 119 | 3 | 0 | 0 | #DIV/0! | #DIV/0! | #DIV/0! | #DIV/0! | #DIV/0! | #DIV/0! | #DIV/0! | #DIV/0! | #DIV/0! | #DIV/0! | #DIV/0! | #DIV/0! | #DIV/0! | #DIV/0! | #DIV/0! | #DIV/0! | #DIV/0! | #DIV/0! | #DIV/0! | #DIV/0! | 1945 | 0 | 0 | 0 | 0 | 0
4 | 29 | 2004 | 120 | 4 | 0 | 0 | #DIV/0! | #DIV/0! | #DIV/0! | #DIV/0! | #DIV/0! | #DIV/0! | #DIV/0! | #DIV/0! | #DIV/0! | #DIV/0! | #DIV/0! | #DIV/0! | #DIV/0! | #DIV/0! | #DIV/0! | #DIV/0! | #DIV/0! | #DIV/0! | #DIV/0! | #DIV/0! | 1946 | 0 | 0 | 0 | 0 | 0
4 | 30 | 2004 | 121 | 5 | 0 | 0 | #DIV/0! | #DIV/0! | #DIV/0! | #DIV/0! | #DIV/0! | #DIV/0! | #DIV/0! | #DIV/0! | #DIV/0! | #DIV/0! | #DIV/0! | #DIV/0! | #DIV/0! | #DIV/0! | #DIV/0! | #DIV/0! | #DIV/0! | #DIV/0! | #DIV/0! | #DIV/0! | 1947 | 0 | 0 | 0 | 0 | 0
5 | 1 | 2004 | 122 | 6 | 0.09 | 0 | #DIV/0! | #DIV/0! | #DIV/0! | #DIV/0! | #DIV/0! | #DIV/0! | #DIV/0! | #DIV/0! | #DIV/0! | #DIV/0! | #DIV/0! | #DIV/0! | #DIV/0! | #DIV/0! | #DIV/0! | #DIV/0! | #DIV/0! | #DIV/0! | #DIV/0! | #DIV/0! | 1948 | 0 | 0 | 0 | 0 | 0
5 | 2 | 2004 | 123 | 7 | 0.64 | 0 | #DIV/0! | #DIV/0! | #DIV/0! | #DIV/0! | #DIV/0! | #DIV/0! | #DIV/0! | #DIV/0! | #DIV/0! | #DIV/0! | #DIV/0! | #DIV/0! | #DIV/0! | #DIV/0! | #DIV/0! | #DIV/0! | #DIV/0! | #DIV/0! | #DIV/0! | #DIV/0! | 1949 | 0 | 0 | 0 | 0 | 0
5 | 3 | 2004 | 124 | 1 | 0.33667 | 0 | #DIV/0! | #DIV/0! | #DIV/0! | #DIV/0! | #DIV/0! | #DIV/0! | #DIV/0! | #DIV/0! | #DIV/0! | #DIV/0! | #DIV/0! | #DIV/0! | #DIV/0! | #DIV/0! | #DIV/0! | #DIV/0! | #DIV/0! | #DIV/0! | #DIV/0! | #DIV/0! | 1950 | 0 | 0 | 0 | 0 | 0
5 | 4 | 2004 | 125 | 2 | 0 | 0 | #DIV/0! | #DIV/0! | #DIV/0! | #DIV/0! | #DIV/0! | #DIV/0! | #DIV/0! | #DIV/0! | #DIV/0! | #DIV/0! | #DIV/0! | #DIV/0! | #DIV/0! | #DIV/0! | #DIV/0! | #DIV/0! | #DIV/0! | #DIV/0! | #DIV/0! | #DIV/0! | 1951 | 0 | 0 | 0 | 0 | 0
5 | 5 | 2004 | 126 | 3 | 0.14 | 0 | #DIV/0! | #DIV/0! | #DIV/0! | #DIV/0! | #DIV/0! | #DIV/0! | #DIV/0! | #DIV/0! | #DIV/0! | #DIV/0! | #DIV/0! | #DIV/0! | #DIV/0! | #DIV/0! | #DIV/0! | #DIV/0! | #DIV/0! | #DIV/0! | #DIV/0! | #DIV/0! | 1952 | 0 | 0 | 0 | 0 | 0
5 | 6 | 2004 | 127 | 4 | 0 | 0 | #DIV/0! | #DIV/0! | #DIV/0! | #DIV/0! | #DIV/0! | #DIV/0! | #DIV/0! | #DIV/0! | #DIV/0! | #DIV/0! | #DIV/0! | #DIV/0! | #DIV/0! | #DIV/0! | #DIV/0! | #DIV/0! | #DIV/0! | #DIV/0! | #DIV/0! | #DIV/0! | 1953 | 0 | 0 | 0 | 0 | 0
5 | 7 | 2004 | 128 | 5 | 0.24 | 0 | #DIV/0! | #DIV/0! | #DIV/0! | #DIV/0! | #DIV/0! | #DIV/0! | #DIV/0! | #DIV/0! | #DIV/0! | #DIV/0! | #DIV/0! | #DIV/0! | #DIV/0! | #DIV/0! | #DIV/0! | #DIV/0! | #DIV/0! | #DIV/0! | #DIV/0! | #DIV/0! | 1954 | 0 | 0 | 0 | 0 | 0
5 | 8 | 2004 | 129 | 6 | 0 | 0 | #DIV/0! | #DIV/0! | #DIV/0! | #DIV/0! | #DIV/0! | #DIV/0! | #DIV/0! | #DIV/0! | #DIV/0! | #DIV/0! | #DIV/0! | #DIV/0! | #DIV/0! | #DIV/0! | #DIV/0! | #DIV/0! | #DIV/0! | #DIV/0! | #DIV/0! | #DIV/0! | 1955 | 0 | 0 | 0 | 0 | 0
5 | 9 | 2004 | 130 | 7 | 0.33 | 0 | #DIV/0! | #DIV/0! | #DIV/0! | #DIV/0! | #DIV/0! | #DIV/0! | #DIV/0! | #DIV/0! | #DIV/0! | #DIV/0! | #DIV/0! | #DIV/0! | #DIV/0! | #DIV/0! | #DIV/0! | #DIV/0! | #DIV/0! | #DIV/0! | #DIV/0! | #DIV/0! | 1956 | 0 | 0 | 0 | 0 | 0
5 | 10 | 2004 | 131 | 1 | 0.03 | 0 | #DIV/0! | #DIV/0! | #DIV/0! | #DIV/0! | #DIV/0! | #DIV/0! | #DIV/0! | #DIV/0! | #DIV/0! | #DIV/0! | #DIV/0! | #DIV/0! | #DIV/0! | #DIV/0! | #DIV/0! | #DIV/0! | #DIV/0! | #DIV/0! | #DIV/0! | #DIV/0! | 1957 | 0 | 0 | 0 | 0 | 0
5 | 11 | 2004 | 132 | 2 | 0 | 0 | #DIV/0! | #DIV/0! | #DIV/0! | #DIV/0! | #DIV/0! | #DIV/0! | #DIV/0! | #DIV/0! | #DIV/0! | #DIV/0! | #DIV/0! | #DIV/0! | #DIV/0! | #DIV/0! | #DIV/0! | #DIV/0! | #DIV/0! | #DIV/0! | #DIV/0! | #DIV/0! | 1958 | 0 | 0 | 0 | 0 | 0
5 | 12 | 2004 | 133 | 3 | 0 | 0 | #DIV/0! | #DIV/0! | #DIV/0! | #DIV/0! | #DIV/0! | #DIV/0! | #DIV/0! | #DIV/0! | #DIV/0! | #DIV/0! | #DIV/0! | #DIV/0! | #DIV/0! | #DIV/0! | #DIV/0! | #DIV/0! | #DIV/0! | #DIV/0! | #DIV/0! | #DIV/0! | 1959 | 0 | 0 | 0 | 0 | 0
5 | 13 | 2004 | 134 | 4 | 0 | 0 | #DIV/0! | #DIV/0! | #DIV/0! | #DIV/0! | #DIV/0! | #DIV/0! | #DIV/0! | #DIV/0! | #DIV/0! | #DIV/0! | #DIV/0! | #DIV/0! | #DIV/0! | #DIV/0! | #DIV/0! | #DIV/0! | #DIV/0! | #DIV/0! | #DIV/0! | #DIV/0! | 1960 | 0 | 0 | 0 | 0 | 0
5 | 14 | 2004 | 135 | 5 | 0 | 0 | #DIV/0! | #DIV/0! | #DIV/0! | #DIV/0! | #DIV/0! | #DIV/0! | #DIV/0! | #DIV/0! | #DIV/0! | #DIV/0! | #DIV/0! | #DIV/0! | #DIV/0! | #DIV/0! | #DIV/0! | #DIV/0! | #DIV/0! | #DIV/0! | #DIV/0! | #DIV/0! | 1961 | 0 | 0 | 0 | 0 | 0
5 | 15 | 2004 | 136 | 6 | 0.17 | 0 | #DIV/0! | #DIV/0! | #DIV/0! | #DIV/0! | #DIV/0! | #DIV/0! | #DIV/0! | #DIV/0! | #DIV/0! | #DIV/0! | #DIV/0! | #DIV/0! | #DIV/0! | #DIV/0! | #DIV/0! | #DIV/0! | #DIV/0! | #DIV/0! | #DIV/0! | #DIV/0! | 1962 | 0 | 0 | 0 | 0 | 0
5 | 16 | 2004 | 137 | 7 | 0.18 | 0 | #DIV/0! | #DIV/0! | #DIV/0! | #DIV/0! | #DIV/0! | #DIV/0! | #DIV/0! | #DIV/0! | #DIV/0! | #DIV/0! | #DIV/0! | #DIV/0! | #DIV/0! | #DIV/0! | #DIV/0! | #DIV/0! | #DIV/0! | #DIV/0! | #DIV/0! | #DIV/0! | 1963 | 0 | 0 | 0 | 0 | 0
5 | 17 | 2004 | 138 | 1 | 0.11 | 0 | #DIV/0! | #DIV/0! | #DIV/0! | #DIV/0! | #DIV/0! | #DIV/0! | #DIV/0! | #DIV/0! | #DIV/0! | #DIV/0! | #DIV/0! | #DIV/0! | #DIV/0! | #DIV/0! | #DIV/0! | #DIV/0! | #DIV/0! | #DIV/0! | #DIV/0! | #DIV/0! | 1964 | 0 | 0 | 0 | 0 | 0
5 | 18 | 2004 | 139 | 2 | 0.056667 | 0 | #DIV/0! | #DIV/0! | #DIV/0! | #DIV/0! | #DIV/0! | #DIV/0! | #DIV/0! | #DIV/0! | #DIV/0! | #DIV/0! | #DIV/0! | #DIV/0! | #DIV/0! | #DIV/0! | #DIV/0! | #DIV/0! | #DIV/0! | #DIV/0! | #DIV/0! | #DIV/0! | 1965 | 0 | 0 | 0 | 0 | 0
5 | 19 | 2004 | 140 | 3 | 0.063333 | 0 | #DIV/0! | #DIV/0! | #DIV/0! | #DIV/0! | #DIV/0! | #DIV/0! | #DIV/0! | #DIV/0! | #DIV/0! | #DIV/0! | #DIV/0! | #DIV/0! | #DIV/0! | #DIV/0! | #DIV/0! | #DIV/0! | #DIV/0! | #DIV/0! | #DIV/0! | #DIV/0! | 1966 | 0 | 0 | 0 | 0 | 0
5 | 20 | 2004 | 141 | 4 | 0.0033333 | 0 | #DIV/0! | #DIV/0! | #DIV/0! | #DIV/0! | #DIV/0! | #DIV/0! | #DIV/0! | #DIV/0! | #DIV/0! | #DIV/0! | #DIV/0! | #DIV/0! | #DIV/0! | #DIV/0! | #DIV/0! | #DIV/0! | #DIV/0! | #DIV/0! | #DIV/0! | #DIV/0! | 1967 | 0 | 0 | 0 | 0 | 0
5 | 21 | 2004 | 142 | 5 | 0.14667 | 0 | #DIV/0! | #DIV/0! | #DIV/0! | #DIV/0! | #DIV/0! | #DIV/0! | #DIV/0! | #DIV/0! | #DIV/0! | #DIV/0! | #DIV/0! | #DIV/0! | #DIV/0! | #DIV/0! | #DIV/0! | #DIV/0! | #DIV/0! | #DIV/0! | #DIV/0! | #DIV/0! | 1968 | 0 | 0 | 0 | 0 | 0
5 | 22 | 2004 | 143 | 6 | 0 | 0 | #DIV/0! | #DIV/0! | #DIV/0! | #DIV/0! | #DIV/0! | #DIV/0! | #DIV/0! | #DIV/0! | #DIV/0! | #DIV/0! | #DIV/0! | #DIV/0! | #DIV/0! | #DIV/0! | #DIV/0! | #DIV/0! | #DIV/0! | #DIV/0! | #DIV/0! | #DIV/0! | 1969 | 0 | 0 | 0 | 0 | 0
5 | 23 | 2004 | 144 | 7 | 0 | 0 | #DIV/0! | #DIV/0! | #DIV/0! | #DIV/0! | #DIV/0! | #DIV/0! | #DIV/0! | #DIV/0! | #DIV/0! | #DIV/0! | #DIV/0! | #DIV/0! | #DIV/0! | #DIV/0! | #DIV/0! | #DIV/0! | #DIV/0! | #DIV/0! | #DIV/0! | #DIV/0! | 1970 | 0 | 0 | 0 | 0 | 0
5 | 24 | 2004 | 145 | 1 | 0 | 0 | #DIV/0! | #DIV/0! | #DIV/0! | #DIV/0! | #DIV/0! | #DIV/0! | #DIV/0! | #DIV/0! | #DIV/0! | #DIV/0! | #DIV/0! | #DIV/0! | #DIV/0! | #DIV/0! | #DIV/0! | #DIV/0! | #DIV/0! | #DIV/0! | #DIV/0! | #DIV/0! | 1971 | 0 | 0 | 0 | 0 | 0
5 | 25 | 2004 | 146 | 2 | 0.47333 | 0 | #DIV/0! | #DIV/0! | #DIV/0! | #DIV/0! | #DIV/0! | #DIV/0! | #DIV/0! | #DIV/0! | #DIV/0! | #DIV/0! | #DIV/0! | #DIV/0! | #DIV/0! | #DIV/0! | #DIV/0! | #DIV/0! | #DIV/0! | #DIV/0! | #DIV/0! | #DIV/0! | 1972 | 0 | 0 | 0 | 0 | 0
5 | 26 | 2004 | 147 | 3 | 0.16333 | 0 | #DIV/0! | #DIV/0! | #DIV/0! | #DIV/0! | #DIV/0! | #DIV/0! | #DIV/0! | #DIV/0! | #DIV/0! | #DIV/0! | #DIV/0! | #DIV/0! | #DIV/0! | #DIV/0! | #DIV/0! | #DIV/0! | #DIV/0! | #DIV/0! | #DIV/0! | #DIV/0! | 1973 | 0 | 0 | 0 | 0 | 0
5 | 27 | 2004 | 148 | 4 | 0.046667 | 0 | #DIV/0! | #DIV/0! | #DIV/0! | #DIV/0! | #DIV/0! | #DIV/0! | #DIV/0! | #DIV/0! | #DIV/0! | #DIV/0! | #DIV/0! | #DIV/0! | #DIV/0! | #DIV/0! | #DIV/0! | #DIV/0! | #DIV/0! | #DIV/0! | #DIV/0! | #DIV/0! | 1974 | 0 | 0 | 0 | 0 | 0
5 | 28 | 2004 | 149 | 5 | 0.10333 | 0 | #DIV/0! | #DIV/0! | #DIV/0! | #DIV/0! | #DIV/0! | #DIV/0! | #DIV/0! | #DIV/0! | #DIV/0! | #DIV/0! | #DIV/0! | #DIV/0! | #DIV/0! | #DIV/0! | #DIV/0! | #DIV/0! | #DIV/0! | #DIV/0! | #DIV/0! | #DIV/0! | 1975 | 0 | 0 | 0 | 0 | 0
5 | 29 | 2004 | 150 | 6 | 0 | 0 | #DIV/0! | #DIV/0! | #DIV/0! | #DIV/0! | #DIV/0! | #DIV/0! | #DIV/0! | #DIV/0! | #DIV/0! | #DIV/0! | #DIV/0! | #DIV/0! | #DIV/0! | #DIV/0! | #DIV/0! | #DIV/0! | #DIV/0! | #DIV/0! | #DIV/0! | #DIV/0! | 1976 | 0 | 0 | 0 | 0 | 0
5 | 30 | 2004 | 151 | 7 | 0.01 | 0 | #DIV/0! | #DIV/0! | #DIV/0! | #DIV/0! | #DIV/0! | #DIV/0! | #DIV/0! | #DIV/0! | #DIV/0! | #DIV/0! | #DIV/0! | #DIV/0! | #DIV/0! | #DIV/0! | #DIV/0! | #DIV/0! | #DIV/0! | #DIV/0! | #DIV/0! | #DIV/0! | 1977 | 0 | 0 | 0 | 0 | 0
5 | 31 | 2004 | 152 | 1 | 0.36333 | 0 | #DIV/0! | #DIV/0! | #DIV/0! | #DIV/0! | #DIV/0! | #DIV/0! | #DIV/0! | #DIV/0! | #DIV/0! | #DIV/0! | #DIV/0! | #DIV/0! | #DIV/0! | #DIV/0! | #DIV/0! | #DIV/0! | #DIV/0! | #DIV/0! | #DIV/0! | #DIV/0! | 1978 | 0 | 0 | 0 | 0 | 0
6 | 1 | 2004 | 153 | 2 | 0.096667 | 0 | #DIV/0! | #DIV/0! | #DIV/0! | #DIV/0! | #DIV/0! | #DIV/0! | #DIV/0! | #DIV/0! | #DIV/0! | #DIV/0! | #DIV/0! | #DIV/0! | #DIV/0! | #DIV/0! | #DIV/0! | #DIV/0! | #DIV/0! | #DIV/0! | #DIV/0! | #DIV/0! | 1979 | 0 | 0 | 0 | 0 | 0
6 | 2 | 2004 | 154 | 3 | 0.046667 | 0 | #DIV/0! | #DIV/0! | #DIV/0! | #DIV/0! | #DIV/0! | #DIV/0! | #DIV/0! | #DIV/0! | #DIV/0! | #DIV/0! | #DIV/0! | #DIV/0! | #DIV/0! | #DIV/0! | #DIV/0! | #DIV/0! | #DIV/0! | #DIV/0! | #DIV/0! | #DIV/0! | 1980 | 0 | 0 | 0 | 0 | 0
6 | 3 | 2004 | 155 | 4 | 0.013333 | 0 | #DIV/0! | #DIV/0! | #DIV/0! | #DIV/0! | #DIV/0! | #DIV/0! | #DIV/0! | #DIV/0! | #DIV/0! | #DIV/0! | #DIV/0! | #DIV/0! | #DIV/0! | #DIV/0! | #DIV/0! | #DIV/0! | #DIV/0! | #DIV/0! | #DIV/0! | #DIV/0! | 1981 | 0 | 0 | 0 | 0 | 0
6 | 4 | 2004 | 156 | 5 | 0.12 | 0 | #DIV/0! | #DIV/0! | #DIV/0! | #DIV/0! | #DIV/0! | #DIV/0! | #DIV/0! | #DIV/0! | #DIV/0! | #DIV/0! | #DIV/0! | #DIV/0! | #DIV/0! | #DIV/0! | #DIV/0! | #DIV/0! | #DIV/0! | #DIV/0! | #DIV/0! | #DIV/0! | 1982 | 0 | 0 | 0 | 0 | 0
6 | 5 | 2004 | 157 | 6 | 1.2233 | 0 | #DIV/0! | #DIV/0! | #DIV/0! | #DIV/0! | #DIV/0! | #DIV/0! | #DIV/0! | #DIV/0! | #DIV/0! | #DIV/0! | #DIV/0! | #DIV/0! | #DIV/0! | #DIV/0! | #DIV/0! | #DIV/0! | #DIV/0! | #DIV/0! | #DIV/0! | #DIV/0! | 1983 | 0 | 0 | 0 | 0 | 0
6 | 6 | 2004 | 158 | 7 | 0.01 | 0 | #DIV/0! | #DIV/0! | #DIV/0! | #DIV/0! | #DIV/0! | #DIV/0! | #DIV/0! | #DIV/0! | #DIV/0! | #DIV/0! | #DIV/0! | #DIV/0! | #DIV/0! | #DIV/0! | #DIV/0! | #DIV/0! | #DIV/0! | #DIV/0! | #DIV/0! | #DIV/0! | 1984 | 0 | 0 | 0 | 0 | 0
6 | 7 | 2004 | 159 | 1 | 0 | 0 | #DIV/0! | #DIV/0! | #DIV/0! | #DIV/0! | #DIV/0! | #DIV/0! | #DIV/0! | #DIV/0! | #DIV/0! | #DIV/0! | #DIV/0! | #DIV/0! | #DIV/0! | #DIV/0! | #DIV/0! | #DIV/0! | #DIV/0! | #DIV/0! | #DIV/0! | #DIV/0! | 1985 | 0 | 0 | 0 | 0 | 0
6 | 8 | 2004 | 160 | 2 | 0 | 0 | #DIV/0! | #DIV/0! | #DIV/0! | #DIV/0! | #DIV/0! | #DIV/0! | #DIV/0! | #DIV/0! | #DIV/0! | #DIV/0! | #DIV/0! | #DIV/0! | #DIV/0! | #DIV/0! | #DIV/0! | #DIV/0! | #DIV/0! | #DIV/0! | #DIV/0! | #DIV/0! | 1986 | 0 | 0 | 0 | 0 | 0
6 | 9 | 2004 | 161 | 3 | 0 | 0 | #DIV/0! | #DIV/0! | #DIV/0! | #DIV/0! | #DIV/0! | #DIV/0! | #DIV/0! | #DIV/0! | #DIV/0! | #DIV/0! | #DIV/0! | #DIV/0! | #DIV/0! | #DIV/0! | #DIV/0! | #DIV/0! | #DIV/0! | #DIV/0! | #DIV/0! | #DIV/0! | 1987 | 0 | 0 | 0 | 0 | 0
6 | 10 | 2004 | 162 | 4 | 0.1 | 0 | #DIV/0! | #DIV/0! | #DIV/0! | #DIV/0! | #DIV/0! | #DIV/0! | #DIV/0! | #DIV/0! | #DIV/0! | #DIV/0! | #DIV/0! | #DIV/0! | #DIV/0! | #DIV/0! | #DIV/0! | #DIV/0! | #DIV/0! | #DIV/0! | #DIV/0! | #DIV/0! | 1988 | 0 | 0 | 0 | 0 | 0
6 | 11 | 2004 | 163 | 5 | 0.83 | 0 | #DIV/0! | #DIV/0! | #DIV/0! | #DIV/0! | #DIV/0! | #DIV/0! | #DIV/0! | #DIV/0! | #DIV/0! | #DIV/0! | #DIV/0! | #DIV/0! | #DIV/0! | #DIV/0! | #DIV/0! | #DIV/0! | #DIV/0! | #DIV/0! | #DIV/0! | #DIV/0! | 1989 | 0 | 0 | 0 | 0 | 0
6 | 12 | 2004 | 164 | 6 | 0 | 0 | #DIV/0! | #DIV/0! | #DIV/0! | #DIV/0! | #DIV/0! | #DIV/0! | #DIV/0! | #DIV/0! | #DIV/0! | #DIV/0! | #DIV/0! | #DIV/0! | #DIV/0! | #DIV/0! | #DIV/0! | #DIV/0! | #DIV/0! | #DIV/0! | #DIV/0! | #DIV/0! | 1990 | 0 | 0 | 0 | 0 | 0
6 | 13 | 2004 | 165 | 7 | 0 | 0 | #DIV/0! | #DIV/0! | #DIV/0! | #DIV/0! | #DIV/0! | #DIV/0! | #DIV/0! | #DIV/0! | #DIV/0! | #DIV/0! | #DIV/0! | #DIV/0! | #DIV/0! | #DIV/0! | #DIV/0! | #DIV/0! | #DIV/0! | #DIV/0! | #DIV/0! | #DIV/0! | 1991 | 0 | 0 | 0 | 0 | 0
6 | 14 | 2004 | 166 | 1 | 0 | 0 | #DIV/0! | #DIV/0! | #DIV/0! | #DIV/0! | #DIV/0! | #DIV/0! | #DIV/0! | #DIV/0! | #DIV/0! | #DIV/0! | #DIV/0! | #DIV/0! | #DIV/0! | #DIV/0! | #DIV/0! | #DIV/0! | #DIV/0! | #DIV/0! | #DIV/0! | #DIV/0! | 1992 | 0 | 0 | 0 | 0 | 0
6 | 15 | 2004 | 167 | 2 | 0.096667 | 0 | #DIV/0! | #DIV/0! | #DIV/0! | #DIV/0! | #DIV/0! | #DIV/0! | #DIV/0! | #DIV/0! | #DIV/0! | #DIV/0! | #DIV/0! | #DIV/0! | #DIV/0! | #DIV/0! | #DIV/0! | #DIV/0! | #DIV/0! | #DIV/0! | #DIV/0! | #DIV/0! | 1993 | 0 | 0 | 0 | 0 | 0
6 | 16 | 2004 | 168 | 3 | 0.04 | 0 | #DIV/0! | #DIV/0! | #DIV/0! | #DIV/0! | #DIV/0! | #DIV/0! | #DIV/0! | #DIV/0! | #DIV/0! | #DIV/0! | #DIV/0! | #DIV/0! | #DIV/0! | #DIV/0! | #DIV/0! | #DIV/0! | #DIV/0! | #DIV/0! | #DIV/0! | #DIV/0! | 1994 | 0 | 0 | 0 | 0 | 0
6 | 17 | 2004 | 169 | 4 | 0.66 | 0 | #DIV/0! | #DIV/0! | #DIV/0! | #DIV/0! | #DIV/0! | #DIV/0! | #DIV/0! | #DIV/0! | #DIV/0! | #DIV/0! | #DIV/0! | #DIV/0! | #DIV/0! | #DIV/0! | #DIV/0! | #DIV/0! | #DIV/0! | #DIV/0! | #DIV/0! | #DIV/0! | 1995 | 0 | 0 | 0 | 0 | 0
6 | 18 | 2004 | 170 | 5 | 0.06 | 0 | #DIV/0! | #DIV/0! | #DIV/0! | #DIV/0! | #DIV/0! | #DIV/0! | #DIV/0! | #DIV/0! | #DIV/0! | #DIV/0! | #DIV/0! | #DIV/0! | #DIV/0! | #DIV/0! | #DIV/0! | #DIV/0! | #DIV/0! | #DIV/0! | #DIV/0! | #DIV/0! | 1996 | 0 | 0 | 0 | 0 | 0
6 | 19 | 2004 | 171 | 6 | 0 | 0 | #DIV/0! | #DIV/0! | #DIV/0! | #DIV/0! | #DIV/0! | #DIV/0! | #DIV/0! | #DIV/0! | #DIV/0! | #DIV/0! | #DIV/0! | #DIV/0! | #DIV/0! | #DIV/0! | #DIV/0! | #DIV/0! | #DIV/0! | #DIV/0! | #DIV/0! | #DIV/0! | 1997 | 0 | 0 | 0 | 0 | 0
6 | 20 | 2004 | 172 | 7 | 0 | 0 | #DIV/0! | #DIV/0! | #DIV/0! | #DIV/0! | #DIV/0! | #DIV/0! | #DIV/0! | #DIV/0! | #DIV/0! | #DIV/0! | #DIV/0! | #DIV/0! | #DIV/0! | #DIV/0! | #DIV/0! | #DIV/0! | #DIV/0! | #DIV/0! | #DIV/0! | #DIV/0! | 1998 | 0 | 0 | 0 | 0 | 0
6 | 21 | 2004 | 173 | 1 | 0 | 0 | #DIV/0! | #DIV/0! | #DIV/0! | #DIV/0! | #DIV/0! | #DIV/0! | #DIV/0! | #DIV/0! | #DIV/0! | #DIV/0! | #DIV/0! | #DIV/0! | #DIV/0! | #DIV/0! | #DIV/0! | #DIV/0! | #DIV/0! | #DIV/0! | #DIV/0! | #DIV/0! | 1999 | 0 | 0 | 0 | 0 | 0
6 | 22 | 2004 | 174 | 2 | 0.62667 | 0 | #DIV/0! | #DIV/0! | #DIV/0! | #DIV/0! | #DIV/0! | #DIV/0! | #DIV/0! | #DIV/0! | #DIV/0! | #DIV/0! | #DIV/0! | #DIV/0! | #DIV/0! | #DIV/0! | #DIV/0! | #DIV/0! | #DIV/0! | #DIV/0! | #DIV/0! | #DIV/0! | 2000 | 0 | 0 | 0 | 0 | 0
6 | 23 | 2004 | 175 | 3 | 0.056667 | 0 | #DIV/0! | #DIV/0! | #DIV/0! | #DIV/0! | #DIV/0! | #DIV/0! | #DIV/0! | #DIV/0! | #DIV/0! | #DIV/0! | #DIV/0! | #DIV/0! | #DIV/0! | #DIV/0! | #DIV/0! | #DIV/0! | #DIV/0! | #DIV/0! | #DIV/0! | #DIV/0! | 2001 | 0 | 0 | 0 | 0 | 0
6 | 24 | 2004 | 176 | 4 | 0 | 0 | #DIV/0! | #DIV/0! | #DIV/0! | #DIV/0! | #DIV/0! | #DIV/0! | #DIV/0! | #DIV/0! | #DIV/0! | #DIV/0! | #DIV/0! | #DIV/0! | #DIV/0! | #DIV/0! | #DIV/0! | #DIV/0! | #DIV/0! | #DIV/0! | #DIV/0! | #DIV/0! | 2002 | 0 | 0 | 0 | 0 | 0
6 | 25 | 2004 | 177 | 5 | 0.15333 | 0 | #DIV/0! | #DIV/0! | #DIV/0! | #DIV/0! | #DIV/0! | #DIV/0! | #DIV/0! | #DIV/0! | #DIV/0! | #DIV/0! | #DIV/0! | #DIV/0! | #DIV/0! | #DIV/0! | #DIV/0! | #DIV/0! | #DIV/0! | #DIV/0! | #DIV/0! | #DIV/0! | 2003 | 0 | 0 | 0 | 0 | 0
6 | 26 | 2004 | 178 | 6 | 0.033333 | 0 | #DIV/0! | #DIV/0! | #DIV/0! | #DIV/0! | #DIV/0! | #DIV/0! | #DIV/0! | #DIV/0! | #DIV/0! | #DIV/0! | #DIV/0! | #DIV/0! | #DIV/0! | #DIV/0! | #DIV/0! | #DIV/0! | #DIV/0! | #DIV/0! | #DIV/0! | #DIV/0! | 2004 | 0 | 0 | 0 | 0 | 0
6 | 27 | 2004 | 179 | 7 | 0 | 0 | #DIV/0! | #DIV/0! | #DIV/0! | #DIV/0! | #DIV/0! | #DIV/0! | #DIV/0! | #DIV/0! | #DIV/0! | #DIV/0! | #DIV/0! | #DIV/0! | #DIV/0! | #DIV/0! | #DIV/0! | #DIV/0! | #DIV/0! | #DIV/0! | #DIV/0! | #DIV/0! | 2005 | 0 | 0 | 0 | 0 | 0
6 | 28 | 2004 | 180 | 1 | 0 | 0 | #DIV/0! | #DIV/0! | #DIV/0! | #DIV/0! | #DIV/0! | #DIV/0! | #DIV/0! | #DIV/0! | #DIV/0! | #DIV/0! | #DIV/0! | #DIV/0! | #DIV/0! | #DIV/0! | #DIV/0! | #DIV/0! | #DIV/0! | #DIV/0! | #DIV/0! | #DIV/0! | 2006 | 0 | 0 | 0 | 0 | 0
6 | 29 | 2004 | 181 | 2 | 0 | 0 | #DIV/0! | #DIV/0! | #DIV/0! | #DIV/0! | #DIV/0! | #DIV/0! | #DIV/0! | #DIV/0! | #DIV/0! | #DIV/0! | #DIV/0! | #DIV/0! | #DIV/0! | #DIV/0! | #DIV/0! | #DIV/0! | #DIV/0! | #DIV/0! | #DIV/0! | #DIV/0! | 2007 | 0 | 0 | 0 | 0 | 0
6 | 30 | 2004 | 182 | 3 | 0 | 0 | #DIV/0! | #DIV/0! | #DIV/0! | #DIV/0! | #DIV/0! | #DIV/0! | #DIV/0! | #DIV/0! | #DIV/0! | #DIV/0! | #DIV/0! | #DIV/0! | #DIV/0! | #DIV/0! | #DIV/0! | #DIV/0! | #DIV/0! | #DIV/0! | #DIV/0! | #DIV/0! | 2008 | 0 | 0 | 0 | 0 | 0
7 | 1 | 2004 | 183 | 4 | 0 | 0 | #DIV/0! | #DIV/0! | #DIV/0! | #DIV/0! | #DIV/0! | #DIV/0! | #DIV/0! | #DIV/0! | #DIV/0! | #DIV/0! | #DIV/0! | #DIV/0! | #DIV/0! | #DIV/0! | #DIV/0! | #DIV/0! | #DIV/0! | #DIV/0! | #DIV/0! | #DIV/0! | 2009 | 0 | 0 | 0 | 0 | 0
7 | 2 | 2004 | 184 | 5 | 0 | 0 | #DIV/0! | #DIV/0! | #DIV/0! | #DIV/0! | #DIV/0! | #DIV/0! | #DIV/0! | #DIV/0! | #DIV/0! | #DIV/0! | #DIV/0! | #DIV/0! | #DIV/0! | #DIV/0! | #DIV/0! | #DIV/0! | #DIV/0! | #DIV/0! | #DIV/0! | #DIV/0! | 2010 | 0 | 0 | 0 | 0 | 0
7 | 3 | 2004 | 185 | 6 | 0 | 0 | #DIV/0! | #DIV/0! | #DIV/0! | #DIV/0! | #DIV/0! | #DIV/0! | #DIV/0! | #DIV/0! | #DIV/0! | #DIV/0! | #DIV/0! | #DIV/0! | #DIV/0! | #DIV/0! | #DIV/0! | #DIV/0! | #DIV/0! | #DIV/0! | #DIV/0! | #DIV/0! | 2011 | 0 | 0 | 0 | 0 | 0
7 | 4 | 2004 | 186 | 7 | 1.2367 | 0 | #DIV/0! | #DIV/0! | #DIV/0! | #DIV/0! | #DIV/0! | #DIV/0! | #DIV/0! | #DIV/0! | #DIV/0! | #DIV/0! | #DIV/0! | #DIV/0! | #DIV/0! | #DIV/0! | #DIV/0! | #DIV/0! | #DIV/0! | #DIV/0! | #DIV/0! | #DIV/0! | 2012 | 0 | 0 | 0 | 0 | 0
7 | 5 | 2004 | 187 | 1 | 0.15 | 0 | #DIV/0! | #DIV/0! | #DIV/0! | #DIV/0! | #DIV/0! | #DIV/0! | #DIV/0! | #DIV/0! | #DIV/0! | #DIV/0! | #DIV/0! | #DIV/0! | #DIV/0! | #DIV/0! | #DIV/0! | #DIV/0! | #DIV/0! | #DIV/0! | #DIV/0! | #DIV/0! | 2013 | 0 | 0 | 0 | 0 | 0
7 | 6 | 2004 | 188 | 2 | 0.0033333 | 0 | #DIV/0! | #DIV/0! | #DIV/0! | #DIV/0! | #DIV/0! | #DIV/0! | #DIV/0! | #DIV/0! | #DIV/0! | #DIV/0! | #DIV/0! | #DIV/0! | #DIV/0! | #DIV/0! | #DIV/0! | #DIV/0! | #DIV/0! | #DIV/0! | #DIV/0! | #DIV/0! | 2014 | 0 | 0 | 0 | 0 | 0
7 | 7 | 2004 | 189 | 3 | 0.72 | 0 | #DIV/0! | #DIV/0! | #DIV/0! | #DIV/0! | #DIV/0! | #DIV/0! | #DIV/0! | #DIV/0! | #DIV/0! | #DIV/0! | #DIV/0! | #DIV/0! | #DIV/0! | #DIV/0! | #DIV/0! | #DIV/0! | #DIV/0! | #DIV/0! | #DIV/0! | #DIV/0! | 2015 | 0 | 0 | 0 | 0 | 0
7 | 8 | 2004 | 190 | 4 | 0.016667 | 0 | #DIV/0! | #DIV/0! | #DIV/0! | #DIV/0! | #DIV/0! | #DIV/0! | #DIV/0! | #DIV/0! | #DIV/0! | #DIV/0! | #DIV/0! | #DIV/0! | #DIV/0! | #DIV/0! | #DIV/0! | #DIV/0! | #DIV/0! | #DIV/0! | #DIV/0! | #DIV/0! | 2016 | 0 | 0 | 0 | 0 | 0
7 | 9 | 2004 | 191 | 5 | 0 | 0 | #DIV/0! | #DIV/0! | #DIV/0! | #DIV/0! | #DIV/0! | #DIV/0! | #DIV/0! | #DIV/0! | #DIV/0! | #DIV/0! | #DIV/0! | #DIV/0! | #DIV/0! | #DIV/0! | #DIV/0! | #DIV/0! | #DIV/0! | #DIV/0! | #DIV/0! | #DIV/0! | 2017 | 0 | 0 | 0 | 0 | 0
7 | 10 | 2004 | 192 | 6 | 0 | 0 | #DIV/0! | #DIV/0! | #DIV/0! | #DIV/0! | #DIV/0! | #DIV/0! | #DIV/0! | #DIV/0! | #DIV/0! | #DIV/0! | #DIV/0! | #DIV/0! | #DIV/0! | #DIV/0! | #DIV/0! | #DIV/0! | #DIV/0! | #DIV/0! | #DIV/0! | #DIV/0! | 2018 | 0 | 0 | 0 | 0 | 0
7 | 11 | 2004 | 193 | 7 | 0 | 0 | #DIV/0! | #DIV/0! | #DIV/0! | #DIV/0! | #DIV/0! | #DIV/0! | #DIV/0! | #DIV/0! | #DIV/0! | #DIV/0! | #DIV/0! | #DIV/0! | #DIV/0! | #DIV/0! | #DIV/0! | #DIV/0! | #DIV/0! | #DIV/0! | #DIV/0! | #DIV/0! | 2019 | 0 | 0 | 0 | 0 | 0
7 | 12 | 2004 | 194 | 1 | 0.06 | 0 | #DIV/0! | #DIV/0! | #DIV/0! | #DIV/0! | #DIV/0! | #DIV/0! | #DIV/0! | #DIV/0! | #DIV/0! | #DIV/0! | #DIV/0! | #DIV/0! | #DIV/0! | #DIV/0! | #DIV/0! | #DIV/0! | #DIV/0! | #DIV/0! | #DIV/0! | #DIV/0! | 2020 | 0 | 0 | 0 | 0 | 0
7 | 13 | 2004 | 195 | 2 | 0.046667 | 0 | #DIV/0! | #DIV/0! | #DIV/0! | #DIV/0! | #DIV/0! | #DIV/0! | #DIV/0! | #DIV/0! | #DIV/0! | #DIV/0! | #DIV/0! | #DIV/0! | #DIV/0! | #DIV/0! | #DIV/0! | #DIV/0! | #DIV/0! | #DIV/0! | #DIV/0! | #DIV/0! | 2021 | 0 | 0 | 0 | 0 | 0
7 | 14 | 2004 | 196 | 3 | 0.13667 | 0 | #DIV/0! | #DIV/0! | #DIV/0! | #DIV/0! | #DIV/0! | #DIV/0! | #DIV/0! | #DIV/0! | #DIV/0! | #DIV/0! | #DIV/0! | #DIV/0! | #DIV/0! | #DIV/0! | #DIV/0! | #DIV/0! | #DIV/0! | #DIV/0! | #DIV/0! | #DIV/0! | 2022 | 0 | 0 | 0 | 0 | 0
7 | 15 | 2004 | 197 | 4 | 0 | 0 | #DIV/0! | #DIV/0! | #DIV/0! | #DIV/0! | #DIV/0! | #DIV/0! | #DIV/0! | #DIV/0! | #DIV/0! | #DIV/0! | #DIV/0! | #DIV/0! | #DIV/0! | #DIV/0! | #DIV/0! | #DIV/0! | #DIV/0! | #DIV/0! | #DIV/0! | #DIV/0! | 2023 | 0 | 0 | 0 | 0 | 0
7 | 16 | 2004 | 198 | 5 | 0 | 0 | #DIV/0! | #DIV/0! | #DIV/0! | #DIV/0! | #DIV/0! | #DIV/0! | #DIV/0! | #DIV/0! | #DIV/0! | #DIV/0! | #DIV/0! | #DIV/0! | #DIV/0! | #DIV/0! | #DIV/0! | #DIV/0! | #DIV/0! | #DIV/0! | #DIV/0! | #DIV/0! | 2024 | 0 | 0 | 0 | 0 | 0
7 | 17 | 2004 | 199 | 6 | 0.093333 | 0 | #DIV/0! | #DIV/0! | #DIV/0! | #DIV/0! | #DIV/0! | #DIV/0! | #DIV/0! | #DIV/0! | #DIV/0! | #DIV/0! | #DIV/0! | #DIV/0! | #DIV/0! | #DIV/0! | #DIV/0! | #DIV/0! | #DIV/0! | #DIV/0! | #DIV/0! | #DIV/0! | 2025 | 0 | 0 | 0 | 0 | 0
7 | 18 | 2004 | 200 | 7 | 0.34333 | 0 | #DIV/0! | #DIV/0! | #DIV/0! | #DIV/0! | #DIV/0! | #DIV/0! | #DIV/0! | #DIV/0! | #DIV/0! | #DIV/0! | #DIV/0! | #DIV/0! | #DIV/0! | #DIV/0! | #DIV/0! | #DIV/0! | #DIV/0! | #DIV/0! | #DIV/0! | #DIV/0! | 2026 | 0 | 0 | 0 | 0 | 0
7 | 19 | 2004 | 201 | 1 | 0.03 | 0 | #DIV/0! | #DIV/0! | #DIV/0! | #DIV/0! | #DIV/0! | #DIV/0! | #DIV/0! | #DIV/0! | #DIV/0! | #DIV/0! | #DIV/0! | #DIV/0! | #DIV/0! | #DIV/0! | #DIV/0! | #DIV/0! | #DIV/0! | #DIV/0! | #DIV/0! | #DIV/0! | 2027 | 0 | 0 | 0 | 0 | 0
7 | 20 | 2004 | 202 | 2 | 0 | 0 | #DIV/0! | #DIV/0! | #DIV/0! | #DIV/0! | #DIV/0! | #DIV/0! | #DIV/0! | #DIV/0! | #DIV/0! | #DIV/0! | #DIV/0! | #DIV/0! | #DIV/0! | #DIV/0! | #DIV/0! | #DIV/0! | #DIV/0! | #DIV/0! | #DIV/0! | #DIV/0! | 2028 | 0 | 0 | 0 | 0 | 0
7 | 21 | 2004 | 203 | 3 | 0 | 0 | #DIV/0! | #DIV/0! | #DIV/0! | #DIV/0! | #DIV/0! | #DIV/0! | #DIV/0! | #DIV/0! | #DIV/0! | #DIV/0! | #DIV/0! | #DIV/0! | #DIV/0! | #DIV/0! | #DIV/0! | #DIV/0! | #DIV/0! | #DIV/0! | #DIV/0! | #DIV/0! | 2029 | 0 | 0 | 0 | 0 | 0
7 | 22 | 2004 | 204 | 4 | 0.63 | 0 | #DIV/0! | #DIV/0! | #DIV/0! | #DIV/0! | #DIV/0! | #DIV/0! | #DIV/0! | #DIV/0! | #DIV/0! | #DIV/0! | #DIV/0! | #DIV/0! | #DIV/0! | #DIV/0! | #DIV/0! | #DIV/0! | #DIV/0! | #DIV/0! | #DIV/0! | #DIV/0! | 2030 | 0 | 0 | 0 | 0 | 0
7 | 23 | 2004 | 205 | 5 | 0.20333 | 0 | #DIV/0! | #DIV/0! | #DIV/0! | #DIV/0! | #DIV/0! | #DIV/0! | #DIV/0! | #DIV/0! | #DIV/0! | #DIV/0! | #DIV/0! | #DIV/0! | #DIV/0! | #DIV/0! | #DIV/0! | #DIV/0! | #DIV/0! | #DIV/0! | #DIV/0! | #DIV/0! | 2031 | 0 | 0 | 0 | 0 | 0
7 | 24 | 2004 | 206 | 6 | 0.02 | 0 | #DIV/0! | #DIV/0! | #DIV/0! | #DIV/0! | #DIV/0! | #DIV/0! | #DIV/0! | #DIV/0! | #DIV/0! | #DIV/0! | #DIV/0! | #DIV/0! | #DIV/0! | #DIV/0! | #DIV/0! | #DIV/0! | #DIV/0! | #DIV/0! | #DIV/0! | #DIV/0! | 2032 | 0 | 0 | 0 | 0 | 0
7 | 25 | 2004 | 207 | 7 | 0.0066667 | 0 | #DIV/0! | #DIV/0! | #DIV/0! | #DIV/0! | #DIV/0! | #DIV/0! | #DIV/0! | #DIV/0! | #DIV/0! | #DIV/0! | #DIV/0! | #DIV/0! | #DIV/0! | #DIV/0! | #DIV/0! | #DIV/0! | #DIV/0! | #DIV/0! | #DIV/0! | #DIV/0! | 2033 | 0 | 0 | 0 | 0 | 0
7 | 26 | 2004 | 208 | 1 | 0.24333 | 0 | #DIV/0! | #DIV/0! | #DIV/0! | #DIV/0! | #DIV/0! | #DIV/0! | #DIV/0! | #DIV/0! | #DIV/0! | #DIV/0! | #DIV/0! | #DIV/0! | #DIV/0! | #DIV/0! | #DIV/0! | #DIV/0! | #DIV/0! | #DIV/0! | #DIV/0! | #DIV/0! | 2034 | 0 | 0 | 0 | 0 | 0
7 | 27 | 2004 | 209 | 2 | 2.21 | 0 | #DIV/0! | #DIV/0! | #DIV/0! | #DIV/0! | #DIV/0! | #DIV/0! | #DIV/0! | #DIV/0! | #DIV/0! | #DIV/0! | #DIV/0! | #DIV/0! | #DIV/0! | #DIV/0! | #DIV/0! | #DIV/0! | #DIV/0! | #DIV/0! | #DIV/0! | #DIV/0! | 2035 | 0 | 0 | 0 | 0 | 0
7 | 28 | 2004 | 210 | 3 | 0.31333 | 0 | #DIV/0! | #DIV/0! | #DIV/0! | #DIV/0! | #DIV/0! | #DIV/0! | #DIV/0! | #DIV/0! | #DIV/0! | #DIV/0! | #DIV/0! | #DIV/0! | #DIV/0! | #DIV/0! | #DIV/0! | #DIV/0! | #DIV/0! | #DIV/0! | #DIV/0! | #DIV/0! | 2036 | 0 | 0 | 0 | 0 | 0
7 | 29 | 2004 | 211 | 4 | 0 | 0 | #DIV/0! | #DIV/0! | #DIV/0! | #DIV/0! | #DIV/0! | #DIV/0! | #DIV/0! | #DIV/0! | #DIV/0! | #DIV/0! | #DIV/0! | #DIV/0! | #DIV/0! | #DIV/0! | #DIV/0! | #DIV/0! | #DIV/0! | #DIV/0! | #DIV/0! | #DIV/0! | 2037 | 0 | 0 | 0 | 0 | 0
7 | 30 | 2004 | 212 | 5 | 0 | 0 | #DIV/0! | #DIV/0! | #DIV/0! | #DIV/0! | #DIV/0! | #DIV/0! | #DIV/0! | #DIV/0! | #DIV/0! | #DIV/0! | #DIV/0! | #DIV/0! | #DIV/0! | #DIV/0! | #DIV/0! | #DIV/0! | #DIV/0! | #DIV/0! | #DIV/0! | #DIV/0! | 2038 | 0 | 0 | 0 | 0 | 0
7 | 31 | 2004 | 213 | 6 | 0 | 0 | #DIV/0! | #DIV/0! | #DIV/0! | #DIV/0! | #DIV/0! | #DIV/0! | #DIV/0! | #DIV/0! | #DIV/0! | #DIV/0! | #DIV/0! | #DIV/0! | #DIV/0! | #DIV/0! | #DIV/0! | #DIV/0! | #DIV/0! | #DIV/0! | #DIV/0! | #DIV/0! | 2039 | 0 | 0 | 0 | 0 | 0
8 | 1 | 2004 | 214 | 7 | 0.43 | 0 | #DIV/0! | #DIV/0! | #DIV/0! | #DIV/0! | #DIV/0! | #DIV/0! | #DIV/0! | #DIV/0! | #DIV/0! | #DIV/0! | #DIV/0! | #DIV/0! | #DIV/0! | #DIV/0! | #DIV/0! | #DIV/0! | #DIV/0! | #DIV/0! | #DIV/0! | #DIV/0! | 2040 | 0 | 0 | 0 | 0 | 0
8 | 2 | 2004 | 215 | 1 | 0.54 | 0 | #DIV/0! | #DIV/0! | #DIV/0! | #DIV/0! | #DIV/0! | #DIV/0! | #DIV/0! | #DIV/0! | #DIV/0! | #DIV/0! | #DIV/0! | #DIV/0! | #DIV/0! | #DIV/0! | #DIV/0! | #DIV/0! | #DIV/0! | #DIV/0! | #DIV/0! | #DIV/0! | 2041 | 0 | 0 | 0 | 0 | 0
8 | 3 | 2004 | 216 | 2 | 0.0066667 | 0 | #DIV/0! | #DIV/0! | #DIV/0! | #DIV/0! | #DIV/0! | #DIV/0! | #DIV/0! | #DIV/0! | #DIV/0! | #DIV/0! | #DIV/0! | #DIV/0! | #DIV/0! | #DIV/0! | #DIV/0! | #DIV/0! | #DIV/0! | #DIV/0! | #DIV/0! | #DIV/0! | 2042 | 0 | 0 | 0 | 0 | 0
8 | 4 | 2004 | 217 | 3 | 0.39 | 0 | #DIV/0! | #DIV/0! | #DIV/0! | #DIV/0! | #DIV/0! | #DIV/0! | #DIV/0! | #DIV/0! | #DIV/0! | #DIV/0! | #DIV/0! | #DIV/0! | #DIV/0! | #DIV/0! | #DIV/0! | #DIV/0! | #DIV/0! | #DIV/0! | #DIV/0! | #DIV/0! | 2043 | 0 | 0 | 0 | 0 | 0
8 | 5 | 2004 | 218 | 4 | 0.0066667 | 0 | #DIV/0! | #DIV/0! | #DIV/0! | #DIV/0! | #DIV/0! | #DIV/0! | #DIV/0! | #DIV/0! | #DIV/0! | #DIV/0! | #DIV/0! | #DIV/0! | #DIV/0! | #DIV/0! | #DIV/0! | #DIV/0! | #DIV/0! | #DIV/0! | #DIV/0! | #DIV/0! | 2044 | 0 | 0 | 0 | 0 | 0
8 | 6 | 2004 | 219 | 5 | 0.013333 | 0 | #DIV/0! | #DIV/0! | #DIV/0! | #DIV/0! | #DIV/0! | #DIV/0! | #DIV/0! | #DIV/0! | #DIV/0! | #DIV/0! | #DIV/0! | #DIV/0! | #DIV/0! | #DIV/0! | #DIV/0! | #DIV/0! | #DIV/0! | #DIV/0! | #DIV/0! | #DIV/0! | 2045 | 0 | 0 | 0 | 0 | 0
8 | 7 | 2004 | 220 | 6 | 0 | 0 | #DIV/0! | #DIV/0! | #DIV/0! | #DIV/0! | #DIV/0! | #DIV/0! | #DIV/0! | #DIV/0! | #DIV/0! | #DIV/0! | #DIV/0! | #DIV/0! | #DIV/0! | #DIV/0! | #DIV/0! | #DIV/0! | #DIV/0! | #DIV/0! | #DIV/0! | #DIV/0! | 2046 | 0 | 0 | 0 | 0 | 0
8 | 8 | 2004 | 221 | 7 | 0 | 0 | #DIV/0! | #DIV/0! | #DIV/0! | #DIV/0! | #DIV/0! | #DIV/0! | #DIV/0! | #DIV/0! | #DIV/0! | #DIV/0! | #DIV/0! | #DIV/0! | #DIV/0! | #DIV/0! | #DIV/0! | #DIV/0! | #DIV/0! | #DIV/0! | #DIV/0! | #DIV/0! | 2047 | 0 | 0 | 0 | 0 | 0
8 | 9 | 2004 | 222 | 1 | 0 | 0 | #DIV/0! | #DIV/0! | #DIV/0! | #DIV/0! | #DIV/0! | #DIV/0! | #DIV/0! | #DIV/0! | #DIV/0! | #DIV/0! | #DIV/0! | #DIV/0! | #DIV/0! | #DIV/0! | #DIV/0! | #DIV/0! | #DIV/0! | #DIV/0! | #DIV/0! | #DIV/0! | 2048 | 0 | 0 | 0 | 0 | 0
8 | 10 | 2004 | 223 | 2 | 0 | 0 | #DIV/0! | #DIV/0! | #DIV/0! | #DIV/0! | #DIV/0! | #DIV/0! | #DIV/0! | #DIV/0! | #DIV/0! | #DIV/0! | #DIV/0! | #DIV/0! | #DIV/0! | #DIV/0! | #DIV/0! | #DIV/0! | #DIV/0! | #DIV/0! | #DIV/0! | #DIV/0! | 2049 | 0 | 0 | 0 | 0 | 0
8 | 11 | 2004 | 224 | 3 | 0.53667 | 0 | #DIV/0! | #DIV/0! | #DIV/0! | #DIV/0! | #DIV/0! | #DIV/0! | #DIV/0! | #DIV/0! | #DIV/0! | #DIV/0! | #DIV/0! | #DIV/0! | #DIV/0! | #DIV/0! | #DIV/0! | #DIV/0! | #DIV/0! | #DIV/0! | #DIV/0! | #DIV/0! | 2050 | 0 | 0 | 0 | 0 | 0
8 | 12 | 2004 | 225 | 4 | 1.3367 | 0 | #DIV/0! | #DIV/0! | #DIV/0! | #DIV/0! | #DIV/0! | #DIV/0! | #DIV/0! | #DIV/0! | #DIV/0! | #DIV/0! | #DIV/0! | #DIV/0! | #DIV/0! | #DIV/0! | #DIV/0! | #DIV/0! | #DIV/0! | #DIV/0! | #DIV/0! | #DIV/0! | 2051 | 0 | 0 | 0 | 0 | 0
8 | 13 | 2004 | 226 | 5 | 0.026667 | 0 | #DIV/0! | #DIV/0! | #DIV/0! | #DIV/0! | #DIV/0! | #DIV/0! | #DIV/0! | #DIV/0! | #DIV/0! | #DIV/0! | #DIV/0! | #DIV/0! | #DIV/0! | #DIV/0! | #DIV/0! | #DIV/0! | #DIV/0! | #DIV/0! | #DIV/0! | #DIV/0! | 2052 | 0 | 0 | 0 | 0 | 0
8 | 14 | 2004 | 227 | 6 | 0.35 | 0 | #DIV/0! | #DIV/0! | #DIV/0! | #DIV/0! | #DIV/0! | #DIV/0! | #DIV/0! | #DIV/0! | #DIV/0! | #DIV/0! | #DIV/0! | #DIV/0! | #DIV/0! | #DIV/0! | #DIV/0! | #DIV/0! | #DIV/0! | #DIV/0! | #DIV/0! | #DIV/0! | 2053 | 0 | 0 | 0 | 0 | 0
8 | 15 | 2004 | 228 | 7 | 0 | 0 | #DIV/0! | #DIV/0! | #DIV/0! | #DIV/0! | #DIV/0! | #DIV/0! | #DIV/0! | #DIV/0! | #DIV/0! | #DIV/0! | #DIV/0! | #DIV/0! | #DIV/0! | #DIV/0! | #DIV/0! | #DIV/0! | #DIV/0! | #DIV/0! | #DIV/0! | #DIV/0! | 2054 | 0 | 0 | 0 | 0 | 0
8 | 16 | 2004 | 229 | 1 | 0 | 0 | #DIV/0! | #DIV/0! | #DIV/0! | #DIV/0! | #DIV/0! | #DIV/0! | #DIV/0! | #DIV/0! | #DIV/0! | #DIV/0! | #DIV/0! | #DIV/0! | #DIV/0! | #DIV/0! | #DIV/0! | #DIV/0! | #DIV/0! | #DIV/0! | #DIV/0! | #DIV/0! | 2055 | 0 | 0 | 0 | 0 | 0
8 | 17 | 2004 | 230 | 2 | 0.0066667 | 0 | #DIV/0! | #DIV/0! | #DIV/0! | #DIV/0! | #DIV/0! | #DIV/0! | #DIV/0! | #DIV/0! | #DIV/0! | #DIV/0! | #DIV/0! | #DIV/0! | #DIV/0! | #DIV/0! | #DIV/0! | #DIV/0! | #DIV/0! | #DIV/0! | #DIV/0! | #DIV/0! | 2056 | 0 | 0 | 0 | 0 | 0
8 | 18 | 2004 | 231 | 3 | 0.076667 | 0 | #DIV/0! | #DIV/0! | #DIV/0! | #DIV/0! | #DIV/0! | #DIV/0! | #DIV/0! | #DIV/0! | #DIV/0! | #DIV/0! | #DIV/0! | #DIV/0! | #DIV/0! | #DIV/0! | #DIV/0! | #DIV/0! | #DIV/0! | #DIV/0! | #DIV/0! | #DIV/0! | 2057 | 0 | 0 | 0 | 0 | 0
8 | 19 | 2004 | 232 | 4 | 0.0066667 | 0 | #DIV/0! | #DIV/0! | #DIV/0! | #DIV/0! | #DIV/0! | #DIV/0! | #DIV/0! | #DIV/0! | #DIV/0! | #DIV/0! | #DIV/0! | #DIV/0! | #DIV/0! | #DIV/0! | #DIV/0! | #DIV/0! | #DIV/0! | #DIV/0! | #DIV/0! | #DIV/0! | 2058 | 0 | 0 | 0 | 0 | 0
8 | 20 | 2004 | 233 | 5 | 0 | 0 | #DIV/0! | #DIV/0! | #DIV/0! | #DIV/0! | #DIV/0! | #DIV/0! | #DIV/0! | #DIV/0! | #DIV/0! | #DIV/0! | #DIV/0! | #DIV/0! | #DIV/0! | #DIV/0! | #DIV/0! | #DIV/0! | #DIV/0! | #DIV/0! | #DIV/0! | #DIV/0! | 2059 | 0 | 0 | 0 | 0 | 0
8 | 21 | 2004 | 234 | 6 | 0.10667 | 0 | #DIV/0! | #DIV/0! | #DIV/0! | #DIV/0! | #DIV/0! | #DIV/0! | #DIV/0! | #DIV/0! | #DIV/0! | #DIV/0! | #DIV/0! | #DIV/0! | #DIV/0! | #DIV/0! | #DIV/0! | #DIV/0! | #DIV/0! | #DIV/0! | #DIV/0! | #DIV/0! | 2060 | 0 | 0 | 0 | 0 | 0
8 | 22 | 2004 | 235 | 7 | 0 | 0 | #DIV/0! | #DIV/0! | #DIV/0! | #DIV/0! | #DIV/0! | #DIV/0! | #DIV/0! | #DIV/0! | #DIV/0! | #DIV/0! | #DIV/0! | #DIV/0! | #DIV/0! | #DIV/0! | #DIV/0! | #DIV/0! | #DIV/0! | #DIV/0! | #DIV/0! | #DIV/0! | 2061 | 0 | 0 | 0 | 0 | 0
8 | 23 | 2004 | 236 | 1 | 0 | 0 | #DIV/0! | #DIV/0! | #DIV/0! | #DIV/0! | #DIV/0! | #DIV/0! | #DIV/0! | #DIV/0! | #DIV/0! | #DIV/0! | #DIV/0! | #DIV/0! | #DIV/0! | #DIV/0! | #DIV/0! | #DIV/0! | #DIV/0! | #DIV/0! | #DIV/0! | #DIV/0! | 2062 | 0 | 0 | 0 | 0 | 0
8 | 24 | 2004 | 237 | 2 | 0 | 0 | #DIV/0! | #DIV/0! | #DIV/0! | #DIV/0! | #DIV/0! | #DIV/0! | #DIV/0! | #DIV/0! | #DIV/0! | #DIV/0! | #DIV/0! | #DIV/0! | #DIV/0! | #DIV/0! | #DIV/0! | #DIV/0! | #DIV/0! | #DIV/0! | #DIV/0! | #DIV/0! | 2063 | 0 | 0 | 0 | 0 | 0
8 | 25 | 2004 | 238 | 3 | 0 | 0 | #DIV/0! | #DIV/0! | #DIV/0! | #DIV/0! | #DIV/0! | #DIV/0! | #DIV/0! | #DIV/0! | #DIV/0! | #DIV/0! | #DIV/0! | #DIV/0! | #DIV/0! | #DIV/0! | #DIV/0! | #DIV/0! | #DIV/0! | #DIV/0! | #DIV/0! | #DIV/0! | 2064 | 0 | 0 | 0 | 0 | 0
8 | 26 | 2004 | 239 | 4 | 0 | 0 | #DIV/0! | #DIV/0! | #DIV/0! | #DIV/0! | #DIV/0! | #DIV/0! | #DIV/0! | #DIV/0! | #DIV/0! | #DIV/0! | #DIV/0! | #DIV/0! | #DIV/0! | #DIV/0! | #DIV/0! | #DIV/0! | #DIV/0! | #DIV/0! | #DIV/0! | #DIV/0! | 2065 | 0 | 0 | 0 | 0 | 0
8 | 27 | 2004 | 240 | 5 | 0 | 0 | #DIV/0! | #DIV/0! | #DIV/0! | #DIV/0! | #DIV/0! | #DIV/0! | #DIV/0! | #DIV/0! | #DIV/0! | #DIV/0! | #DIV/0! | #DIV/0! | #DIV/0! | #DIV/0! | #DIV/0! | #DIV/0! | #DIV/0! | #DIV/0! | #DIV/0! | #DIV/0! | 2066 | 0 | 0 | 0 | 0 | 0
8 | 28 | 2004 | 241 | 6 | 0 | 0 | #DIV/0! | #DIV/0! | #DIV/0! | #DIV/0! | #DIV/0! | #DIV/0! | #DIV/0! | #DIV/0! | #DIV/0! | #DIV/0! | #DIV/0! | #DIV/0! | #DIV/0! | #DIV/0! | #DIV/0! | #DIV/0! | #DIV/0! | #DIV/0! | #DIV/0! | #DIV/0! | 2067 | 0 | 0 | 0 | 0 | 0
8 | 29 | 2004 | 242 | 7 | 0 | 0 | #DIV/0! | #DIV/0! | #DIV/0! | #DIV/0! | #DIV/0! | #DIV/0! | #DIV/0! | #DIV/0! | #DIV/0! | #DIV/0! | #DIV/0! | #DIV/0! | #DIV/0! | #DIV/0! | #DIV/0! | #DIV/0! | #DIV/0! | #DIV/0! | #DIV/0! | #DIV/0! | 2068 | 0 | 0 | 0 | 0 | 0
8 | 30 | 2004 | 243 | 1 | 0.026667 | 0 | #DIV/0! | #DIV/0! | #DIV/0! | #DIV/0! | #DIV/0! | #DIV/0! | #DIV/0! | #DIV/0! | #DIV/0! | #DIV/0! | #DIV/0! | #DIV/0! | #DIV/0! | #DIV/0! | #DIV/0! | #DIV/0! | #DIV/0! | #DIV/0! | #DIV/0! | #DIV/0! | 2069 | 0 | 0 | 0 | 0 | 0
8 | 31 | 2004 | 244 | 2 | 0.0033333 | 0 | #DIV/0! | #DIV/0! | #DIV/0! | #DIV/0! | #DIV/0! | #DIV/0! | #DIV/0! | #DIV/0! | #DIV/0! | #DIV/0! | #DIV/0! | #DIV/0! | #DIV/0! | #DIV/0! | #DIV/0! | #DIV/0! | #DIV/0! | #DIV/0! | #DIV/0! | #DIV/0! | 2070 | 0 | 0 | 0 | 0 | 0
9 | 1 | 2004 | 245 | 3 | 0 | 0 | #DIV/0! | #DIV/0! | #DIV/0! | #DIV/0! | #DIV/0! | #DIV/0! | #DIV/0! | #DIV/0! | #DIV/0! | #DIV/0! | #DIV/0! | #DIV/0! | #DIV/0! | #DIV/0! | #DIV/0! | #DIV/0! | #DIV/0! | #DIV/0! | #DIV/0! | #DIV/0! | 2071 | 0 | 0 | 0 | 0 | 0
9 | 2 | 2004 | 246 | 4 | 0 | 0 | #DIV/0! | #DIV/0! | #DIV/0! | #DIV/0! | #DIV/0! | #DIV/0! | #DIV/0! | #DIV/0! | #DIV/0! | #DIV/0! | #DIV/0! | #DIV/0! | #DIV/0! | #DIV/0! | #DIV/0! | #DIV/0! | #DIV/0! | #DIV/0! | #DIV/0! | #DIV/0! | 2072 | 0 | 0 | 0 | 0 | 0
9 | 3 | 2004 | 247 | 5 | 0 | 0 | #DIV/0! | #DIV/0! | #DIV/0! | #DIV/0! | #DIV/0! | #DIV/0! | #DIV/0! | #DIV/0! | #DIV/0! | #DIV/0! | #DIV/0! | #DIV/0! | #DIV/0! | #DIV/0! | #DIV/0! | #DIV/0! | #DIV/0! | #DIV/0! | #DIV/0! | #DIV/0! | 2073 | 0 | 0 | 0 | 0 | 0
9 | 4 | 2004 | 248 | 6 | 0 | 0 | #DIV/0! | #DIV/0! | #DIV/0! | #DIV/0! | #DIV/0! | #DIV/0! | #DIV/0! | #DIV/0! | #DIV/0! | #DIV/0! | #DIV/0! | #DIV/0! | #DIV/0! | #DIV/0! | #DIV/0! | #DIV/0! | #DIV/0! | #DIV/0! | #DIV/0! | #DIV/0! | 2074 | 0 | 0 | 0 | 0 | 0
9 | 5 | 2004 | 249 | 7 | 0.026667 | 0 | #DIV/0! | #DIV/0! | #DIV/0! | #DIV/0! | #DIV/0! | #DIV/0! | #DIV/0! | #DIV/0! | #DIV/0! | #DIV/0! | #DIV/0! | #DIV/0! | #DIV/0! | #DIV/0! | #DIV/0! | #DIV/0! | #DIV/0! | #DIV/0! | #DIV/0! | #DIV/0! | 2075 | 0 | 0 | 0 | 0 | 0
9 | 6 | 2004 | 250 | 1 | 0.04 | 0 | #DIV/0! | #DIV/0! | #DIV/0! | #DIV/0! | #DIV/0! | #DIV/0! | #DIV/0! | #DIV/0! | #DIV/0! | #DIV/0! | #DIV/0! | #DIV/0! | #DIV/0! | #DIV/0! | #DIV/0! | #DIV/0! | #DIV/0! | #DIV/0! | #DIV/0! | #DIV/0! | 2076 | 0 | 0 | 0 | 0 | 0
9 | 7 | 2004 | 251 | 2 | 0.063333 | 0 | #DIV/0! | #DIV/0! | #DIV/0! | #DIV/0! | #DIV/0! | #DIV/0! | #DIV/0! | #DIV/0! | #DIV/0! | #DIV/0! | #DIV/0! | #DIV/0! | #DIV/0! | #DIV/0! | #DIV/0! | #DIV/0! | #DIV/0! | #DIV/0! | #DIV/0! | #DIV/0! | 2077 | 0 | 0 | 0 | 0 | 0
9 | 8 | 2004 | 252 | 3 | 0.56667 | 0 | #DIV/0! | #DIV/0! | #DIV/0! | #DIV/0! | #DIV/0! | #DIV/0! | #DIV/0! | #DIV/0! | #DIV/0! | #DIV/0! | #DIV/0! | #DIV/0! | #DIV/0! | #DIV/0! | #DIV/0! | #DIV/0! | #DIV/0! | #DIV/0! | #DIV/0! | #DIV/0! | 2078 | 0 | 0 | 0 | 0 | 0
9 | 9 | 2004 | 253 | 4 | 0.26333 | 0 | #DIV/0! | #DIV/0! | #DIV/0! | #DIV/0! | #DIV/0! | #DIV/0! | #DIV/0! | #DIV/0! | #DIV/0! | #DIV/0! | #DIV/0! | #DIV/0! | #DIV/0! | #DIV/0! | #DIV/0! | #DIV/0! | #DIV/0! | #DIV/0! | #DIV/0! | #DIV/0! | 2079 | 0 | 0 | 0 | 0 | 0
9 | 10 | 2004 | 254 | 5 | 0 | 0 | #DIV/0! | #DIV/0! | #DIV/0! | #DIV/0! | #DIV/0! | #DIV/0! | #DIV/0! | #DIV/0! | #DIV/0! | #DIV/0! | #DIV/0! | #DIV/0! | #DIV/0! | #DIV/0! | #DIV/0! | #DIV/0! | #DIV/0! | #DIV/0! | #DIV/0! | #DIV/0! | 2080 | 0 | 0 | 0 | 0 | 0
9 | 11 | 2004 | 255 | 6 | 0 | 0 | #DIV/0! | #DIV/0! | #DIV/0! | #DIV/0! | #DIV/0! | #DIV/0! | #DIV/0! | #DIV/0! | #DIV/0! | #DIV/0! | #DIV/0! | #DIV/0! | #DIV/0! | #DIV/0! | #DIV/0! | #DIV/0! | #DIV/0! | #DIV/0! | #DIV/0! | #DIV/0! | 2081 | 0 | 0 | 0 | 0 | 0
9 | 12 | 2004 | 256 | 7 | 0 | 0 | #DIV/0! | #DIV/0! | #DIV/0! | #DIV/0! | #DIV/0! | #DIV/0! | #DIV/0! | #DIV/0! | #DIV/0! | #DIV/0! | #DIV/0! | #DIV/0! | #DIV/0! | #DIV/0! | #DIV/0! | #DIV/0! | #DIV/0! | #DIV/0! | #DIV/0! | #DIV/0! | 2082 | 0 | 0 | 0 | 0 | 0
9 | 13 | 2004 | 257 | 1 | 0 | 0 | #DIV/0! | #DIV/0! | #DIV/0! | #DIV/0! | #DIV/0! | #DIV/0! | #DIV/0! | #DIV/0! | #DIV/0! | #DIV/0! | #DIV/0! | #DIV/0! | #DIV/0! | #DIV/0! | #DIV/0! | #DIV/0! | #DIV/0! | #DIV/0! | #DIV/0! | #DIV/0! | 2083 | 0 | 0 | 0 | 0 | 0
9 | 14 | 2004 | 258 | 2 | 0.11 | 0 | #DIV/0! | #DIV/0! | #DIV/0! | #DIV/0! | #DIV/0! | #DIV/0! | #DIV/0! | #DIV/0! | #DIV/0! | #DIV/0! | #DIV/0! | #DIV/0! | #DIV/0! | #DIV/0! | #DIV/0! | #DIV/0! | #DIV/0! | #DIV/0! | #DIV/0! | #DIV/0! | 2084 | 0 | 0 | 0 | 0 | 0
9 | 15 | 2004 | 259 | 3 | 0.25 | 0 | #DIV/0! | #DIV/0! | #DIV/0! | #DIV/0! | #DIV/0! | #DIV/0! | #DIV/0! | #DIV/0! | #DIV/0! | #DIV/0! | #DIV/0! | #DIV/0! | #DIV/0! | #DIV/0! | #DIV/0! | #DIV/0! | #DIV/0! | #DIV/0! | #DIV/0! | #DIV/0! | 2085 | 0 | 0 | 0 | 0 | 0
9 | 16 | 2004 | 260 | 4 | 0 | 0 | #DIV/0! | #DIV/0! | #DIV/0! | #DIV/0! | #DIV/0! | #DIV/0! | #DIV/0! | #DIV/0! | #DIV/0! | #DIV/0! | #DIV/0! | #DIV/0! | #DIV/0! | #DIV/0! | #DIV/0! | #DIV/0! | #DIV/0! | #DIV/0! | #DIV/0! | #DIV/0! | 2086 | 0 | 0 | 0 | 0 | 0
9 | 17 | 2004 | 261 | 5 | 0.85333 | 0 | #DIV/0! | #DIV/0! | #DIV/0! | #DIV/0! | #DIV/0! | #DIV/0! | #DIV/0! | #DIV/0! | #DIV/0! | #DIV/0! | #DIV/0! | #DIV/0! | #DIV/0! | #DIV/0! | #DIV/0! | #DIV/0! | #DIV/0! | #DIV/0! | #DIV/0! | #DIV/0! | 2087 | 0 | 0 | 0 | 0 | 0
9 | 18 | 2004 | 262 | 6 | 0.58333 | 0 | #DIV/0! | #DIV/0! | #DIV/0! | #DIV/0! | #DIV/0! | #DIV/0! | #DIV/0! | #DIV/0! | #DIV/0! | #DIV/0! | #DIV/0! | #DIV/0! | #DIV/0! | #DIV/0! | #DIV/0! | #DIV/0! | #DIV/0! | #DIV/0! | #DIV/0! | #DIV/0! | 2088 | 0 | 0 | 0 | 0 | 0
9 | 19 | 2004 | 263 | 7 | 0 | 0 | #DIV/0! | #DIV/0! | #DIV/0! | #DIV/0! | #DIV/0! | #DIV/0! | #DIV/0! | #DIV/0! | #DIV/0! | #DIV/0! | #DIV/0! | #DIV/0! | #DIV/0! | #DIV/0! | #DIV/0! | #DIV/0! | #DIV/0! | #DIV/0! | #DIV/0! | #DIV/0! | 2089 | 0 | 0 | 0 | 0 | 0
9 | 20 | 2004 | 264 | 1 | 0 | 0 | #DIV/0! | #DIV/0! | #DIV/0! | #DIV/0! | #DIV/0! | #DIV/0! | #DIV/0! | #DIV/0! | #DIV/0! | #DIV/0! | #DIV/0! | #DIV/0! | #DIV/0! | #DIV/0! | #DIV/0! | #DIV/0! | #DIV/0! | #DIV/0! | #DIV/0! | #DIV/0! | 2090 | 0 | 0 | 0 | 0 | 0
9 | 21 | 2004 | 265 | 2 | 0 | 0 | #DIV/0! | #DIV/0! | #DIV/0! | #DIV/0! | #DIV/0! | #DIV/0! | #DIV/0! | #DIV/0! | #DIV/0! | #DIV/0! | #DIV/0! | #DIV/0! | #DIV/0! | #DIV/0! | #DIV/0! | #DIV/0! | #DIV/0! | #DIV/0! | #DIV/0! | #DIV/0! | 2091 | 0 | 0 | 0 | 0 | 0
9 | 22 | 2004 | 266 | 3 | 0 | 0 | #DIV/0! | #DIV/0! | #DIV/0! | #DIV/0! | #DIV/0! | #DIV/0! | #DIV/0! | #DIV/0! | #DIV/0! | #DIV/0! | #DIV/0! | #DIV/0! | #DIV/0! | #DIV/0! | #DIV/0! | #DIV/0! | #DIV/0! | #DIV/0! | #DIV/0! | #DIV/0! | 2092 | 0 | 0 | 0 | 0 | 0
9 | 23 | 2004 | 267 | 4 | 0 | 0 | #DIV/0! | #DIV/0! | #DIV/0! | #DIV/0! | #DIV/0! | #DIV/0! | #DIV/0! | #DIV/0! | #DIV/0! | #DIV/0! | #DIV/0! | #DIV/0! | #DIV/0! | #DIV/0! | #DIV/0! | #DIV/0! | #DIV/0! | #DIV/0! | #DIV/0! | #DIV/0! | 2093 | 0 | 0 | 0 | 0 | 0
9 | 24 | 2004 | 268 | 5 | 0 | 0 | #DIV/0! | #DIV/0! | #DIV/0! | #DIV/0! | #DIV/0! | #DIV/0! | #DIV/0! | #DIV/0! | #DIV/0! | #DIV/0! | #DIV/0! | #DIV/0! | #DIV/0! | #DIV/0! | #DIV/0! | #DIV/0! | #DIV/0! | #DIV/0! | #DIV/0! | #DIV/0! | 2094 | 0 | 0 | 0 | 0 | 0
9 | 25 | 2004 | 269 | 6 | 0 | 0 | #DIV/0! | #DIV/0! | #DIV/0! | #DIV/0! | #DIV/0! | #DIV/0! | #DIV/0! | #DIV/0! | #DIV/0! | #DIV/0! | #DIV/0! | #DIV/0! | #DIV/0! | #DIV/0! | #DIV/0! | #DIV/0! | #DIV/0! | #DIV/0! | #DIV/0! | #DIV/0! | 2095 | 0 | 0 | 0 | 0 | 0
9 | 26 | 2004 | 270 | 7 | 0 | 0 | #DIV/0! | #DIV/0! | #DIV/0! | #DIV/0! | #DIV/0! | #DIV/0! | #DIV/0! | #DIV/0! | #DIV/0! | #DIV/0! | #DIV/0! | #DIV/0! | #DIV/0! | #DIV/0! | #DIV/0! | #DIV/0! | #DIV/0! | #DIV/0! | #DIV/0! | #DIV/0! | 2096 | 0 | 0 | 0 | 0 | 0
9 | 27 | 2004 | 271 | 1 | 0 | 0 | #DIV/0! | #DIV/0! | #DIV/0! | #DIV/0! | #DIV/0! | #DIV/0! | #DIV/0! | #DIV/0! | #DIV/0! | #DIV/0! | #DIV/0! | #DIV/0! | #DIV/0! | #DIV/0! | #DIV/0! | #DIV/0! | #DIV/0! | #DIV/0! | #DIV/0! | #DIV/0! | 2097 | 0 | 0 | 0 | 0 | 0
9 | 28 | 2004 | 272 | 2 | 1.82 | 0 | #DIV/0! | #DIV/0! | #DIV/0! | #DIV/0! | #DIV/0! | #DIV/0! | #DIV/0! | #DIV/0! | #DIV/0! | #DIV/0! | #DIV/0! | #DIV/0! | #DIV/0! | #DIV/0! | #DIV/0! | #DIV/0! | #DIV/0! | #DIV/0! | #DIV/0! | #DIV/0! | 2098 | 0 | 0 | 0 | 0 | 0
9 | 29 | 2004 | 273 | 3 | 0 | 0 | #DIV/0! | #DIV/0! | #DIV/0! | #DIV/0! | #DIV/0! | #DIV/0! | #DIV/0! | #DIV/0! | #DIV/0! | #DIV/0! | #DIV/0! | #DIV/0! | #DIV/0! | #DIV/0! | #DIV/0! | #DIV/0! | #DIV/0! | #DIV/0! | #DIV/0! | #DIV/0! | 2099 | 0 | 0 | 0 | 0 | 0
9 | 30 | 2004 | 274 | 4 | 0 | 0 | #DIV/0! | #DIV/0! | #DIV/0! | #DIV/0! | #DIV/0! | #DIV/0! | #DIV/0! | #DIV/0! | #DIV/0! | #DIV/0! | #DIV/0! | #DIV/0! | #DIV/0! | #DIV/0! | #DIV/0! | #DIV/0! | #DIV/0! | #DIV/0! | #DIV/0! | #DIV/0! | 2100 | 0 | 0 | 0 | 0 | 0
10 | 1 | 2004 | 275 | 5 | 0 | 0 | #DIV/0! | #DIV/0! | #DIV/0! | #DIV/0! | #DIV/0! | #DIV/0! | #DIV/0! | #DIV/0! | #DIV/0! | #DIV/0! | #DIV/0! | #DIV/0! | #DIV/0! | #DIV/0! | #DIV/0! | #DIV/0! | #DIV/0! | #DIV/0! | #DIV/0! | #DIV/0! | 2101 | 0 | 0 | 0 | 0 | 0
10 | 2 | 2004 | 276 | 6 | 0.36667 | 0 | #DIV/0! | #DIV/0! | #DIV/0! | #DIV/0! | #DIV/0! | #DIV/0! | #DIV/0! | #DIV/0! | #DIV/0! | #DIV/0! | #DIV/0! | #DIV/0! | #DIV/0! | #DIV/0! | #DIV/0! | #DIV/0! | #DIV/0! | #DIV/0! | #DIV/0! | #DIV/0! | 2102 | 0 | 0 | 0 | 0 | 0
10 | 3 | 2004 | 277 | 7 | 0 | 0 | #DIV/0! | #DIV/0! | #DIV/0! | #DIV/0! | #DIV/0! | #DIV/0! | #DIV/0! | #DIV/0! | #DIV/0! | #DIV/0! | #DIV/0! | #DIV/0! | #DIV/0! | #DIV/0! | #DIV/0! | #DIV/0! | #DIV/0! | #DIV/0! | #DIV/0! | #DIV/0! | 2103 | 0 | 0 | 0 | 0 | 0
10 | 4 | 2004 | 278 | 1 | 0 | 0 | #DIV/0! | #DIV/0! | #DIV/0! | #DIV/0! | #DIV/0! | #DIV/0! | #DIV/0! | #DIV/0! | #DIV/0! | #DIV/0! | #DIV/0! | #DIV/0! | #DIV/0! | #DIV/0! | #DIV/0! | #DIV/0! | #DIV/0! | #DIV/0! | #DIV/0! | #DIV/0! | 2104 | 0 | 0 | 0 | 0 | 0
10 | 5 | 2004 | 279 | 2 | 0 | 0 | #DIV/0! | #DIV/0! | #DIV/0! | #DIV/0! | #DIV/0! | #DIV/0! | #DIV/0! | #DIV/0! | #DIV/0! | #DIV/0! | #DIV/0! | #DIV/0! | #DIV/0! | #DIV/0! | #DIV/0! | #DIV/0! | #DIV/0! | #DIV/0! | #DIV/0! | #DIV/0! | 2105 | 0 | 0 | 0 | 0 | 0
10 | 6 | 2004 | 280 | 3 | 0 | 0 | #DIV/0! | #DIV/0! | #DIV/0! | #DIV/0! | #DIV/0! | #DIV/0! | #DIV/0! | #DIV/0! | #DIV/0! | #DIV/0! | #DIV/0! | #DIV/0! | #DIV/0! | #DIV/0! | #DIV/0! | #DIV/0! | #DIV/0! | #DIV/0! | #DIV/0! | #DIV/0! | 2106 | 0 | 0 | 0 | 0 | 0
10 | 7 | 2004 | 281 | 4 | 0 | 0 | #DIV/0! | #DIV/0! | #DIV/0! | #DIV/0! | #DIV/0! | #DIV/0! | #DIV/0! | #DIV/0! | #DIV/0! | #DIV/0! | #DIV/0! | #DIV/0! | #DIV/0! | #DIV/0! | #DIV/0! | #DIV/0! | #DIV/0! | #DIV/0! | #DIV/0! | #DIV/0! | 2107 | 0 | 0 | 0 | 0 | 0
10 | 8 | 2004 | 282 | 5 | 0 | 0 | #DIV/0! | #DIV/0! | #DIV/0! | #DIV/0! | #DIV/0! | #DIV/0! | #DIV/0! | #DIV/0! | #DIV/0! | #DIV/0! | #DIV/0! | #DIV/0! | #DIV/0! | #DIV/0! | #DIV/0! | #DIV/0! | #DIV/0! | #DIV/0! | #DIV/0! | #DIV/0! | 2108 | 0 | 0 | 0 | 0 | 0
10 | 9 | 2004 | 283 | 6 | 0 | 0 | #DIV/0! | #DIV/0! | #DIV/0! | #DIV/0! | #DIV/0! | #DIV/0! | #DIV/0! | #DIV/0! | #DIV/0! | #DIV/0! | #DIV/0! | #DIV/0! | #DIV/0! | #DIV/0! | #DIV/0! | #DIV/0! | #DIV/0! | #DIV/0! | #DIV/0! | #DIV/0! | 2109 | 0 | 0 | 0 | 0 | 0
10 | 10 | 2004 | 284 | 7 | 0 | 0 | #DIV/0! | #DIV/0! | #DIV/0! | #DIV/0! | #DIV/0! | #DIV/0! | #DIV/0! | #DIV/0! | #DIV/0! | #DIV/0! | #DIV/0! | #DIV/0! | #DIV/0! | #DIV/0! | #DIV/0! | #DIV/0! | #DIV/0! | #DIV/0! | #DIV/0! | #DIV/0! | 2110 | 0 | 0 | 0 | 0 | 0
10 | 11 | 2004 | 285 | 1 | 0 | 0 | #DIV/0! | #DIV/0! | #DIV/0! | #DIV/0! | #DIV/0! | #DIV/0! | #DIV/0! | #DIV/0! | #DIV/0! | #DIV/0! | #DIV/0! | #DIV/0! | #DIV/0! | #DIV/0! | #DIV/0! | #DIV/0! | #DIV/0! | #DIV/0! | #DIV/0! | #DIV/0! | 2111 | 0 | 0 | 0 | 0 | 0
10 | 12 | 2004 | 286 | 2 | 0 | 0 | #DIV/0! | #DIV/0! | #DIV/0! | #DIV/0! | #DIV/0! | #DIV/0! | #DIV/0! | #DIV/0! | #DIV/0! | #DIV/0! | #DIV/0! | #DIV/0! | #DIV/0! | #DIV/0! | #DIV/0! | #DIV/0! | #DIV/0! | #DIV/0! | #DIV/0! | #DIV/0! | 2112 | 0 | 0 | 0 | 0 | 0
10 | 13 | 2004 | 287 | 3 | 0.043333 | 0 | #DIV/0! | #DIV/0! | #DIV/0! | #DIV/0! | #DIV/0! | #DIV/0! | #DIV/0! | #DIV/0! | #DIV/0! | #DIV/0! | #DIV/0! | #DIV/0! | #DIV/0! | #DIV/0! | #DIV/0! | #DIV/0! | #DIV/0! | #DIV/0! | #DIV/0! | #DIV/0! | 2113 | 0 | 0 | 0 | 0 | 0
10 | 14 | 2004 | 288 | 4 | 0.18667 | 0 | #DIV/0! | #DIV/0! | #DIV/0! | #DIV/0! | #DIV/0! | #DIV/0! | #DIV/0! | #DIV/0! | #DIV/0! | #DIV/0! | #DIV/0! | #DIV/0! | #DIV/0! | #DIV/0! | #DIV/0! | #DIV/0! | #DIV/0! | #DIV/0! | #DIV/0! | #DIV/0! | 2114 | 0 | 0 | 0 | 0 | 0
10 | 15 | 2004 | 289 | 5 | 0.10333 | 0 | #DIV/0! | #DIV/0! | #DIV/0! | #DIV/0! | #DIV/0! | #DIV/0! | #DIV/0! | #DIV/0! | #DIV/0! | #DIV/0! | #DIV/0! | #DIV/0! | #DIV/0! | #DIV/0! | #DIV/0! | #DIV/0! | #DIV/0! | #DIV/0! | #DIV/0! | #DIV/0! | 2115 | 0 | 0 | 0 | 0 | 0
10 | 16 | 2004 | 290 | 6 | 0.026667 | 0 | #DIV/0! | #DIV/0! | #DIV/0! | #DIV/0! | #DIV/0! | #DIV/0! | #DIV/0! | #DIV/0! | #DIV/0! | #DIV/0! | #DIV/0! | #DIV/0! | #DIV/0! | #DIV/0! | #DIV/0! | #DIV/0! | #DIV/0! | #DIV/0! | #DIV/0! | #DIV/0! | 2116 | 0 | 0 | 0 | 0 | 0
10 | 17 | 2004 | 291 | 7 | 0 | 0 | #DIV/0! | #DIV/0! | #DIV/0! | #DIV/0! | #DIV/0! | #DIV/0! | #DIV/0! | #DIV/0! | #DIV/0! | #DIV/0! | #DIV/0! | #DIV/0! | #DIV/0! | #DIV/0! | #DIV/0! | #DIV/0! | #DIV/0! | #DIV/0! | #DIV/0! | #DIV/0! | 2117 | 0 | 0 | 0 | 0 | 0
10 | 18 | 2004 | 292 | 1 | 0.01 | 0 | #DIV/0! | #DIV/0! | #DIV/0! | #DIV/0! | #DIV/0! | #DIV/0! | #DIV/0! | #DIV/0! | #DIV/0! | #DIV/0! | #DIV/0! | #DIV/0! | #DIV/0! | #DIV/0! | #DIV/0! | #DIV/0! | #DIV/0! | #DIV/0! | #DIV/0! | #DIV/0! | 2118 | 0 | 0 | 0 | 0 | 0
10 | 19 | 2004 | 293 | 2 | 0.18333 | 0 | #DIV/0! | #DIV/0! | #DIV/0! | #DIV/0! | #DIV/0! | #DIV/0! | #DIV/0! | #DIV/0! | #DIV/0! | #DIV/0! | #DIV/0! | #DIV/0! | #DIV/0! | #DIV/0! | #DIV/0! | #DIV/0! | #DIV/0! | #DIV/0! | #DIV/0! | #DIV/0! | 2119 | 0 | 0 | 0 | 0 | 0
10 | 20 | 2004 | 294 | 3 | 0.23 | 0 | #DIV/0! | #DIV/0! | #DIV/0! | #DIV/0! | #DIV/0! | #DIV/0! | #DIV/0! | #DIV/0! | #DIV/0! | #DIV/0! | #DIV/0! | #DIV/0! | #DIV/0! | #DIV/0! | #DIV/0! | #DIV/0! | #DIV/0! | #DIV/0! | #DIV/0! | #DIV/0! | 2120 | 0 | 0 | 0 | 0 | 0
10 | 21 | 2004 | 295 | 4 | 0.12 | 0 | #DIV/0! | #DIV/0! | #DIV/0! | #DIV/0! | #DIV/0! | #DIV/0! | #DIV/0! | #DIV/0! | #DIV/0! | #DIV/0! | #DIV/0! | #DIV/0! | #DIV/0! | #DIV/0! | #DIV/0! | #DIV/0! | #DIV/0! | #DIV/0! | #DIV/0! | #DIV/0! | 2121 | 0 | 0 | 0 | 0 | 0
10 | 22 | 2004 | 296 | 5 | 0.0033333 | 0 | #DIV/0! | #DIV/0! | #DIV/0! | #DIV/0! | #DIV/0! | #DIV/0! | #DIV/0! | #DIV/0! | #DIV/0! | #DIV/0! | #DIV/0! | #DIV/0! | #DIV/0! | #DIV/0! | #DIV/0! | #DIV/0! | #DIV/0! | #DIV/0! | #DIV/0! | #DIV/0! | 2122 | 0 | 0 | 0 | 0 | 0
10 | 23 | 2004 | 297 | 6 | 0 | 0 | #DIV/0! | #DIV/0! | #DIV/0! | #DIV/0! | #DIV/0! | #DIV/0! | #DIV/0! | #DIV/0! | #DIV/0! | #DIV/0! | #DIV/0! | #DIV/0! | #DIV/0! | #DIV/0! | #DIV/0! | #DIV/0! | #DIV/0! | #DIV/0! | #DIV/0! | #DIV/0! | 2123 | 0 | 0 | 0 | 0 | 0
10 | 24 | 2004 | 298 | 7 | 0.08 | 0 | #DIV/0! | #DIV/0! | #DIV/0! | #DIV/0! | #DIV/0! | #DIV/0! | #DIV/0! | #DIV/0! | #DIV/0! | #DIV/0! | #DIV/0! | #DIV/0! | #DIV/0! | #DIV/0! | #DIV/0! | #DIV/0! | #DIV/0! | #DIV/0! | #DIV/0! | #DIV/0! | 2124 | 0 | 0 | 0 | 0 | 0
10 | 25 | 2004 | 299 | 1 | 0 | 0 | #DIV/0! | #DIV/0! | #DIV/0! | #DIV/0! | #DIV/0! | #DIV/0! | #DIV/0! | #DIV/0! | #DIV/0! | #DIV/0! | #DIV/0! | #DIV/0! | #DIV/0! | #DIV/0! | #DIV/0! | #DIV/0! | #DIV/0! | #DIV/0! | #DIV/0! | #DIV/0! | 2125 | 0 | 0 | 0 | 0 | 0
10 | 26 | 2004 | 300 | 2 | 0 | 0 | #DIV/0! | #DIV/0! | #DIV/0! | #DIV/0! | #DIV/0! | #DIV/0! | #DIV/0! | #DIV/0! | #DIV/0! | #DIV/0! | #DIV/0! | #DIV/0! | #DIV/0! | #DIV/0! | #DIV/0! | #DIV/0! | #DIV/0! | #DIV/0! | #DIV/0! | #DIV/0! | 2126 | 0 | 0 | 0 | 0 | 0
10 | 27 | 2004 | 301 | 3 | 0 | 0 | #DIV/0! | #DIV/0! | #DIV/0! | #DIV/0! | #DIV/0! | #DIV/0! | #DIV/0! | #DIV/0! | #DIV/0! | #DIV/0! | #DIV/0! | #DIV/0! | #DIV/0! | #DIV/0! | #DIV/0! | #DIV/0! | #DIV/0! | #DIV/0! | #DIV/0! | #DIV/0! | 2127 | 0 | 0 | 0 | 0 | 0
10 | 28 | 2004 | 302 | 4 | 0 | 0 | #DIV/0! | #DIV/0! | #DIV/0! | #DIV/0! | #DIV/0! | #DIV/0! | #DIV/0! | #DIV/0! | #DIV/0! | #DIV/0! | #DIV/0! | #DIV/0! | #DIV/0! | #DIV/0! | #DIV/0! | #DIV/0! | #DIV/0! | #DIV/0! | #DIV/0! | #DIV/0! | 2128 | 0 | 0 | 0 | 0 | 0
10 | 29 | 2004 | 303 | 5 | 0.046667 | 0 | #DIV/0! | #DIV/0! | #DIV/0! | #DIV/0! | #DIV/0! | #DIV/0! | #DIV/0! | #DIV/0! | #DIV/0! | #DIV/0! | #DIV/0! | #DIV/0! | #DIV/0! | #DIV/0! | #DIV/0! | #DIV/0! | #DIV/0! | #DIV/0! | #DIV/0! | #DIV/0! | 2129 | 0 | 0 | 0 | 0 | 0
10 | 30 | 2004 | 304 | 6 | 0.0066667 | 0 | #DIV/0! | #DIV/0! | #DIV/0! | #DIV/0! | #DIV/0! | #DIV/0! | #DIV/0! | #DIV/0! | #DIV/0! | #DIV/0! | #DIV/0! | #DIV/0! | #DIV/0! | #DIV/0! | #DIV/0! | #DIV/0! | #DIV/0! | #DIV/0! | #DIV/0! | #DIV/0! | 2130 | 0 | 0 | 0 | 0 | 0
10 | 31 | 2004 | 305 | 7 | 0 | 0 | #DIV/0! | #DIV/0! | #DIV/0! | #DIV/0! | #DIV/0! | #DIV/0! | #DIV/0! | #DIV/0! | #DIV/0! | #DIV/0! | #DIV/0! | #DIV/0! | #DIV/0! | #DIV/0! | #DIV/0! | #DIV/0! | #DIV/0! | #DIV/0! | #DIV/0! | #DIV/0! | 2131 | 0 | 0 | 0 | 0 | 0
11 | 1 | 2004 | 306 | 1 | 0 | 0 | #DIV/0! | #DIV/0! | #DIV/0! | #DIV/0! | #DIV/0! | #DIV/0! | #DIV/0! | #DIV/0! | #DIV/0! | #DIV/0! | #DIV/0! | #DIV/0! | #DIV/0! | #DIV/0! | #DIV/0! | #DIV/0! | #DIV/0! | #DIV/0! | #DIV/0! | #DIV/0! | 2132 | 0 | 0 | 0 | 0 | 0
11 | 2 | 2004 | 307 | 2 | 0 | 0 | #DIV/0! | #DIV/0! | #DIV/0! | #DIV/0! | #DIV/0! | #DIV/0! | #DIV/0! | #DIV/0! | #DIV/0! | #DIV/0! | #DIV/0! | #DIV/0! | #DIV/0! | #DIV/0! | #DIV/0! | #DIV/0! | #DIV/0! | #DIV/0! | #DIV/0! | #DIV/0! | 2133 | 0 | 0 | 0 | 0 | 0
11 | 3 | 2004 | 308 | 3 | 0 | 0 | #DIV/0! | #DIV/0! | #DIV/0! | #DIV/0! | #DIV/0! | #DIV/0! | #DIV/0! | #DIV/0! | #DIV/0! | #DIV/0! | #DIV/0! | #DIV/0! | #DIV/0! | #DIV/0! | #DIV/0! | #DIV/0! | #DIV/0! | #DIV/0! | #DIV/0! | #DIV/0! | 2134 | 0 | 0 | 0 | 0 | 0
11 | 4 | 2004 | 309 | 4 | 1.58 | 0 | #DIV/0! | #DIV/0! | #DIV/0! | #DIV/0! | #DIV/0! | #DIV/0! | #DIV/0! | #DIV/0! | #DIV/0! | #DIV/0! | #DIV/0! | #DIV/0! | #DIV/0! | #DIV/0! | #DIV/0! | #DIV/0! | #DIV/0! | #DIV/0! | #DIV/0! | #DIV/0! | 2135 | 0 | 0 | 0 | 0 | 0
11 | 5 | 2004 | 310 | 5 | 0 | 0 | #DIV/0! | #DIV/0! | #DIV/0! | #DIV/0! | #DIV/0! | #DIV/0! | #DIV/0! | #DIV/0! | #DIV/0! | #DIV/0! | #DIV/0! | #DIV/0! | #DIV/0! | #DIV/0! | #DIV/0! | #DIV/0! | #DIV/0! | #DIV/0! | #DIV/0! | #DIV/0! | 2136 | 0 | 0 | 0 | 0 | 0
11 | 6 | 2004 | 311 | 6 | 0 | 0 | #DIV/0! | #DIV/0! | #DIV/0! | #DIV/0! | #DIV/0! | #DIV/0! | #DIV/0! | #DIV/0! | #DIV/0! | #DIV/0! | #DIV/0! | #DIV/0! | #DIV/0! | #DIV/0! | #DIV/0! | #DIV/0! | #DIV/0! | #DIV/0! | #DIV/0! | #DIV/0! | 2137 | 0 | 0 | 0 | 0 | 0
11 | 7 | 2004 | 312 | 7 | 0 | 0 | #DIV/0! | #DIV/0! | #DIV/0! | #DIV/0! | #DIV/0! | #DIV/0! | #DIV/0! | #DIV/0! | #DIV/0! | #DIV/0! | #DIV/0! | #DIV/0! | #DIV/0! | #DIV/0! | #DIV/0! | #DIV/0! | #DIV/0! | #DIV/0! | #DIV/0! | #DIV/0! | 2138 | 0 | 0 | 0 | 0 | 0
11 | 8 | 2004 | 313 | 1 | 0 | 0 | #DIV/0! | #DIV/0! | #DIV/0! | #DIV/0! | #DIV/0! | #DIV/0! | #DIV/0! | #DIV/0! | #DIV/0! | #DIV/0! | #DIV/0! | #DIV/0! | #DIV/0! | #DIV/0! | #DIV/0! | #DIV/0! | #DIV/0! | #DIV/0! | #DIV/0! | #DIV/0! | 2139 | 0 | 0 | 0 | 0 | 0
11 | 9 | 2004 | 314 | 2 | 0 | 0 | #DIV/0! | #DIV/0! | #DIV/0! | #DIV/0! | #DIV/0! | #DIV/0! | #DIV/0! | #DIV/0! | #DIV/0! | #DIV/0! | #DIV/0! | #DIV/0! | #DIV/0! | #DIV/0! | #DIV/0! | #DIV/0! | #DIV/0! | #DIV/0! | #DIV/0! | #DIV/0! | 2140 | 0 | 0 | 0 | 0 | 0
11 | 10 | 2004 | 315 | 3 | 0 | 0 | #DIV/0! | #DIV/0! | #DIV/0! | #DIV/0! | #DIV/0! | #DIV/0! | #DIV/0! | #DIV/0! | #DIV/0! | #DIV/0! | #DIV/0! | #DIV/0! | #DIV/0! | #DIV/0! | #DIV/0! | #DIV/0! | #DIV/0! | #DIV/0! | #DIV/0! | #DIV/0! | 2141 | 0 | 0 | 0 | 0 | 0
11 | 11 | 2004 | 316 | 4 | 0 | 0 | #DIV/0! | #DIV/0! | #DIV/0! | #DIV/0! | #DIV/0! | #DIV/0! | #DIV/0! | #DIV/0! | #DIV/0! | #DIV/0! | #DIV/0! | #DIV/0! | #DIV/0! | #DIV/0! | #DIV/0! | #DIV/0! | #DIV/0! | #DIV/0! | #DIV/0! | #DIV/0! | 2142 | 0 | 0 | 0 | 0 | 0
11 | 12 | 2004 | 317 | 5 | 1.9067 | 0 | #DIV/0! | #DIV/0! | #DIV/0! | #DIV/0! | #DIV/0! | #DIV/0! | #DIV/0! | #DIV/0! | #DIV/0! | #DIV/0! | #DIV/0! | #DIV/0! | #DIV/0! | #DIV/0! | #DIV/0! | #DIV/0! | #DIV/0! | #DIV/0! | #DIV/0! | #DIV/0! | 2143 | 0 | 0 | 0 | 0 | 0
11 | 13 | 2004 | 318 | 6 | 0.03 | 0 | #DIV/0! | #DIV/0! | #DIV/0! | #DIV/0! | #DIV/0! | #DIV/0! | #DIV/0! | #DIV/0! | #DIV/0! | #DIV/0! | #DIV/0! | #DIV/0! | #DIV/0! | #DIV/0! | #DIV/0! | #DIV/0! | #DIV/0! | #DIV/0! | #DIV/0! | #DIV/0! | 2144 | 0 | 0 | 0 | 0 | 0
11 | 14 | 2004 | 319 | 7 | 0 | 0 | #DIV/0! | #DIV/0! | #DIV/0! | #DIV/0! | #DIV/0! | #DIV/0! | #DIV/0! | #DIV/0! | #DIV/0! | #DIV/0! | #DIV/0! | #DIV/0! | #DIV/0! | #DIV/0! | #DIV/0! | #DIV/0! | #DIV/0! | #DIV/0! | #DIV/0! | #DIV/0! | 2145 | 0 | 0 | 0 | 0 | 0
11 | 15 | 2004 | 320 | 1 | 0 | 0 | #DIV/0! | #DIV/0! | #DIV/0! | #DIV/0! | #DIV/0! | #DIV/0! | #DIV/0! | #DIV/0! | #DIV/0! | #DIV/0! | #DIV/0! | #DIV/0! | #DIV/0! | #DIV/0! | #DIV/0! | #DIV/0! | #DIV/0! | #DIV/0! | #DIV/0! | #DIV/0! | 2146 | 0 | 0 | 0 | 0 | 0
11 | 16 | 2004 | 321 | 2 | 0 | 0 | #DIV/0! | #DIV/0! | #DIV/0! | #DIV/0! | #DIV/0! | #DIV/0! | #DIV/0! | #DIV/0! | #DIV/0! | #DIV/0! | #DIV/0! | #DIV/0! | #DIV/0! | #DIV/0! | #DIV/0! | #DIV/0! | #DIV/0! | #DIV/0! | #DIV/0! | #DIV/0! | 2147 | 0 | 0 | 0 | 0 | 0
11 | 17 | 2004 | 322 | 3 | 0 | 0 | #DIV/0! | #DIV/0! | #DIV/0! | #DIV/0! | #DIV/0! | #DIV/0! | #DIV/0! | #DIV/0! | #DIV/0! | #DIV/0! | #DIV/0! | #DIV/0! | #DIV/0! | #DIV/0! | #DIV/0! | #DIV/0! | #DIV/0! | #DIV/0! | #DIV/0! | #DIV/0! | 2148 | 0 | 0 | 0 | 0 | 0
11 | 18 | 2004 | 323 | 4 | 0.023333 | 0 | #DIV/0! | #DIV/0! | #DIV/0! | #DIV/0! | #DIV/0! | #DIV/0! | #DIV/0! | #DIV/0! | #DIV/0! | #DIV/0! | #DIV/0! | #DIV/0! | #DIV/0! | #DIV/0! | #DIV/0! | #DIV/0! | #DIV/0! | #DIV/0! | #DIV/0! | #DIV/0! | 2149 | 0 | 0 | 0 | 0 | 0
11 | 19 | 2004 | 324 | 5 | 0.023333 | 0 | #DIV/0! | #DIV/0! | #DIV/0! | #DIV/0! | #DIV/0! | #DIV/0! | #DIV/0! | #DIV/0! | #DIV/0! | #DIV/0! | #DIV/0! | #DIV/0! | #DIV/0! | #DIV/0! | #DIV/0! | #DIV/0! | #DIV/0! | #DIV/0! | #DIV/0! | #DIV/0! | 2150 | 0 | 0 | 0 | 0 | 0
11 | 20 | 2004 | 325 | 6 | 0.18333 | 0 | #DIV/0! | #DIV/0! | #DIV/0! | #DIV/0! | #DIV/0! | #DIV/0! | #DIV/0! | #DIV/0! | #DIV/0! | #DIV/0! | #DIV/0! | #DIV/0! | #DIV/0! | #DIV/0! | #DIV/0! | #DIV/0! | #DIV/0! | #DIV/0! | #DIV/0! | #DIV/0! | 2151 | 0 | 0 | 0 | 0 | 0
11 | 21 | 2004 | 326 | 7 | 0 | 0 | #DIV/0! | #DIV/0! | #DIV/0! | #DIV/0! | #DIV/0! | #DIV/0! | #DIV/0! | #DIV/0! | #DIV/0! | #DIV/0! | #DIV/0! | #DIV/0! | #DIV/0! | #DIV/0! | #DIV/0! | #DIV/0! | #DIV/0! | #DIV/0! | #DIV/0! | #DIV/0! | 2152 | 0 | 0 | 0 | 0 | 0
11 | 22 | 2004 | 327 | 1 | 0.016667 | 0 | #DIV/0! | #DIV/0! | #DIV/0! | #DIV/0! | #DIV/0! | #DIV/0! | #DIV/0! | #DIV/0! | #DIV/0! | #DIV/0! | #DIV/0! | #DIV/0! | #DIV/0! | #DIV/0! | #DIV/0! | #DIV/0! | #DIV/0! | #DIV/0! | #DIV/0! | #DIV/0! | 2153 | 0 | 0 | 0 | 0 | 0
11 | 23 | 2004 | 328 | 2 | 0 | 0 | #DIV/0! | #DIV/0! | #DIV/0! | #DIV/0! | #DIV/0! | #DIV/0! | #DIV/0! | #DIV/0! | #DIV/0! | #DIV/0! | #DIV/0! | #DIV/0! | #DIV/0! | #DIV/0! | #DIV/0! | #DIV/0! | #DIV/0! | #DIV/0! | #DIV/0! | #DIV/0! | 2154 | 0 | 0 | 0 | 0 | 0
11 | 24 | 2004 | 329 | 3 | 0.21 | 0 | #DIV/0! | #DIV/0! | #DIV/0! | #DIV/0! | #DIV/0! | #DIV/0! | #DIV/0! | #DIV/0! | #DIV/0! | #DIV/0! | #DIV/0! | #DIV/0! | #DIV/0! | #DIV/0! | #DIV/0! | #DIV/0! | #DIV/0! | #DIV/0! | #DIV/0! | #DIV/0! | 2155 | 0 | 0 | 0 | 0 | 0
11 | 25 | 2004 | 330 | 4 | 0.093333 | 0 | #DIV/0! | #DIV/0! | #DIV/0! | #DIV/0! | #DIV/0! | #DIV/0! | #DIV/0! | #DIV/0! | #DIV/0! | #DIV/0! | #DIV/0! | #DIV/0! | #DIV/0! | #DIV/0! | #DIV/0! | #DIV/0! | #DIV/0! | #DIV/0! | #DIV/0! | #DIV/0! | 2156 | 0 | 0 | 0 | 0 | 0
11 | 26 | 2004 | 331 | 5 | 0 | 0 | #DIV/0! | #DIV/0! | #DIV/0! | #DIV/0! | #DIV/0! | #DIV/0! | #DIV/0! | #DIV/0! | #DIV/0! | #DIV/0! | #DIV/0! | #DIV/0! | #DIV/0! | #DIV/0! | #DIV/0! | #DIV/0! | #DIV/0! | #DIV/0! | #DIV/0! | #DIV/0! | 2157 | 0 | 0 | 0 | 0 | 0
11 | 27 | 2004 | 332 | 6 | 0.063333 | 0 | #DIV/0! | #DIV/0! | #DIV/0! | #DIV/0! | #DIV/0! | #DIV/0! | #DIV/0! | #DIV/0! | #DIV/0! | #DIV/0! | #DIV/0! | #DIV/0! | #DIV/0! | #DIV/0! | #DIV/0! | #DIV/0! | #DIV/0! | #DIV/0! | #DIV/0! | #DIV/0! | 2158 | 0 | 0 | 0 | 0 | 0
11 | 28 | 2004 | 333 | 7 | 0.38333 | 0 | #DIV/0! | #DIV/0! | #DIV/0! | #DIV/0! | #DIV/0! | #DIV/0! | #DIV/0! | #DIV/0! | #DIV/0! | #DIV/0! | #DIV/0! | #DIV/0! | #DIV/0! | #DIV/0! | #DIV/0! | #DIV/0! | #DIV/0! | #DIV/0! | #DIV/0! | #DIV/0! | 2159 | 0 | 0 | 0 | 0 | 0
11 | 29 | 2004 | 334 | 1 | 0 | 0 | #DIV/0! | #DIV/0! | #DIV/0! | #DIV/0! | #DIV/0! | #DIV/0! | #DIV/0! | #DIV/0! | #DIV/0! | #DIV/0! | #DIV/0! | #DIV/0! | #DIV/0! | #DIV/0! | #DIV/0! | #DIV/0! | #DIV/0! | #DIV/0! | #DIV/0! | #DIV/0! | 2160 | 0 | 0 | 0 | 0 | 0
11 | 30 | 2004 | 335 | 2 | 0.03 | 0 | #DIV/0! | #DIV/0! | #DIV/0! | #DIV/0! | #DIV/0! | #DIV/0! | #DIV/0! | #DIV/0! | #DIV/0! | #DIV/0! | #DIV/0! | #DIV/0! | #DIV/0! | #DIV/0! | #DIV/0! | #DIV/0! | #DIV/0! | #DIV/0! | #DIV/0! | #DIV/0! | 2161 | 0 | 0 | 0 | 0 | 0
12 | 1 | 2004 | 336 | 3 | 0.43 | 0 | #DIV/0! | #DIV/0! | #DIV/0! | #DIV/0! | #DIV/0! | #DIV/0! | #DIV/0! | #DIV/0! | #DIV/0! | #DIV/0! | #DIV/0! | #DIV/0! | #DIV/0! | #DIV/0! | #DIV/0! | #DIV/0! | #DIV/0! | #DIV/0! | #DIV/0! | #DIV/0! | 2162 | 0 | 0 | 0 | 0 | 0
12 | 2 | 2004 | 337 | 4 | 0 | 0 | #DIV/0! | #DIV/0! | #DIV/0! | #DIV/0! | #DIV/0! | #DIV/0! | #DIV/0! | #DIV/0! | #DIV/0! | #DIV/0! | #DIV/0! | #DIV/0! | #DIV/0! | #DIV/0! | #DIV/0! | #DIV/0! | #DIV/0! | #DIV/0! | #DIV/0! | #DIV/0! | 2163 | 0 | 0 | 0 | 0 | 0
12 | 3 | 2004 | 338 | 5 | 0 | 0 | #DIV/0! | #DIV/0! | #DIV/0! | #DIV/0! | #DIV/0! | #DIV/0! | #DIV/0! | #DIV/0! | #DIV/0! | #DIV/0! | #DIV/0! | #DIV/0! | #DIV/0! | #DIV/0! | #DIV/0! | #DIV/0! | #DIV/0! | #DIV/0! | #DIV/0! | #DIV/0! | 2164 | 0 | 0 | 0 | 0 | 0
12 | 4 | 2004 | 339 | 6 | 0 | 0 | #DIV/0! | #DIV/0! | #DIV/0! | #DIV/0! | #DIV/0! | #DIV/0! | #DIV/0! | #DIV/0! | #DIV/0! | #DIV/0! | #DIV/0! | #DIV/0! | #DIV/0! | #DIV/0! | #DIV/0! | #DIV/0! | #DIV/0! | #DIV/0! | #DIV/0! | #DIV/0! | 2165 | 0 | 0 | 0 | 0 | 0
12 | 5 | 2004 | 340 | 7 | 0 | 0 | #DIV/0! | #DIV/0! | #DIV/0! | #DIV/0! | #DIV/0! | #DIV/0! | #DIV/0! | #DIV/0! | #DIV/0! | #DIV/0! | #DIV/0! | #DIV/0! | #DIV/0! | #DIV/0! | #DIV/0! | #DIV/0! | #DIV/0! | #DIV/0! | #DIV/0! | #DIV/0! | 2166 | 0 | 0 | 0 | 0 | 0
12 | 6 | 2004 | 341 | 1 | 0.0033333 | 0 | #DIV/0! | #DIV/0! | #DIV/0! | #DIV/0! | #DIV/0! | #DIV/0! | #DIV/0! | #DIV/0! | #DIV/0! | #DIV/0! | #DIV/0! | #DIV/0! | #DIV/0! | #DIV/0! | #DIV/0! | #DIV/0! | #DIV/0! | #DIV/0! | #DIV/0! | #DIV/0! | 2167 | 0 | 0 | 0 | 0 | 0
12 | 7 | 2004 | 342 | 2 | 0.45 | 0 | #DIV/0! | #DIV/0! | #DIV/0! | #DIV/0! | #DIV/0! | #DIV/0! | #DIV/0! | #DIV/0! | #DIV/0! | #DIV/0! | #DIV/0! | #DIV/0! | #DIV/0! | #DIV/0! | #DIV/0! | #DIV/0! | #DIV/0! | #DIV/0! | #DIV/0! | #DIV/0! | 2168 | 0 | 0 | 0 | 0 | 0
12 | 8 | 2004 | 343 | 3 | 0 | 0 | #DIV/0! | #DIV/0! | #DIV/0! | #DIV/0! | #DIV/0! | #DIV/0! | #DIV/0! | #DIV/0! | #DIV/0! | #DIV/0! | #DIV/0! | #DIV/0! | #DIV/0! | #DIV/0! | #DIV/0! | #DIV/0! | #DIV/0! | #DIV/0! | #DIV/0! | #DIV/0! | 2169 | 0 | 0 | 0 | 0 | 0
12 | 9 | 2004 | 344 | 4 | 0.66 | 0 | #DIV/0! | #DIV/0! | #DIV/0! | #DIV/0! | #DIV/0! | #DIV/0! | #DIV/0! | #DIV/0! | #DIV/0! | #DIV/0! | #DIV/0! | #DIV/0! | #DIV/0! | #DIV/0! | #DIV/0! | #DIV/0! | #DIV/0! | #DIV/0! | #DIV/0! | #DIV/0! | 2170 | 0 | 0 | 0 | 0 | 0
12 | 10 | 2004 | 345 | 5 | 0.16667 | 0 | #DIV/0! | #DIV/0! | #DIV/0! | #DIV/0! | #DIV/0! | #DIV/0! | #DIV/0! | #DIV/0! | #DIV/0! | #DIV/0! | #DIV/0! | #DIV/0! | #DIV/0! | #DIV/0! | #DIV/0! | #DIV/0! | #DIV/0! | #DIV/0! | #DIV/0! | #DIV/0! | 2171 | 0 | 0 | 0 | 0 | 0
12 | 11 | 2004 | 346 | 6 | 0.12333 | 0 | #DIV/0! | #DIV/0! | #DIV/0! | #DIV/0! | #DIV/0! | #DIV/0! | #DIV/0! | #DIV/0! | #DIV/0! | #DIV/0! | #DIV/0! | #DIV/0! | #DIV/0! | #DIV/0! | #DIV/0! | #DIV/0! | #DIV/0! | #DIV/0! | #DIV/0! | #DIV/0! | 2172 | 0 | 0 | 0 | 0 | 0
12 | 12 | 2004 | 347 | 7 | 0 | 0 | #DIV/0! | #DIV/0! | #DIV/0! | #DIV/0! | #DIV/0! | #DIV/0! | #DIV/0! | #DIV/0! | #DIV/0! | #DIV/0! | #DIV/0! | #DIV/0! | #DIV/0! | #DIV/0! | #DIV/0! | #DIV/0! | #DIV/0! | #DIV/0! | #DIV/0! | #DIV/0! | 2173 | 0 | 0 | 0 | 0 | 0
12 | 13 | 2004 | 348 | 1 | 0 | 0 | #DIV/0! | #DIV/0! | #DIV/0! | #DIV/0! | #DIV/0! | #DIV/0! | #DIV/0! | #DIV/0! | #DIV/0! | #DIV/0! | #DIV/0! | #DIV/0! | #DIV/0! | #DIV/0! | #DIV/0! | #DIV/0! | #DIV/0! | #DIV/0! | #DIV/0! | #DIV/0! | 2174 | 0 | 0 | 0 | 0 | 0
12 | 14 | 2004 | 349 | 2 | 0 | 0 | #DIV/0! | #DIV/0! | #DIV/0! | #DIV/0! | #DIV/0! | #DIV/0! | #DIV/0! | #DIV/0! | #DIV/0! | #DIV/0! | #DIV/0! | #DIV/0! | #DIV/0! | #DIV/0! | #DIV/0! | #DIV/0! | #DIV/0! | #DIV/0! | #DIV/0! | #DIV/0! | 2175 | 0 | 0 | 0 | 0 | 0
12 | 15 | 2004 | 350 | 3 | 0 | 0 | #DIV/0! | #DIV/0! | #DIV/0! | #DIV/0! | #DIV/0! | #DIV/0! | #DIV/0! | #DIV/0! | #DIV/0! | #DIV/0! | #DIV/0! | #DIV/0! | #DIV/0! | #DIV/0! | #DIV/0! | #DIV/0! | #DIV/0! | #DIV/0! | #DIV/0! | #DIV/0! | 2176 | 0 | 0 | 0 | 0 | 0
12 | 16 | 2004 | 351 | 4 | 0 | 0 | #DIV/0! | #DIV/0! | #DIV/0! | #DIV/0! | #DIV/0! | #DIV/0! | #DIV/0! | #DIV/0! | #DIV/0! | #DIV/0! | #DIV/0! | #DIV/0! | #DIV/0! | #DIV/0! | #DIV/0! | #DIV/0! | #DIV/0! | #DIV/0! | #DIV/0! | #DIV/0! | 2177 | 0 | 0 | 0 | 0 | 0
12 | 17 | 2004 | 352 | 5 | 0 | 0 | #DIV/0! | #DIV/0! | #DIV/0! | #DIV/0! | #DIV/0! | #DIV/0! | #DIV/0! | #DIV/0! | #DIV/0! | #DIV/0! | #DIV/0! | #DIV/0! | #DIV/0! | #DIV/0! | #DIV/0! | #DIV/0! | #DIV/0! | #DIV/0! | #DIV/0! | #DIV/0! | 2178 | 0 | 0 | 0 | 0 | 0
12 | 18 | 2004 | 353 | 6 | 0 | 0 | #DIV/0! | #DIV/0! | #DIV/0! | #DIV/0! | #DIV/0! | #DIV/0! | #DIV/0! | #DIV/0! | #DIV/0! | #DIV/0! | #DIV/0! | #DIV/0! | #DIV/0! | #DIV/0! | #DIV/0! | #DIV/0! | #DIV/0! | #DIV/0! | #DIV/0! | #DIV/0! | 2179 | 0 | 0 | 0 | 0 | 0
12 | 19 | 2004 | 354 | 7 | 0.086667 | 0 | #DIV/0! | #DIV/0! | #DIV/0! | #DIV/0! | #DIV/0! | #DIV/0! | #DIV/0! | #DIV/0! | #DIV/0! | #DIV/0! | #DIV/0! | #DIV/0! | #DIV/0! | #DIV/0! | #DIV/0! | #DIV/0! | #DIV/0! | #DIV/0! | #DIV/0! | #DIV/0! | 2180 | 0 | 0 | 0 | 0 | 0
12 | 20 | 2004 | 355 | 1 | 0 | 0 | #DIV/0! | #DIV/0! | #DIV/0! | #DIV/0! | #DIV/0! | #DIV/0! | #DIV/0! | #DIV/0! | #DIV/0! | #DIV/0! | #DIV/0! | #DIV/0! | #DIV/0! | #DIV/0! | #DIV/0! | #DIV/0! | #DIV/0! | #DIV/0! | #DIV/0! | #DIV/0! | 2181 | 0 | 0 | 0 | 0 | 0
12 | 21 | 2004 | 356 | 2 | 0 | 0 | #DIV/0! | #DIV/0! | #DIV/0! | #DIV/0! | #DIV/0! | #DIV/0! | #DIV/0! | #DIV/0! | #DIV/0! | #DIV/0! | #DIV/0! | #DIV/0! | #DIV/0! | #DIV/0! | #DIV/0! | #DIV/0! | #DIV/0! | #DIV/0! | #DIV/0! | #DIV/0! | 2182 | 0 | 0 | 0 | 0 | 0
12 | 22 | 2004 | 357 | 3 | 0 | 0 | #DIV/0! | #DIV/0! | #DIV/0! | #DIV/0! | #DIV/0! | #DIV/0! | #DIV/0! | #DIV/0! | #DIV/0! | #DIV/0! | #DIV/0! | #DIV/0! | #DIV/0! | #DIV/0! | #DIV/0! | #DIV/0! | #DIV/0! | #DIV/0! | #DIV/0! | #DIV/0! | 2183 | 0 | 0 | 0 | 0 | 0
12 | 23 | 2004 | 358 | 4 | 1.0733 | 0 | #DIV/0! | #DIV/0! | #DIV/0! | #DIV/0! | #DIV/0! | #DIV/0! | #DIV/0! | #DIV/0! | #DIV/0! | #DIV/0! | #DIV/0! | #DIV/0! | #DIV/0! | #DIV/0! | #DIV/0! | #DIV/0! | #DIV/0! | #DIV/0! | #DIV/0! | #DIV/0! | 2184 | 0 | 0 | 0 | 0 | 0
12 | 24 | 2004 | 359 | 5 | 0 | 0 | #DIV/0! | #DIV/0! | #DIV/0! | #DIV/0! | #DIV/0! | #DIV/0! | #DIV/0! | #DIV/0! | #DIV/0! | #DIV/0! | #DIV/0! | #DIV/0! | #DIV/0! | #DIV/0! | #DIV/0! | #DIV/0! | #DIV/0! | #DIV/0! | #DIV/0! | #DIV/0! | 2185 | 0 | 0 | 0 | 0 | 0
12 | 25 | 2004 | 360 | 6 | 0 | 0 | #DIV/0! | #DIV/0! | #DIV/0! | #DIV/0! | #DIV/0! | #DIV/0! | #DIV/0! | #DIV/0! | #DIV/0! | #DIV/0! | #DIV/0! | #DIV/0! | #DIV/0! | #DIV/0! | #DIV/0! | #DIV/0! | #DIV/0! | #DIV/0! | #DIV/0! | #DIV/0! | 2186 | 0 | 0 | 0 | 0 | 0
12 | 26 | 2004 | 361 | 7 | 0 | 0 | #DIV/0! | #DIV/0! | #DIV/0! | #DIV/0! | #DIV/0! | #DIV/0! | #DIV/0! | #DIV/0! | #DIV/0! | #DIV/0! | #DIV/0! | #DIV/0! | #DIV/0! | #DIV/0! | #DIV/0! | #DIV/0! | #DIV/0! | #DIV/0! | #DIV/0! | #DIV/0! | 2187 | 0 | 0 | 0 | 0 | 0
12 | 27 | 2004 | 362 | 1 | 0 | 0 | #DIV/0! | #DIV/0! | #DIV/0! | #DIV/0! | #DIV/0! | #DIV/0! | #DIV/0! | #DIV/0! | #DIV/0! | #DIV/0! | #DIV/0! | #DIV/0! | #DIV/0! | #DIV/0! | #DIV/0! | #DIV/0! | #DIV/0! | #DIV/0! | #DIV/0! | #DIV/0! | 2188 | 0 | 0 | 0 | 0 | 0
12 | 28 | 2004 | 363 | 2 | 0 | 0 | #DIV/0! | #DIV/0! | #DIV/0! | #DIV/0! | #DIV/0! | #DIV/0! | #DIV/0! | #DIV/0! | #DIV/0! | #DIV/0! | #DIV/0! | #DIV/0! | #DIV/0! | #DIV/0! | #DIV/0! | #DIV/0! | #DIV/0! | #DIV/0! | #DIV/0! | #DIV/0! | 2189 | 0 | 0 | 0 | 0 | 0
12 | 29 | 2004 | 364 | 3 | 0 | 0 | #DIV/0! | #DIV/0! | #DIV/0! | #DIV/0! | #DIV/0! | #DIV/0! | #DIV/0! | #DIV/0! | #DIV/0! | #DIV/0! | #DIV/0! | #DIV/0! | #DIV/0! | #DIV/0! | #DIV/0! | #DIV/0! | #DIV/0! | #DIV/0! | #DIV/0! | #DIV/0! | 2190 | 0 | 0 | 0 | 0 | 0
12 | 30 | 2004 | 365 | 4 | 0 | 0 | #DIV/0! | #DIV/0! | #DIV/0! | #DIV/0! | #DIV/0! | #DIV/0! | #DIV/0! | #DIV/0! | #DIV/0! | #DIV/0! | #DIV/0! | #DIV/0! | #DIV/0! | #DIV/0! | #DIV/0! | #DIV/0! | #DIV/0! | #DIV/0! | #DIV/0! | #DIV/0! | 2191 | 0 | 0 | 0 | 0 | 0
12 | 31 | 2004 | 1 | 5 | 0.0033333 | 0 | #DIV/0! | #DIV/0! | #DIV/0! | #DIV/0! | #DIV/0! | #DIV/0! | #DIV/0! | #DIV/0! | #DIV/0! | #DIV/0! | #DIV/0! | #DIV/0! | #DIV/0! | #DIV/0! | #DIV/0! | #DIV/0! | #DIV/0! | #DIV/0! | #DIV/0! | #DIV/0! | 2192 | 0 | 0 | 0 | 0 | 0
1 | 1 | 2005 | 2 | 6 | 0 | 0 | #DIV/0! | #DIV/0! | #DIV/0! | #DIV/0! | #DIV/0! | #DIV/0! | #DIV/0! | #DIV/0! | #DIV/0! | #DIV/0! | #DIV/0! | #DIV/0! | #DIV/0! | #DIV/0! | #DIV/0! | #DIV/0! | #DIV/0! | #DIV/0! | #DIV/0! | #DIV/0! | 2193 | 0 | 0 | 0 | 0 | 0
1 | 2 | 2005 | 3 | 7 | 0 | 0 | #DIV/0! | #DIV/0! | #DIV/0! | #DIV/0! | #DIV/0! | #DIV/0! | #DIV/0! | #DIV/0! | #DIV/0! | #DIV/0! | #DIV/0! | #DIV/0! | #DIV/0! | #DIV/0! | #DIV/0! | #DIV/0! | #DIV/0! | #DIV/0! | #DIV/0! | #DIV/0! | 2194 | 0 | 0 | 0 | 0 | 0
1 | 3 | 2005 | 4 | 1 | 0.01 | 0 | #DIV/0! | #DIV/0! | #DIV/0! | #DIV/0! | #DIV/0! | #DIV/0! | #DIV/0! | #DIV/0! | #DIV/0! | #DIV/0! | #DIV/0! | #DIV/0! | #DIV/0! | #DIV/0! | #DIV/0! | #DIV/0! | #DIV/0! | #DIV/0! | #DIV/0! | #DIV/0! | 2195 | 0 | 0 | 0 | 0 | 0
1 | 4 | 2005 | 5 | 2 | 0.0033333 | 0 | #DIV/0! | #DIV/0! | #DIV/0! | #DIV/0! | #DIV/0! | #DIV/0! | #DIV/0! | #DIV/0! | #DIV/0! | #DIV/0! | #DIV/0! | #DIV/0! | #DIV/0! | #DIV/0! | #DIV/0! | #DIV/0! | #DIV/0! | #DIV/0! | #DIV/0! | #DIV/0! | 2196 | 0 | 0 | 0 | 0 | 0
1 | 5 | 2005 | 6 | 3 | 0.24667 | 0 | #DIV/0! | #DIV/0! | #DIV/0! | #DIV/0! | #DIV/0! | #DIV/0! | #DIV/0! | #DIV/0! | #DIV/0! | #DIV/0! | #DIV/0! | #DIV/0! | #DIV/0! | #DIV/0! | #DIV/0! | #DIV/0! | #DIV/0! | #DIV/0! | #DIV/0! | #DIV/0! | 2197 | 0 | 0 | 0 | 0 | 0
1 | 6 | 2005 | 7 | 4 | 0.0066667 | 0 | #DIV/0! | #DIV/0! | #DIV/0! | #DIV/0! | #DIV/0! | #DIV/0! | #DIV/0! | #DIV/0! | #DIV/0! | #DIV/0! | #DIV/0! | #DIV/0! | #DIV/0! | #DIV/0! | #DIV/0! | #DIV/0! | #DIV/0! | #DIV/0! | #DIV/0! | #DIV/0! | 2198 | 0 | 0 | 0 | 0 | 0
1 | 7 | 2005 | 8 | 5 | 0.0066667 | 0 | #DIV/0! | #DIV/0! | #DIV/0! | #DIV/0! | #DIV/0! | #DIV/0! | #DIV/0! | #DIV/0! | #DIV/0! | #DIV/0! | #DIV/0! | #DIV/0! | #DIV/0! | #DIV/0! | #DIV/0! | #DIV/0! | #DIV/0! | #DIV/0! | #DIV/0! | #DIV/0! | 2199 | 0 | 0 | 0 | 0 | 0
1 | 8 | 2005 | 9 | 6 | 0.2 | 0 | #DIV/0! | #DIV/0! | #DIV/0! | #DIV/0! | #DIV/0! | #DIV/0! | #DIV/0! | #DIV/0! | #DIV/0! | #DIV/0! | #DIV/0! | #DIV/0! | #DIV/0! | #DIV/0! | #DIV/0! | #DIV/0! | #DIV/0! | #DIV/0! | #DIV/0! | #DIV/0! | 2200 | 0 | 0 | 0 | 0 | 0
1 | 9 | 2005 | 10 | 7 | 0 | 0 | #DIV/0! | #DIV/0! | #DIV/0! | #DIV/0! | #DIV/0! | #DIV/0! | #DIV/0! | #DIV/0! | #DIV/0! | #DIV/0! | #DIV/0! | #DIV/0! | #DIV/0! | #DIV/0! | #DIV/0! | #DIV/0! | #DIV/0! | #DIV/0! | #DIV/0! | #DIV/0! | 2201 | 0 | 0 | 0 | 0 | 0
1 | 10 | 2005 | 11 | 1 | 0 | 0 | #DIV/0! | #DIV/0! | #DIV/0! | #DIV/0! | #DIV/0! | #DIV/0! | #DIV/0! | #DIV/0! | #DIV/0! | #DIV/0! | #DIV/0! | #DIV/0! | #DIV/0! | #DIV/0! | #DIV/0! | #DIV/0! | #DIV/0! | #DIV/0! | #DIV/0! | #DIV/0! | 2202 | 0 | 0 | 0 | 0 | 0
1 | 11 | 2005 | 12 | 2 | 0.046667 | 0 | #DIV/0! | #DIV/0! | #DIV/0! | #DIV/0! | #DIV/0! | #DIV/0! | #DIV/0! | #DIV/0! | #DIV/0! | #DIV/0! | #DIV/0! | #DIV/0! | #DIV/0! | #DIV/0! | #DIV/0! | #DIV/0! | #DIV/0! | #DIV/0! | #DIV/0! | #DIV/0! | 2203 | 0 | 0 | 0 | 0 | 0
1 | 12 | 2005 | 13 | 3 | 0 | 0 | #DIV/0! | #DIV/0! | #DIV/0! | #DIV/0! | #DIV/0! | #DIV/0! | #DIV/0! | #DIV/0! | #DIV/0! | #DIV/0! | #DIV/0! | #DIV/0! | #DIV/0! | #DIV/0! | #DIV/0! | #DIV/0! | #DIV/0! | #DIV/0! | #DIV/0! | #DIV/0! | 2204 | 0 | 0 | 0 | 0 | 0
1 | 13 | 2005 | 14 | 4 | 0.22667 | 0 | #DIV/0! | #DIV/0! | #DIV/0! | #DIV/0! | #DIV/0! | #DIV/0! | #DIV/0! | #DIV/0! | #DIV/0! | #DIV/0! | #DIV/0! | #DIV/0! | #DIV/0! | #DIV/0! | #DIV/0! | #DIV/0! | #DIV/0! | #DIV/0! | #DIV/0! | #DIV/0! | 2205 | 0 | 0 | 0 | 0 | 0
1 | 14 | 2005 | 15 | 5 | 1.85 | 0 | #DIV/0! | #DIV/0! | #DIV/0! | #DIV/0! | #DIV/0! | #DIV/0! | #DIV/0! | #DIV/0! | #DIV/0! | #DIV/0! | #DIV/0! | #DIV/0! | #DIV/0! | #DIV/0! | #DIV/0! | #DIV/0! | #DIV/0! | #DIV/0! | #DIV/0! | #DIV/0! | 2206 | 0 | 0 | 0 | 0 | 0
1 | 15 | 2005 | 16 | 6 | 0 | 0 | #DIV/0! | #DIV/0! | #DIV/0! | #DIV/0! | #DIV/0! | #DIV/0! | #DIV/0! | #DIV/0! | #DIV/0! | #DIV/0! | #DIV/0! | #DIV/0! | #DIV/0! | #DIV/0! | #DIV/0! | #DIV/0! | #DIV/0! | #DIV/0! | #DIV/0! | #DIV/0! | 2207 | 0 | 0 | 0 | 0 | 0
1 | 16 | 2005 | 17 | 7 | 0 | 0 | #DIV/0! | #DIV/0! | #DIV/0! | #DIV/0! | #DIV/0! | #DIV/0! | #DIV/0! | #DIV/0! | #DIV/0! | #DIV/0! | #DIV/0! | #DIV/0! | #DIV/0! | #DIV/0! | #DIV/0! | #DIV/0! | #DIV/0! | #DIV/0! | #DIV/0! | #DIV/0! | 2208 | 0 | 0 | 0 | 0 | 0
1 | 17 | 2005 | 18 | 1 | 0 | 0 | #DIV/0! | #DIV/0! | #DIV/0! | #DIV/0! | #DIV/0! | #DIV/0! | #DIV/0! | #DIV/0! | #DIV/0! | #DIV/0! | #DIV/0! | #DIV/0! | #DIV/0! | #DIV/0! | #DIV/0! | #DIV/0! | #DIV/0! | #DIV/0! | #DIV/0! | #DIV/0! | 2209 | 0 | 0 | 0 | 0 | 0
1 | 18 | 2005 | 19 | 2 | 0 | 0 | #DIV/0! | #DIV/0! | #DIV/0! | #DIV/0! | #DIV/0! | #DIV/0! | #DIV/0! | #DIV/0! | #DIV/0! | #DIV/0! | #DIV/0! | #DIV/0! | #DIV/0! | #DIV/0! | #DIV/0! | #DIV/0! | #DIV/0! | #DIV/0! | #DIV/0! | #DIV/0! | 2210 | 0 | 0 | 0 | 0 | 0
1 | 19 | 2005 | 20 | 3 | 0.063333 | 0 | #DIV/0! | #DIV/0! | #DIV/0! | #DIV/0! | #DIV/0! | #DIV/0! | #DIV/0! | #DIV/0! | #DIV/0! | #DIV/0! | #DIV/0! | #DIV/0! | #DIV/0! | #DIV/0! | #DIV/0! | #DIV/0! | #DIV/0! | #DIV/0! | #DIV/0! | #DIV/0! | 2211 | 0 | 0 | 0 | 0 | 0
1 | 20 | 2005 | 21 | 4 | 0 | 0 | #DIV/0! | #DIV/0! | #DIV/0! | #DIV/0! | #DIV/0! | #DIV/0! | #DIV/0! | #DIV/0! | #DIV/0! | #DIV/0! | #DIV/0! | #DIV/0! | #DIV/0! | #DIV/0! | #DIV/0! | #DIV/0! | #DIV/0! | #DIV/0! | #DIV/0! | #DIV/0! | 2212 | 0 | 0 | 0 | 0 | 0
1 | 21 | 2005 | 22 | 5 | 0 | 0 | #DIV/0! | #DIV/0! | #DIV/0! | #DIV/0! | #DIV/0! | #DIV/0! | #DIV/0! | #DIV/0! | #DIV/0! | #DIV/0! | #DIV/0! | #DIV/0! | #DIV/0! | #DIV/0! | #DIV/0! | #DIV/0! | #DIV/0! | #DIV/0! | #DIV/0! | #DIV/0! | 2213 | 0 | 0 | 0 | 0 | 0
1 | 22 | 2005 | 23 | 6 | 0.34 | 0 | #DIV/0! | #DIV/0! | #DIV/0! | #DIV/0! | #DIV/0! | #DIV/0! | #DIV/0! | #DIV/0! | #DIV/0! | #DIV/0! | #DIV/0! | #DIV/0! | #DIV/0! | #DIV/0! | #DIV/0! | #DIV/0! | #DIV/0! | #DIV/0! | #DIV/0! | #DIV/0! | 2214 | 0 | 0 | 0 | 0 | 0
1 | 23 | 2005 | 24 | 7 | 0 | 0 | #DIV/0! | #DIV/0! | #DIV/0! | #DIV/0! | #DIV/0! | #DIV/0! | #DIV/0! | #DIV/0! | #DIV/0! | #DIV/0! | #DIV/0! | #DIV/0! | #DIV/0! | #DIV/0! | #DIV/0! | #DIV/0! | #DIV/0! | #DIV/0! | #DIV/0! | #DIV/0! | 2215 | 0 | 0 | 0 | 0 | 0
1 | 24 | 2005 | 25 | 1 | 0.0066667 | 0 | #DIV/0! | #DIV/0! | #DIV/0! | #DIV/0! | #DIV/0! | #DIV/0! | #DIV/0! | #DIV/0! | #DIV/0! | #DIV/0! | #DIV/0! | #DIV/0! | #DIV/0! | #DIV/0! | #DIV/0! | #DIV/0! | #DIV/0! | #DIV/0! | #DIV/0! | #DIV/0! | 2216 | 0 | 0 | 0 | 0 | 0
1 | 25 | 2005 | 26 | 2 | 0 | 0 | #DIV/0! | #DIV/0! | #DIV/0! | #DIV/0! | #DIV/0! | #DIV/0! | #DIV/0! | #DIV/0! | #DIV/0! | #DIV/0! | #DIV/0! | #DIV/0! | #DIV/0! | #DIV/0! | #DIV/0! | #DIV/0! | #DIV/0! | #DIV/0! | #DIV/0! | #DIV/0! | 2217 | 0 | 0 | 0 | 0 | 0
1 | 26 | 2005 | 27 | 3 | 0 | 0 | #DIV/0! | #DIV/0! | #DIV/0! | #DIV/0! | #DIV/0! | #DIV/0! | #DIV/0! | #DIV/0! | #DIV/0! | #DIV/0! | #DIV/0! | #DIV/0! | #DIV/0! | #DIV/0! | #DIV/0! | #DIV/0! | #DIV/0! | #DIV/0! | #DIV/0! | #DIV/0! | 2218 | 0 | 0 | 0 | 0 | 0
1 | 27 | 2005 | 28 | 4 | 0 | 0 | #DIV/0! | #DIV/0! | #DIV/0! | #DIV/0! | #DIV/0! | #DIV/0! | #DIV/0! | #DIV/0! | #DIV/0! | #DIV/0! | #DIV/0! | #DIV/0! | #DIV/0! | #DIV/0! | #DIV/0! | #DIV/0! | #DIV/0! | #DIV/0! | #DIV/0! | #DIV/0! | 2219 | 0 | 0 | 0 | 0 | 0
1 | 28 | 2005 | 29 | 5 | 0 | 0 | #DIV/0! | #DIV/0! | #DIV/0! | #DIV/0! | #DIV/0! | #DIV/0! | #DIV/0! | #DIV/0! | #DIV/0! | #DIV/0! | #DIV/0! | #DIV/0! | #DIV/0! | #DIV/0! | #DIV/0! | #DIV/0! | #DIV/0! | #DIV/0! | #DIV/0! | #DIV/0! | 2220 | 0 | 0 | 0 | 0 | 0
1 | 29 | 2005 | 30 | 6 | 0.083333 | 0 | #DIV/0! | #DIV/0! | #DIV/0! | #DIV/0! | #DIV/0! | #DIV/0! | #DIV/0! | #DIV/0! | #DIV/0! | #DIV/0! | #DIV/0! | #DIV/0! | #DIV/0! | #DIV/0! | #DIV/0! | #DIV/0! | #DIV/0! | #DIV/0! | #DIV/0! | #DIV/0! | 2221 | 0 | 0 | 0 | 0 | 0
1 | 30 | 2005 | 31 | 7 | 0.31 | 0 | #DIV/0! | #DIV/0! | #DIV/0! | #DIV/0! | #DIV/0! | #DIV/0! | #DIV/0! | #DIV/0! | #DIV/0! | #DIV/0! | #DIV/0! | #DIV/0! | #DIV/0! | #DIV/0! | #DIV/0! | #DIV/0! | #DIV/0! | #DIV/0! | #DIV/0! | #DIV/0! | 2222 | 0 | 0 | 0 | 0 | 0
1 | 31 | 2005 | 32 | 1 | 0 | 0 | #DIV/0! | #DIV/0! | #DIV/0! | #DIV/0! | #DIV/0! | #DIV/0! | #DIV/0! | #DIV/0! | #DIV/0! | #DIV/0! | #DIV/0! | #DIV/0! | #DIV/0! | #DIV/0! | #DIV/0! | #DIV/0! | #DIV/0! | #DIV/0! | #DIV/0! | #DIV/0! | 2223 | 0 | 0 | 0 | 0 | 0
2 | 1 | 2005 | 33 | 2 | 0 | 0 | #DIV/0! | #DIV/0! | #DIV/0! | #DIV/0! | #DIV/0! | #DIV/0! | #DIV/0! | #DIV/0! | #DIV/0! | #DIV/0! | #DIV/0! | #DIV/0! | #DIV/0! | #DIV/0! | #DIV/0! | #DIV/0! | #DIV/0! | #DIV/0! | #DIV/0! | #DIV/0! | 2224 | 0 | 0 | 0 | 0 | 0
2 | 2 | 2005 | 34 | 3 | 0 | 0 | #DIV/0! | #DIV/0! | #DIV/0! | #DIV/0! | #DIV/0! | #DIV/0! | #DIV/0! | #DIV/0! | #DIV/0! | #DIV/0! | #DIV/0! | #DIV/0! | #DIV/0! | #DIV/0! | #DIV/0! | #DIV/0! | #DIV/0! | #DIV/0! | #DIV/0! | #DIV/0! | 2225 | 0 | 0 | 0 | 0 | 0
2 | 3 | 2005 | 35 | 4 | 0.063333 | 0 | #DIV/0! | #DIV/0! | #DIV/0! | #DIV/0! | #DIV/0! | #DIV/0! | #DIV/0! | #DIV/0! | #DIV/0! | #DIV/0! | #DIV/0! | #DIV/0! | #DIV/0! | #DIV/0! | #DIV/0! | #DIV/0! | #DIV/0! | #DIV/0! | #DIV/0! | #DIV/0! | 2226 | 0 | 0 | 0 | 0 | 0
2 | 4 | 2005 | 36 | 5 | 0.0033333 | 0 | #DIV/0! | #DIV/0! | #DIV/0! | #DIV/0! | #DIV/0! | #DIV/0! | #DIV/0! | #DIV/0! | #DIV/0! | #DIV/0! | #DIV/0! | #DIV/0! | #DIV/0! | #DIV/0! | #DIV/0! | #DIV/0! | #DIV/0! | #DIV/0! | #DIV/0! | #DIV/0! | 2227 | 0 | 0 | 0 | 0 | 0
2 | 5 | 2005 | 37 | 6 | 0 | 0 | #DIV/0! | #DIV/0! | #DIV/0! | #DIV/0! | #DIV/0! | #DIV/0! | #DIV/0! | #DIV/0! | #DIV/0! | #DIV/0! | #DIV/0! | #DIV/0! | #DIV/0! | #DIV/0! | #DIV/0! | #DIV/0! | #DIV/0! | #DIV/0! | #DIV/0! | #DIV/0! | 2228 | 0 | 0 | 0 | 0 | 0
2 | 6 | 2005 | 38 | 7 | 0 | 0 | #DIV/0! | #DIV/0! | #DIV/0! | #DIV/0! | #DIV/0! | #DIV/0! | #DIV/0! | #DIV/0! | #DIV/0! | #DIV/0! | #DIV/0! | #DIV/0! | #DIV/0! | #DIV/0! | #DIV/0! | #DIV/0! | #DIV/0! | #DIV/0! | #DIV/0! | #DIV/0! | 2229 | 0 | 0 | 0 | 0 | 0
2 | 7 | 2005 | 39 | 1 | 0 | 0 | #DIV/0! | #DIV/0! | #DIV/0! | #DIV/0! | #DIV/0! | #DIV/0! | #DIV/0! | #DIV/0! | #DIV/0! | #DIV/0! | #DIV/0! | #DIV/0! | #DIV/0! | #DIV/0! | #DIV/0! | #DIV/0! | #DIV/0! | #DIV/0! | #DIV/0! | #DIV/0! | 2230 | 0 | 0 | 0 | 0 | 0
2 | 8 | 2005 | 40 | 2 | 0 | 0 | #DIV/0! | #DIV/0! | #DIV/0! | #DIV/0! | #DIV/0! | #DIV/0! | #DIV/0! | #DIV/0! | #DIV/0! | #DIV/0! | #DIV/0! | #DIV/0! | #DIV/0! | #DIV/0! | #DIV/0! | #DIV/0! | #DIV/0! | #DIV/0! | #DIV/0! | #DIV/0! | 2231 | 0 | 0 | 0 | 0 | 0
2 | 9 | 2005 | 41 | 3 | 0.01 | 0 | #DIV/0! | #DIV/0! | #DIV/0! | #DIV/0! | #DIV/0! | #DIV/0! | #DIV/0! | #DIV/0! | #DIV/0! | #DIV/0! | #DIV/0! | #DIV/0! | #DIV/0! | #DIV/0! | #DIV/0! | #DIV/0! | #DIV/0! | #DIV/0! | #DIV/0! | #DIV/0! | 2232 | 0 | 0 | 0 | 0 | 0
2 | 10 | 2005 | 42 | 4 | 0.10667 | 0 | #DIV/0! | #DIV/0! | #DIV/0! | #DIV/0! | #DIV/0! | #DIV/0! | #DIV/0! | #DIV/0! | #DIV/0! | #DIV/0! | #DIV/0! | #DIV/0! | #DIV/0! | #DIV/0! | #DIV/0! | #DIV/0! | #DIV/0! | #DIV/0! | #DIV/0! | #DIV/0! | 2233 | 0 | 0 | 0 | 0 | 0
2 | 11 | 2005 | 43 | 5 | 0 | 0 | #DIV/0! | #DIV/0! | #DIV/0! | #DIV/0! | #DIV/0! | #DIV/0! | #DIV/0! | #DIV/0! | #DIV/0! | #DIV/0! | #DIV/0! | #DIV/0! | #DIV/0! | #DIV/0! | #DIV/0! | #DIV/0! | #DIV/0! | #DIV/0! | #DIV/0! | #DIV/0! | 2234 | 0 | 0 | 0 | 0 | 0
2 | 12 | 2005 | 44 | 6 | 0 | 0 | #DIV/0! | #DIV/0! | #DIV/0! | #DIV/0! | #DIV/0! | #DIV/0! | #DIV/0! | #DIV/0! | #DIV/0! | #DIV/0! | #DIV/0! | #DIV/0! | #DIV/0! | #DIV/0! | #DIV/0! | #DIV/0! | #DIV/0! | #DIV/0! | #DIV/0! | #DIV/0! | 2235 | 0 | 0 | 0 | 0 | 0
2 | 13 | 2005 | 45 | 7 | 0 | 0 | #DIV/0! | #DIV/0! | #DIV/0! | #DIV/0! | #DIV/0! | #DIV/0! | #DIV/0! | #DIV/0! | #DIV/0! | #DIV/0! | #DIV/0! | #DIV/0! | #DIV/0! | #DIV/0! | #DIV/0! | #DIV/0! | #DIV/0! | #DIV/0! | #DIV/0! | #DIV/0! | 2236 | 0 | 0 | 0 | 0 | 0
2 | 14 | 2005 | 46 | 1 | 0.5 | 0 | #DIV/0! | #DIV/0! | #DIV/0! | #DIV/0! | #DIV/0! | #DIV/0! | #DIV/0! | #DIV/0! | #DIV/0! | #DIV/0! | #DIV/0! | #DIV/0! | #DIV/0! | #DIV/0! | #DIV/0! | #DIV/0! | #DIV/0! | #DIV/0! | #DIV/0! | #DIV/0! | 2237 | 0 | 0 | 0 | 0 | 0
2 | 15 | 2005 | 47 | 2 | 0 | 0 | #DIV/0! | #DIV/0! | #DIV/0! | #DIV/0! | #DIV/0! | #DIV/0! | #DIV/0! | #DIV/0! | #DIV/0! | #DIV/0! | #DIV/0! | #DIV/0! | #DIV/0! | #DIV/0! | #DIV/0! | #DIV/0! | #DIV/0! | #DIV/0! | #DIV/0! | #DIV/0! | 2238 | 0 | 0 | 0 | 0 | 0
2 | 16 | 2005 | 48 | 3 | 0.01 | 0 | #DIV/0! | #DIV/0! | #DIV/0! | #DIV/0! | #DIV/0! | #DIV/0! | #DIV/0! | #DIV/0! | #DIV/0! | #DIV/0! | #DIV/0! | #DIV/0! | #DIV/0! | #DIV/0! | #DIV/0! | #DIV/0! | #DIV/0! | #DIV/0! | #DIV/0! | #DIV/0! | 2239 | 0 | 0 | 0 | 0 | 0
2 | 17 | 2005 | 49 | 4 | 0 | 0 | #DIV/0! | #DIV/0! | #DIV/0! | #DIV/0! | #DIV/0! | #DIV/0! | #DIV/0! | #DIV/0! | #DIV/0! | #DIV/0! | #DIV/0! | #DIV/0! | #DIV/0! | #DIV/0! | #DIV/0! | #DIV/0! | #DIV/0! | #DIV/0! | #DIV/0! | #DIV/0! | 2240 | 0 | 0 | 0 | 0 | 0
2 | 18 | 2005 | 50 | 5 | 0 | 0 | #DIV/0! | #DIV/0! | #DIV/0! | #DIV/0! | #DIV/0! | #DIV/0! | #DIV/0! | #DIV/0! | #DIV/0! | #DIV/0! | #DIV/0! | #DIV/0! | #DIV/0! | #DIV/0! | #DIV/0! | #DIV/0! | #DIV/0! | #DIV/0! | #DIV/0! | #DIV/0! | 2241 | 0 | 0 | 0 | 0 | 0
2 | 19 | 2005 | 51 | 6 | 0 | 0 | #DIV/0! | #DIV/0! | #DIV/0! | #DIV/0! | #DIV/0! | #DIV/0! | #DIV/0! | #DIV/0! | #DIV/0! | #DIV/0! | #DIV/0! | #DIV/0! | #DIV/0! | #DIV/0! | #DIV/0! | #DIV/0! | #DIV/0! | #DIV/0! | #DIV/0! | #DIV/0! | 2242 | 0 | 0 | 0 | 0 | 0
2 | 20 | 2005 | 52 | 7 | 0.013333 | 0 | #DIV/0! | #DIV/0! | #DIV/0! | #DIV/0! | #DIV/0! | #DIV/0! | #DIV/0! | #DIV/0! | #DIV/0! | #DIV/0! | #DIV/0! | #DIV/0! | #DIV/0! | #DIV/0! | #DIV/0! | #DIV/0! | #DIV/0! | #DIV/0! | #DIV/0! | #DIV/0! | 2243 | 0 | 0 | 0 | 0 | 0
2 | 21 | 2005 | 53 | 1 | 0.21333 | 0 | #DIV/0! | #DIV/0! | #DIV/0! | #DIV/0! | #DIV/0! | #DIV/0! | #DIV/0! | #DIV/0! | #DIV/0! | #DIV/0! | #DIV/0! | #DIV/0! | #DIV/0! | #DIV/0! | #DIV/0! | #DIV/0! | #DIV/0! | #DIV/0! | #DIV/0! | #DIV/0! | 2244 | 0 | 0 | 0 | 0 | 0
2 | 22 | 2005 | 54 | 2 | 0.0066667 | 0 | #DIV/0! | #DIV/0! | #DIV/0! | #DIV/0! | #DIV/0! | #DIV/0! | #DIV/0! | #DIV/0! | #DIV/0! | #DIV/0! | #DIV/0! | #DIV/0! | #DIV/0! | #DIV/0! | #DIV/0! | #DIV/0! | #DIV/0! | #DIV/0! | #DIV/0! | #DIV/0! | 2245 | 0 | 0 | 0 | 0 | 0
2 | 23 | 2005 | 55 | 3 | 0 | 0 | #DIV/0! | #DIV/0! | #DIV/0! | #DIV/0! | #DIV/0! | #DIV/0! | #DIV/0! | #DIV/0! | #DIV/0! | #DIV/0! | #DIV/0! | #DIV/0! | #DIV/0! | #DIV/0! | #DIV/0! | #DIV/0! | #DIV/0! | #DIV/0! | #DIV/0! | #DIV/0! | 2246 | 0 | 0 | 0 | 0 | 0
2 | 24 | 2005 | 56 | 4 | 0.25 | 0 | #DIV/0! | #DIV/0! | #DIV/0! | #DIV/0! | #DIV/0! | #DIV/0! | #DIV/0! | #DIV/0! | #DIV/0! | #DIV/0! | #DIV/0! | #DIV/0! | #DIV/0! | #DIV/0! | #DIV/0! | #DIV/0! | #DIV/0! | #DIV/0! | #DIV/0! | #DIV/0! | 2247 | 0 | 0 | 0 | 0 | 0
2 | 25 | 2005 | 57 | 5 | 0.013333 | 0 | #DIV/0! | #DIV/0! | #DIV/0! | #DIV/0! | #DIV/0! | #DIV/0! | #DIV/0! | #DIV/0! | #DIV/0! | #DIV/0! | #DIV/0! | #DIV/0! | #DIV/0! | #DIV/0! | #DIV/0! | #DIV/0! | #DIV/0! | #DIV/0! | #DIV/0! | #DIV/0! | 2248 | 0 | 0 | 0 | 0 | 0
2 | 26 | 2005 | 58 | 6 | 0 | 0 | #DIV/0! | #DIV/0! | #DIV/0! | #DIV/0! | #DIV/0! | #DIV/0! | #DIV/0! | #DIV/0! | #DIV/0! | #DIV/0! | #DIV/0! | #DIV/0! | #DIV/0! | #DIV/0! | #DIV/0! | #DIV/0! | #DIV/0! | #DIV/0! | #DIV/0! | #DIV/0! | 2249 | 0 | 0 | 0 | 0 | 0
2 | 27 | 2005 | 59 | 7 | 0 | 0 | #DIV/0! | #DIV/0! | #DIV/0! | #DIV/0! | #DIV/0! | #DIV/0! | #DIV/0! | #DIV/0! | #DIV/0! | #DIV/0! | #DIV/0! | #DIV/0! | #DIV/0! | #DIV/0! | #DIV/0! | #DIV/0! | #DIV/0! | #DIV/0! | #DIV/0! | #DIV/0! | 2250 | 0 | 0 | 0 | 0 | 0
2 | 28 | 2005 | 60 | 1 | 0.37667 | 0 | #DIV/0! | #DIV/0! | #DIV/0! | #DIV/0! | #DIV/0! | #DIV/0! | #DIV/0! | #DIV/0! | #DIV/0! | #DIV/0! | #DIV/0! | #DIV/0! | #DIV/0! | #DIV/0! | #DIV/0! | #DIV/0! | #DIV/0! | #DIV/0! | #DIV/0! | #DIV/0! | 2251 | 0 | 0 | 0 | 0 | 0
3 | 1 | 2005 | 61 | 2 | 0.0066667 | 0 | #DIV/0! | #DIV/0! | #DIV/0! | #DIV/0! | #DIV/0! | #DIV/0! | #DIV/0! | #DIV/0! | #DIV/0! | #DIV/0! | #DIV/0! | #DIV/0! | #DIV/0! | #DIV/0! | #DIV/0! | #DIV/0! | #DIV/0! | #DIV/0! | #DIV/0! | #DIV/0! | 2252 | 0 | 0 | 0 | 0 | 0
3 | 2 | 2005 | 62 | 3 | 0 | 0 | #DIV/0! | #DIV/0! | #DIV/0! | #DIV/0! | #DIV/0! | #DIV/0! | #DIV/0! | #DIV/0! | #DIV/0! | #DIV/0! | #DIV/0! | #DIV/0! | #DIV/0! | #DIV/0! | #DIV/0! | #DIV/0! | #DIV/0! | #DIV/0! | #DIV/0! | #DIV/0! | 2253 | 0 | 0 | 0 | 0 | 0
3 | 3 | 2005 | 63 | 4 | 0 | 0 | #DIV/0! | #DIV/0! | #DIV/0! | #DIV/0! | #DIV/0! | #DIV/0! | #DIV/0! | #DIV/0! | #DIV/0! | #DIV/0! | #DIV/0! | #DIV/0! | #DIV/0! | #DIV/0! | #DIV/0! | #DIV/0! | #DIV/0! | #DIV/0! | #DIV/0! | #DIV/0! | 2254 | 0 | 0 | 0 | 0 | 0
3 | 4 | 2005 | 64 | 5 | 0 | 0 | #DIV/0! | #DIV/0! | #DIV/0! | #DIV/0! | #DIV/0! | #DIV/0! | #DIV/0! | #DIV/0! | #DIV/0! | #DIV/0! | #DIV/0! | #DIV/0! | #DIV/0! | #DIV/0! | #DIV/0! | #DIV/0! | #DIV/0! | #DIV/0! | #DIV/0! | #DIV/0! | 2255 | 0 | 0 | 0 | 0 | 0
3 | 5 | 2005 | 65 | 6 | 0 | 0 | #DIV/0! | #DIV/0! | #DIV/0! | #DIV/0! | #DIV/0! | #DIV/0! | #DIV/0! | #DIV/0! | #DIV/0! | #DIV/0! | #DIV/0! | #DIV/0! | #DIV/0! | #DIV/0! | #DIV/0! | #DIV/0! | #DIV/0! | #DIV/0! | #DIV/0! | #DIV/0! | 2256 | 0 | 0 | 0 | 0 | 0
3 | 6 | 2005 | 66 | 7 | 0 | 0 | #DIV/0! | #DIV/0! | #DIV/0! | #DIV/0! | #DIV/0! | #DIV/0! | #DIV/0! | #DIV/0! | #DIV/0! | #DIV/0! | #DIV/0! | #DIV/0! | #DIV/0! | #DIV/0! | #DIV/0! | #DIV/0! | #DIV/0! | #DIV/0! | #DIV/0! | #DIV/0! | 2257 | 0 | 0 | 0 | 0 | 0
3 | 7 | 2005 | 67 | 1 | 0 | 0 | #DIV/0! | #DIV/0! | #DIV/0! | #DIV/0! | #DIV/0! | #DIV/0! | #DIV/0! | #DIV/0! | #DIV/0! | #DIV/0! | #DIV/0! | #DIV/0! | #DIV/0! | #DIV/0! | #DIV/0! | #DIV/0! | #DIV/0! | #DIV/0! | #DIV/0! | #DIV/0! | 2258 | 0 | 0 | 0 | 0 | 0
3 | 8 | 2005 | 68 | 2 | 0.51 | 0 | #DIV/0! | #DIV/0! | #DIV/0! | #DIV/0! | #DIV/0! | #DIV/0! | #DIV/0! | #DIV/0! | #DIV/0! | #DIV/0! | #DIV/0! | #DIV/0! | #DIV/0! | #DIV/0! | #DIV/0! | #DIV/0! | #DIV/0! | #DIV/0! | #DIV/0! | #DIV/0! | 2259 | 0 | 0 | 0 | 0 | 0
3 | 9 | 2005 | 69 | 3 | 0 | 0 | #DIV/0! | #DIV/0! | #DIV/0! | #DIV/0! | #DIV/0! | #DIV/0! | #DIV/0! | #DIV/0! | #DIV/0! | #DIV/0! | #DIV/0! | #DIV/0! | #DIV/0! | #DIV/0! | #DIV/0! | #DIV/0! | #DIV/0! | #DIV/0! | #DIV/0! | #DIV/0! | 2260 | 0 | 0 | 0 | 0 | 0
3 | 10 | 2005 | 70 | 4 | 0 | 0 | #DIV/0! | #DIV/0! | #DIV/0! | #DIV/0! | #DIV/0! | #DIV/0! | #DIV/0! | #DIV/0! | #DIV/0! | #DIV/0! | #DIV/0! | #DIV/0! | #DIV/0! | #DIV/0! | #DIV/0! | #DIV/0! | #DIV/0! | #DIV/0! | #DIV/0! | #DIV/0! | 2261 | 0 | 0 | 0 | 0 | 0
3 | 11 | 2005 | 71 | 5 | 0.016667 | 0 | #DIV/0! | #DIV/0! | #DIV/0! | #DIV/0! | #DIV/0! | #DIV/0! | #DIV/0! | #DIV/0! | #DIV/0! | #DIV/0! | #DIV/0! | #DIV/0! | #DIV/0! | #DIV/0! | #DIV/0! | #DIV/0! | #DIV/0! | #DIV/0! | #DIV/0! | #DIV/0! | 2262 | 0 | 0 | 0 | 0 | 0
3 | 12 | 2005 | 72 | 6 | 0 | 0 | #DIV/0! | #DIV/0! | #DIV/0! | #DIV/0! | #DIV/0! | #DIV/0! | #DIV/0! | #DIV/0! | #DIV/0! | #DIV/0! | #DIV/0! | #DIV/0! | #DIV/0! | #DIV/0! | #DIV/0! | #DIV/0! | #DIV/0! | #DIV/0! | #DIV/0! | #DIV/0! | 2263 | 0 | 0 | 0 | 0 | 0
3 | 13 | 2005 | 73 | 7 | 0 | 0 | #DIV/0! | #DIV/0! | #DIV/0! | #DIV/0! | #DIV/0! | #DIV/0! | #DIV/0! | #DIV/0! | #DIV/0! | #DIV/0! | #DIV/0! | #DIV/0! | #DIV/0! | #DIV/0! | #DIV/0! | #DIV/0! | #DIV/0! | #DIV/0! | #DIV/0! | #DIV/0! | 2264 | 0 | 0 | 0 | 0 | 0
3 | 14 | 2005 | 74 | 1 | 0 | 0 | #DIV/0! | #DIV/0! | #DIV/0! | #DIV/0! | #DIV/0! | #DIV/0! | #DIV/0! | #DIV/0! | #DIV/0! | #DIV/0! | #DIV/0! | #DIV/0! | #DIV/0! | #DIV/0! | #DIV/0! | #DIV/0! | #DIV/0! | #DIV/0! | #DIV/0! | #DIV/0! | 2265 | 0 | 0 | 0 | 0 | 0
3 | 15 | 2005 | 75 | 2 | 0 | 0 | #DIV/0! | #DIV/0! | #DIV/0! | #DIV/0! | #DIV/0! | #DIV/0! | #DIV/0! | #DIV/0! | #DIV/0! | #DIV/0! | #DIV/0! | #DIV/0! | #DIV/0! | #DIV/0! | #DIV/0! | #DIV/0! | #DIV/0! | #DIV/0! | #DIV/0! | #DIV/0! | 2266 | 0 | 0 | 0 | 0 | 0
3 | 16 | 2005 | 76 | 3 | 0 | 0 | #DIV/0! | #DIV/0! | #DIV/0! | #DIV/0! | #DIV/0! | #DIV/0! | #DIV/0! | #DIV/0! | #DIV/0! | #DIV/0! | #DIV/0! | #DIV/0! | #DIV/0! | #DIV/0! | #DIV/0! | #DIV/0! | #DIV/0! | #DIV/0! | #DIV/0! | #DIV/0! | 2267 | 0 | 0 | 0 | 0 | 0
3 | 17 | 2005 | 77 | 4 | 0 | 0 | #DIV/0! | #DIV/0! | #DIV/0! | #DIV/0! | #DIV/0! | #DIV/0! | #DIV/0! | #DIV/0! | #DIV/0! | #DIV/0! | #DIV/0! | #DIV/0! | #DIV/0! | #DIV/0! | #DIV/0! | #DIV/0! | #DIV/0! | #DIV/0! | #DIV/0! | #DIV/0! | 2268 | 0 | 0 | 0 | 0 | 0
3 | 18 | 2005 | 78 | 5 | 0 | 0 | #DIV/0! | #DIV/0! | #DIV/0! | #DIV/0! | #DIV/0! | #DIV/0! | #DIV/0! | #DIV/0! | #DIV/0! | #DIV/0! | #DIV/0! | #DIV/0! | #DIV/0! | #DIV/0! | #DIV/0! | #DIV/0! | #DIV/0! | #DIV/0! | #DIV/0! | #DIV/0! | 2269 | 0 | 0 | 0 | 0 | 0
3 | 19 | 2005 | 79 | 6 | 0 | 0 | #DIV/0! | #DIV/0! | #DIV/0! | #DIV/0! | #DIV/0! | #DIV/0! | #DIV/0! | #DIV/0! | #DIV/0! | #DIV/0! | #DIV/0! | #DIV/0! | #DIV/0! | #DIV/0! | #DIV/0! | #DIV/0! | #DIV/0! | #DIV/0! | #DIV/0! | #DIV/0! | 2270 | 0 | 0 | 0 | 0 | 0
3 | 20 | 2005 | 80 | 7 | 0.16333 | 0 | #DIV/0! | #DIV/0! | #DIV/0! | #DIV/0! | #DIV/0! | #DIV/0! | #DIV/0! | #DIV/0! | #DIV/0! | #DIV/0! | #DIV/0! | #DIV/0! | #DIV/0! | #DIV/0! | #DIV/0! | #DIV/0! | #DIV/0! | #DIV/0! | #DIV/0! | #DIV/0! | 2271 | 0 | 0 | 0 | 0 | 0
3 | 21 | 2005 | 81 | 1 | 0 | 0 | #DIV/0! | #DIV/0! | #DIV/0! | #DIV/0! | #DIV/0! | #DIV/0! | #DIV/0! | #DIV/0! | #DIV/0! | #DIV/0! | #DIV/0! | #DIV/0! | #DIV/0! | #DIV/0! | #DIV/0! | #DIV/0! | #DIV/0! | #DIV/0! | #DIV/0! | #DIV/0! | 2272 | 0 | 0 | 0 | 0 | 0
3 | 22 | 2005 | 82 | 2 | 0.01 | 0 | #DIV/0! | #DIV/0! | #DIV/0! | #DIV/0! | #DIV/0! | #DIV/0! | #DIV/0! | #DIV/0! | #DIV/0! | #DIV/0! | #DIV/0! | #DIV/0! | #DIV/0! | #DIV/0! | #DIV/0! | #DIV/0! | #DIV/0! | #DIV/0! | #DIV/0! | #DIV/0! | 2273 | 0 | 0 | 0 | 0 | 0
3 | 23 | 2005 | 83 | 3 | 2.0267 | 0 | #DIV/0! | #DIV/0! | #DIV/0! | #DIV/0! | #DIV/0! | #DIV/0! | #DIV/0! | #DIV/0! | #DIV/0! | #DIV/0! | #DIV/0! | #DIV/0! | #DIV/0! | #DIV/0! | #DIV/0! | #DIV/0! | #DIV/0! | #DIV/0! | #DIV/0! | #DIV/0! | 2274 | 0 | 0 | 0 | 0 | 0
3 | 24 | 2005 | 84 | 4 | 0 | 0 | #DIV/0! | #DIV/0! | #DIV/0! | #DIV/0! | #DIV/0! | #DIV/0! | #DIV/0! | #DIV/0! | #DIV/0! | #DIV/0! | #DIV/0! | #DIV/0! | #DIV/0! | #DIV/0! | #DIV/0! | #DIV/0! | #DIV/0! | #DIV/0! | #DIV/0! | #DIV/0! | 2275 | 0 | 0 | 0 | 0 | 0
3 | 25 | 2005 | 85 | 5 | 0.03 | 0 | #DIV/0! | #DIV/0! | #DIV/0! | #DIV/0! | #DIV/0! | #DIV/0! | #DIV/0! | #DIV/0! | #DIV/0! | #DIV/0! | #DIV/0! | #DIV/0! | #DIV/0! | #DIV/0! | #DIV/0! | #DIV/0! | #DIV/0! | #DIV/0! | #DIV/0! | #DIV/0! | 2276 | 0 | 0 | 0 | 0 | 0
3 | 26 | 2005 | 86 | 6 | 0.016667 | 0 | #DIV/0! | #DIV/0! | #DIV/0! | #DIV/0! | #DIV/0! | #DIV/0! | #DIV/0! | #DIV/0! | #DIV/0! | #DIV/0! | #DIV/0! | #DIV/0! | #DIV/0! | #DIV/0! | #DIV/0! | #DIV/0! | #DIV/0! | #DIV/0! | #DIV/0! | #DIV/0! | 2277 | 0 | 0 | 0 | 0 | 0
3 | 27 | 2005 | 87 | 7 | 0.16333 | 0 | #DIV/0! | #DIV/0! | #DIV/0! | #DIV/0! | #DIV/0! | #DIV/0! | #DIV/0! | #DIV/0! | #DIV/0! | #DIV/0! | #DIV/0! | #DIV/0! | #DIV/0! | #DIV/0! | #DIV/0! | #DIV/0! | #DIV/0! | #DIV/0! | #DIV/0! | #DIV/0! | 2278 | 0 | 0 | 0 | 0 | 0
3 | 28 | 2005 | 88 | 1 | 1.5633 | 0 | #DIV/0! | #DIV/0! | #DIV/0! | #DIV/0! | #DIV/0! | #DIV/0! | #DIV/0! | #DIV/0! | #DIV/0! | #DIV/0! | #DIV/0! | #DIV/0! | #DIV/0! | #DIV/0! | #DIV/0! | #DIV/0! | #DIV/0! | #DIV/0! | #DIV/0! | #DIV/0! | 2279 | 0 | 0 | 0 | 0 | 0
3 | 29 | 2005 | 89 | 2 | 0 | 0 | #DIV/0! | #DIV/0! | #DIV/0! | #DIV/0! | #DIV/0! | #DIV/0! | #DIV/0! | #DIV/0! | #DIV/0! | #DIV/0! | #DIV/0! | #DIV/0! | #DIV/0! | #DIV/0! | #DIV/0! | #DIV/0! | #DIV/0! | #DIV/0! | #DIV/0! | #DIV/0! | 2280 | 0 | 0 | 0 | 0 | 0
3 | 30 | 2005 | 90 | 3 | 0 | 0 | #DIV/0! | #DIV/0! | #DIV/0! | #DIV/0! | #DIV/0! | #DIV/0! | #DIV/0! | #DIV/0! | #DIV/0! | #DIV/0! | #DIV/0! | #DIV/0! | #DIV/0! | #DIV/0! | #DIV/0! | #DIV/0! | #DIV/0! | #DIV/0! | #DIV/0! | #DIV/0! | 2281 | 0 | 0 | 0 | 0 | 0
3 | 31 | 2005 | 91 | 4 | 0 | 0 | #DIV/0! | #DIV/0! | #DIV/0! | #DIV/0! | #DIV/0! | #DIV/0! | #DIV/0! | #DIV/0! | #DIV/0! | #DIV/0! | #DIV/0! | #DIV/0! | #DIV/0! | #DIV/0! | #DIV/0! | #DIV/0! | #DIV/0! | #DIV/0! | #DIV/0! | #DIV/0! | 2282 | 0 | 0 | 0 | 0 | 0
4 | 1 | 2005 | 92 | 5 | 0.29667 | 0 | #DIV/0! | #DIV/0! | #DIV/0! | #DIV/0! | #DIV/0! | #DIV/0! | #DIV/0! | #DIV/0! | #DIV/0! | #DIV/0! | #DIV/0! | #DIV/0! | #DIV/0! | #DIV/0! | #DIV/0! | #DIV/0! | #DIV/0! | #DIV/0! | #DIV/0! | #DIV/0! | 2283 | 0 | 0 | 0 | 0 | 0
4 | 2 | 2005 | 93 | 6 | 1.83 | 0 | #DIV/0! | #DIV/0! | #DIV/0! | #DIV/0! | #DIV/0! | #DIV/0! | #DIV/0! | #DIV/0! | #DIV/0! | #DIV/0! | #DIV/0! | #DIV/0! | #DIV/0! | #DIV/0! | #DIV/0! | #DIV/0! | #DIV/0! | #DIV/0! | #DIV/0! | #DIV/0! | 2284 | 0 | 0 | 0 | 0 | 0
4 | 3 | 2005 | 94 | 7 | 0.1 | 0 | #DIV/0! | #DIV/0! | #DIV/0! | #DIV/0! | #DIV/0! | #DIV/0! | #DIV/0! | #DIV/0! | #DIV/0! | #DIV/0! | #DIV/0! | #DIV/0! | #DIV/0! | #DIV/0! | #DIV/0! | #DIV/0! | #DIV/0! | #DIV/0! | #DIV/0! | #DIV/0! | 2285 | 0 | 0 | 0 | 0 | 0
4 | 4 | 2005 | 95 | 1 | 0 | 0 | #DIV/0! | #DIV/0! | #DIV/0! | #DIV/0! | #DIV/0! | #DIV/0! | #DIV/0! | #DIV/0! | #DIV/0! | #DIV/0! | #DIV/0! | #DIV/0! | #DIV/0! | #DIV/0! | #DIV/0! | #DIV/0! | #DIV/0! | #DIV/0! | #DIV/0! | #DIV/0! | 2286 | 0 | 0 | 0 | 0 | 0
4 | 5 | 2005 | 96 | 2 | 0 | 0 | #DIV/0! | #DIV/0! | #DIV/0! | #DIV/0! | #DIV/0! | #DIV/0! | #DIV/0! | #DIV/0! | #DIV/0! | #DIV/0! | #DIV/0! | #DIV/0! | #DIV/0! | #DIV/0! | #DIV/0! | #DIV/0! | #DIV/0! | #DIV/0! | #DIV/0! | #DIV/0! | 2287 | 0 | 0 | 0 | 0 | 0
4 | 6 | 2005 | 97 | 3 | 0 | 0 | #DIV/0! | #DIV/0! | #DIV/0! | #DIV/0! | #DIV/0! | #DIV/0! | #DIV/0! | #DIV/0! | #DIV/0! | #DIV/0! | #DIV/0! | #DIV/0! | #DIV/0! | #DIV/0! | #DIV/0! | #DIV/0! | #DIV/0! | #DIV/0! | #DIV/0! | #DIV/0! | 2288 | 0 | 0 | 0 | 0 | 0
4 | 7 | 2005 | 98 | 4 | 0.10333 | 0 | #DIV/0! | #DIV/0! | #DIV/0! | #DIV/0! | #DIV/0! | #DIV/0! | #DIV/0! | #DIV/0! | #DIV/0! | #DIV/0! | #DIV/0! | #DIV/0! | #DIV/0! | #DIV/0! | #DIV/0! | #DIV/0! | #DIV/0! | #DIV/0! | #DIV/0! | #DIV/0! | 2289 | 0 | 0 | 0 | 0 | 0
4 | 8 | 2005 | 99 | 5 | 0.12 | 0 | #DIV/0! | #DIV/0! | #DIV/0! | #DIV/0! | #DIV/0! | #DIV/0! | #DIV/0! | #DIV/0! | #DIV/0! | #DIV/0! | #DIV/0! | #DIV/0! | #DIV/0! | #DIV/0! | #DIV/0! | #DIV/0! | #DIV/0! | #DIV/0! | #DIV/0! | #DIV/0! | 2290 | 0 | 0 | 0 | 0 | 0
4 | 9 | 2005 | 100 | 6 | 0 | 0 | #DIV/0! | #DIV/0! | #DIV/0! | #DIV/0! | #DIV/0! | #DIV/0! | #DIV/0! | #DIV/0! | #DIV/0! | #DIV/0! | #DIV/0! | #DIV/0! | #DIV/0! | #DIV/0! | #DIV/0! | #DIV/0! | #DIV/0! | #DIV/0! | #DIV/0! | #DIV/0! | 2291 | 0 | 0 | 0 | 0 | 0
4 | 10 | 2005 | 101 | 7 | 0 | 0 | #DIV/0! | #DIV/0! | #DIV/0! | #DIV/0! | #DIV/0! | #DIV/0! | #DIV/0! | #DIV/0! | #DIV/0! | #DIV/0! | #DIV/0! | #DIV/0! | #DIV/0! | #DIV/0! | #DIV/0! | #DIV/0! | #DIV/0! | #DIV/0! | #DIV/0! | #DIV/0! | 2292 | 0 | 0 | 0 | 0 | 0
4 | 11 | 2005 | 102 | 1 | 0 | 0 | #DIV/0! | #DIV/0! | #DIV/0! | #DIV/0! | #DIV/0! | #DIV/0! | #DIV/0! | #DIV/0! | #DIV/0! | #DIV/0! | #DIV/0! | #DIV/0! | #DIV/0! | #DIV/0! | #DIV/0! | #DIV/0! | #DIV/0! | #DIV/0! | #DIV/0! | #DIV/0! | 2293 | 0 | 0 | 0 | 0 | 0
4 | 12 | 2005 | 103 | 2 | 0.0066667 | 0 | #DIV/0! | #DIV/0! | #DIV/0! | #DIV/0! | #DIV/0! | #DIV/0! | #DIV/0! | #DIV/0! | #DIV/0! | #DIV/0! | #DIV/0! | #DIV/0! | #DIV/0! | #DIV/0! | #DIV/0! | #DIV/0! | #DIV/0! | #DIV/0! | #DIV/0! | #DIV/0! | 2294 | 0 | 0 | 0 | 0 | 0
4 | 13 | 2005 | 104 | 3 | 0.0066667 | 0 | #DIV/0! | #DIV/0! | #DIV/0! | #DIV/0! | #DIV/0! | #DIV/0! | #DIV/0! | #DIV/0! | #DIV/0! | #DIV/0! | #DIV/0! | #DIV/0! | #DIV/0! | #DIV/0! | #DIV/0! | #DIV/0! | #DIV/0! | #DIV/0! | #DIV/0! | #DIV/0! | 2295 | 0 | 0 | 0 | 0 | 0
4 | 14 | 2005 | 105 | 4 | 0 | 0 | #DIV/0! | #DIV/0! | #DIV/0! | #DIV/0! | #DIV/0! | #DIV/0! | #DIV/0! | #DIV/0! | #DIV/0! | #DIV/0! | #DIV/0! | #DIV/0! | #DIV/0! | #DIV/0! | #DIV/0! | #DIV/0! | #DIV/0! | #DIV/0! | #DIV/0! | #DIV/0! | 2296 | 0 | 0 | 0 | 0 | 0
4 | 15 | 2005 | 106 | 5 | 0 | 0 | #DIV/0! | #DIV/0! | #DIV/0! | #DIV/0! | #DIV/0! | #DIV/0! | #DIV/0! | #DIV/0! | #DIV/0! | #DIV/0! | #DIV/0! | #DIV/0! | #DIV/0! | #DIV/0! | #DIV/0! | #DIV/0! | #DIV/0! | #DIV/0! | #DIV/0! | #DIV/0! | 2297 | 0 | 0 | 0 | 0 | 0
4 | 16 | 2005 | 107 | 6 | 0 | 0 | #DIV/0! | #DIV/0! | #DIV/0! | #DIV/0! | #DIV/0! | #DIV/0! | #DIV/0! | #DIV/0! | #DIV/0! | #DIV/0! | #DIV/0! | #DIV/0! | #DIV/0! | #DIV/0! | #DIV/0! | #DIV/0! | #DIV/0! | #DIV/0! | #DIV/0! | #DIV/0! | 2298 | 0 | 0 | 0 | 0 | 0
4 | 17 | 2005 | 108 | 7 | 0 | 0 | #DIV/0! | #DIV/0! | #DIV/0! | #DIV/0! | #DIV/0! | #DIV/0! | #DIV/0! | #DIV/0! | #DIV/0! | #DIV/0! | #DIV/0! | #DIV/0! | #DIV/0! | #DIV/0! | #DIV/0! | #DIV/0! | #DIV/0! | #DIV/0! | #DIV/0! | #DIV/0! | 2299 | 0 | 0 | 0 | 0 | 0
4 | 18 | 2005 | 109 | 1 | 0 | 0 | #DIV/0! | #DIV/0! | #DIV/0! | #DIV/0! | #DIV/0! | #DIV/0! | #DIV/0! | #DIV/0! | #DIV/0! | #DIV/0! | #DIV/0! | #DIV/0! | #DIV/0! | #DIV/0! | #DIV/0! | #DIV/0! | #DIV/0! | #DIV/0! | #DIV/0! | #DIV/0! | 2300 | 0 | 0 | 0 | 0 | 0
4 | 19 | 2005 | 110 | 2 | 0 | 0 | #DIV/0! | #DIV/0! | #DIV/0! | #DIV/0! | #DIV/0! | #DIV/0! | #DIV/0! | #DIV/0! | #DIV/0! | #DIV/0! | #DIV/0! | #DIV/0! | #DIV/0! | #DIV/0! | #DIV/0! | #DIV/0! | #DIV/0! | #DIV/0! | #DIV/0! | #DIV/0! | 2301 | 0 | 0 | 0 | 0 | 0
4 | 20 | 2005 | 111 | 3 | 0 | 0 | #DIV/0! | #DIV/0! | #DIV/0! | #DIV/0! | #DIV/0! | #DIV/0! | #DIV/0! | #DIV/0! | #DIV/0! | #DIV/0! | #DIV/0! | #DIV/0! | #DIV/0! | #DIV/0! | #DIV/0! | #DIV/0! | #DIV/0! | #DIV/0! | #DIV/0! | #DIV/0! | 2302 | 0 | 0 | 0 | 0 | 0
4 | 21 | 2005 | 112 | 4 | 0.073333 | 0 | #DIV/0! | #DIV/0! | #DIV/0! | #DIV/0! | #DIV/0! | #DIV/0! | #DIV/0! | #DIV/0! | #DIV/0! | #DIV/0! | #DIV/0! | #DIV/0! | #DIV/0! | #DIV/0! | #DIV/0! | #DIV/0! | #DIV/0! | #DIV/0! | #DIV/0! | #DIV/0! | 2303 | 0 | 0 | 0 | 0 | 0
4 | 22 | 2005 | 113 | 5 | 0.28667 | 0 | #DIV/0! | #DIV/0! | #DIV/0! | #DIV/0! | #DIV/0! | #DIV/0! | #DIV/0! | #DIV/0! | #DIV/0! | #DIV/0! | #DIV/0! | #DIV/0! | #DIV/0! | #DIV/0! | #DIV/0! | #DIV/0! | #DIV/0! | #DIV/0! | #DIV/0! | #DIV/0! | 2304 | 0 | 0 | 0 | 0 | 0
4 | 23 | 2005 | 114 | 6 | 0.26667 | 0 | #DIV/0! | #DIV/0! | #DIV/0! | #DIV/0! | #DIV/0! | #DIV/0! | #DIV/0! | #DIV/0! | #DIV/0! | #DIV/0! | #DIV/0! | #DIV/0! | #DIV/0! | #DIV/0! | #DIV/0! | #DIV/0! | #DIV/0! | #DIV/0! | #DIV/0! | #DIV/0! | 2305 | 0 | 0 | 0 | 0 | 0
4 | 24 | 2005 | 115 | 7 | 0 | 0 | #DIV/0! | #DIV/0! | #DIV/0! | #DIV/0! | #DIV/0! | #DIV/0! | #DIV/0! | #DIV/0! | #DIV/0! | #DIV/0! | #DIV/0! | #DIV/0! | #DIV/0! | #DIV/0! | #DIV/0! | #DIV/0! | #DIV/0! | #DIV/0! | #DIV/0! | #DIV/0! | 2306 | 0 | 0 | 0 | 0 | 0
4 | 25 | 2005 | 116 | 1 | 0 | 0 | #DIV/0! | #DIV/0! | #DIV/0! | #DIV/0! | #DIV/0! | #DIV/0! | #DIV/0! | #DIV/0! | #DIV/0! | #DIV/0! | #DIV/0! | #DIV/0! | #DIV/0! | #DIV/0! | #DIV/0! | #DIV/0! | #DIV/0! | #DIV/0! | #DIV/0! | #DIV/0! | 2307 | 0 | 0 | 0 | 0 | 0
4 | 26 | 2005 | 117 | 2 | 0 | 0 | #DIV/0! | #DIV/0! | #DIV/0! | #DIV/0! | #DIV/0! | #DIV/0! | #DIV/0! | #DIV/0! | #DIV/0! | #DIV/0! | #DIV/0! | #DIV/0! | #DIV/0! | #DIV/0! | #DIV/0! | #DIV/0! | #DIV/0! | #DIV/0! | #DIV/0! | #DIV/0! | 2308 | 0 | 0 | 0 | 0 | 0
4 | 27 | 2005 | 118 | 3 | 0.01 | 0 | #DIV/0! | #DIV/0! | #DIV/0! | #DIV/0! | #DIV/0! | #DIV/0! | #DIV/0! | #DIV/0! | #DIV/0! | #DIV/0! | #DIV/0! | #DIV/0! | #DIV/0! | #DIV/0! | #DIV/0! | #DIV/0! | #DIV/0! | #DIV/0! | #DIV/0! | #DIV/0! | 2309 | 0 | 0 | 0 | 0 | 0
4 | 28 | 2005 | 119 | 4 | 0 | 0 | #DIV/0! | #DIV/0! | #DIV/0! | #DIV/0! | #DIV/0! | #DIV/0! | #DIV/0! | #DIV/0! | #DIV/0! | #DIV/0! | #DIV/0! | #DIV/0! | #DIV/0! | #DIV/0! | #DIV/0! | #DIV/0! | #DIV/0! | #DIV/0! | #DIV/0! | #DIV/0! | 2310 | 0 | 0 | 0 | 0 | 0
4 | 29 | 2005 | 120 | 5 | 0.016667 | 0 | #DIV/0! | #DIV/0! | #DIV/0! | #DIV/0! | #DIV/0! | #DIV/0! | #DIV/0! | #DIV/0! | #DIV/0! | #DIV/0! | #DIV/0! | #DIV/0! | #DIV/0! | #DIV/0! | #DIV/0! | #DIV/0! | #DIV/0! | #DIV/0! | #DIV/0! | #DIV/0! | 2311 | 0 | 0 | 0 | 0 | 0
4 | 30 | 2005 | 121 | 6 | 1.0433 | 0 | #DIV/0! | #DIV/0! | #DIV/0! | #DIV/0! | #DIV/0! | #DIV/0! | #DIV/0! | #DIV/0! | #DIV/0! | #DIV/0! | #DIV/0! | #DIV/0! | #DIV/0! | #DIV/0! | #DIV/0! | #DIV/0! | #DIV/0! | #DIV/0! | #DIV/0! | #DIV/0! | 2312 | 0 | 0 | 0 | 0 | 0
5 | 1 | 2005 | 122 | 7 | 0.08 | 0 | #DIV/0! | #DIV/0! | #DIV/0! | #DIV/0! | #DIV/0! | #DIV/0! | #DIV/0! | #DIV/0! | #DIV/0! | #DIV/0! | #DIV/0! | #DIV/0! | #DIV/0! | #DIV/0! | #DIV/0! | #DIV/0! | #DIV/0! | #DIV/0! | #DIV/0! | #DIV/0! | 2313 | 0 | 0 | 0 | 0 | 0
5 | 2 | 2005 | 123 | 1 | 0.0033333 | 0 | #DIV/0! | #DIV/0! | #DIV/0! | #DIV/0! | #DIV/0! | #DIV/0! | #DIV/0! | #DIV/0! | #DIV/0! | #DIV/0! | #DIV/0! | #DIV/0! | #DIV/0! | #DIV/0! | #DIV/0! | #DIV/0! | #DIV/0! | #DIV/0! | #DIV/0! | #DIV/0! | 2314 | 0 | 0 | 0 | 0 | 0
5 | 3 | 2005 | 124 | 2 | 0 | 0 | #DIV/0! | #DIV/0! | #DIV/0! | #DIV/0! | #DIV/0! | #DIV/0! | #DIV/0! | #DIV/0! | #DIV/0! | #DIV/0! | #DIV/0! | #DIV/0! | #DIV/0! | #DIV/0! | #DIV/0! | #DIV/0! | #DIV/0! | #DIV/0! | #DIV/0! | #DIV/0! | 2315 | 0 | 0 | 0 | 0 | 0
5 | 4 | 2005 | 125 | 3 | 0 | 0 | #DIV/0! | #DIV/0! | #DIV/0! | #DIV/0! | #DIV/0! | #DIV/0! | #DIV/0! | #DIV/0! | #DIV/0! | #DIV/0! | #DIV/0! | #DIV/0! | #DIV/0! | #DIV/0! | #DIV/0! | #DIV/0! | #DIV/0! | #DIV/0! | #DIV/0! | #DIV/0! | 2316 | 0 | 0 | 0 | 0 | 0
5 | 5 | 2005 | 126 | 4 | 0 | 0 | #DIV/0! | #DIV/0! | #DIV/0! | #DIV/0! | #DIV/0! | #DIV/0! | #DIV/0! | #DIV/0! | #DIV/0! | #DIV/0! | #DIV/0! | #DIV/0! | #DIV/0! | #DIV/0! | #DIV/0! | #DIV/0! | #DIV/0! | #DIV/0! | #DIV/0! | #DIV/0! | 2317 | 0 | 0 | 0 | 0 | 0
5 | 6 | 2005 | 127 | 5 | 0 | 0 | #DIV/0! | #DIV/0! | #DIV/0! | #DIV/0! | #DIV/0! | #DIV/0! | #DIV/0! | #DIV/0! | #DIV/0! | #DIV/0! | #DIV/0! | #DIV/0! | #DIV/0! | #DIV/0! | #DIV/0! | #DIV/0! | #DIV/0! | #DIV/0! | #DIV/0! | #DIV/0! | 2318 | 0 | 0 | 0 | 0 | 0
5 | 7 | 2005 | 128 | 6 | 0 | 0 | #DIV/0! | #DIV/0! | #DIV/0! | #DIV/0! | #DIV/0! | #DIV/0! | #DIV/0! | #DIV/0! | #DIV/0! | #DIV/0! | #DIV/0! | #DIV/0! | #DIV/0! | #DIV/0! | #DIV/0! | #DIV/0! | #DIV/0! | #DIV/0! | #DIV/0! | #DIV/0! | 2319 | 0 | 0 | 0 | 0 | 0
5 | 8 | 2005 | 129 | 7 | 0 | 0 | #DIV/0! | #DIV/0! | #DIV/0! | #DIV/0! | #DIV/0! | #DIV/0! | #DIV/0! | #DIV/0! | #DIV/0! | #DIV/0! | #DIV/0! | #DIV/0! | #DIV/0! | #DIV/0! | #DIV/0! | #DIV/0! | #DIV/0! | #DIV/0! | #DIV/0! | #DIV/0! | 2320 | 0 | 0 | 0 | 0 | 0
5 | 9 | 2005 | 130 | 1 | 0 | 0 | #DIV/0! | #DIV/0! | #DIV/0! | #DIV/0! | #DIV/0! | #DIV/0! | #DIV/0! | #DIV/0! | #DIV/0! | #DIV/0! | #DIV/0! | #DIV/0! | #DIV/0! | #DIV/0! | #DIV/0! | #DIV/0! | #DIV/0! | #DIV/0! | #DIV/0! | #DIV/0! | 2321 | 0 | 0 | 0 | 0 | 0
5 | 10 | 2005 | 131 | 2 | 0 | 0 | #DIV/0! | #DIV/0! | #DIV/0! | #DIV/0! | #DIV/0! | #DIV/0! | #DIV/0! | #DIV/0! | #DIV/0! | #DIV/0! | #DIV/0! | #DIV/0! | #DIV/0! | #DIV/0! | #DIV/0! | #DIV/0! | #DIV/0! | #DIV/0! | #DIV/0! | #DIV/0! | 2322 | 0 | 0 | 0 | 0 | 0
5 | 11 | 2005 | 132 | 3 | 0 | 0 | #DIV/0! | #DIV/0! | #DIV/0! | #DIV/0! | #DIV/0! | #DIV/0! | #DIV/0! | #DIV/0! | #DIV/0! | #DIV/0! | #DIV/0! | #DIV/0! | #DIV/0! | #DIV/0! | #DIV/0! | #DIV/0! | #DIV/0! | #DIV/0! | #DIV/0! | #DIV/0! | 2323 | 0 | 0 | 0 | 0 | 0
5 | 12 | 2005 | 133 | 4 | 0 | 0 | #DIV/0! | #DIV/0! | #DIV/0! | #DIV/0! | #DIV/0! | #DIV/0! | #DIV/0! | #DIV/0! | #DIV/0! | #DIV/0! | #DIV/0! | #DIV/0! | #DIV/0! | #DIV/0! | #DIV/0! | #DIV/0! | #DIV/0! | #DIV/0! | #DIV/0! | #DIV/0! | 2324 | 0 | 0 | 0 | 0 | 0
5 | 13 | 2005 | 134 | 5 | 0 | 0 | #DIV/0! | #DIV/0! | #DIV/0! | #DIV/0! | #DIV/0! | #DIV/0! | #DIV/0! | #DIV/0! | #DIV/0! | #DIV/0! | #DIV/0! | #DIV/0! | #DIV/0! | #DIV/0! | #DIV/0! | #DIV/0! | #DIV/0! | #DIV/0! | #DIV/0! | #DIV/0! | 2325 | 0 | 0 | 0 | 0 | 0
5 | 14 | 2005 | 135 | 6 | 0.84 | 0 | #DIV/0! | #DIV/0! | #DIV/0! | #DIV/0! | #DIV/0! | #DIV/0! | #DIV/0! | #DIV/0! | #DIV/0! | #DIV/0! | #DIV/0! | #DIV/0! | #DIV/0! | #DIV/0! | #DIV/0! | #DIV/0! | #DIV/0! | #DIV/0! | #DIV/0! | #DIV/0! | 2326 | 0 | 0 | 0 | 0 | 0
5 | 15 | 2005 | 136 | 7 | 0.0033333 | 0 | #DIV/0! | #DIV/0! | #DIV/0! | #DIV/0! | #DIV/0! | #DIV/0! | #DIV/0! | #DIV/0! | #DIV/0! | #DIV/0! | #DIV/0! | #DIV/0! | #DIV/0! | #DIV/0! | #DIV/0! | #DIV/0! | #DIV/0! | #DIV/0! | #DIV/0! | #DIV/0! | 2327 | 0 | 0 | 0 | 0 | 0
5 | 16 | 2005 | 137 | 1 | 0 | 0 | #DIV/0! | #DIV/0! | #DIV/0! | #DIV/0! | #DIV/0! | #DIV/0! | #DIV/0! | #DIV/0! | #DIV/0! | #DIV/0! | #DIV/0! | #DIV/0! | #DIV/0! | #DIV/0! | #DIV/0! | #DIV/0! | #DIV/0! | #DIV/0! | #DIV/0! | #DIV/0! | 2328 | 0 | 0 | 0 | 0 | 0
5 | 17 | 2005 | 138 | 2 | 0 | 0 | #DIV/0! | #DIV/0! | #DIV/0! | #DIV/0! | #DIV/0! | #DIV/0! | #DIV/0! | #DIV/0! | #DIV/0! | #DIV/0! | #DIV/0! | #DIV/0! | #DIV/0! | #DIV/0! | #DIV/0! | #DIV/0! | #DIV/0! | #DIV/0! | #DIV/0! | #DIV/0! | 2329 | 0 | 0 | 0 | 0 | 0
5 | 18 | 2005 | 139 | 3 | 0 | 0 | #DIV/0! | #DIV/0! | #DIV/0! | #DIV/0! | #DIV/0! | #DIV/0! | #DIV/0! | #DIV/0! | #DIV/0! | #DIV/0! | #DIV/0! | #DIV/0! | #DIV/0! | #DIV/0! | #DIV/0! | #DIV/0! | #DIV/0! | #DIV/0! | #DIV/0! | #DIV/0! | 2330 | 0 | 0 | 0 | 0 | 0
5 | 19 | 2005 | 140 | 4 | 0.21667 | 0 | #DIV/0! | #DIV/0! | #DIV/0! | #DIV/0! | #DIV/0! | #DIV/0! | #DIV/0! | #DIV/0! | #DIV/0! | #DIV/0! | #DIV/0! | #DIV/0! | #DIV/0! | #DIV/0! | #DIV/0! | #DIV/0! | #DIV/0! | #DIV/0! | #DIV/0! | #DIV/0! | 2331 | 0 | 0 | 0 | 0 | 0
5 | 20 | 2005 | 141 | 5 | 2.1533 | 0 | #DIV/0! | #DIV/0! | #DIV/0! | #DIV/0! | #DIV/0! | #DIV/0! | #DIV/0! | #DIV/0! | #DIV/0! | #DIV/0! | #DIV/0! | #DIV/0! | #DIV/0! | #DIV/0! | #DIV/0! | #DIV/0! | #DIV/0! | #DIV/0! | #DIV/0! | #DIV/0! | 2332 | 0 | 0 | 0 | 0 | 0
5 | 21 | 2005 | 142 | 6 | 0.0066667 | 0 | #DIV/0! | #DIV/0! | #DIV/0! | #DIV/0! | #DIV/0! | #DIV/0! | #DIV/0! | #DIV/0! | #DIV/0! | #DIV/0! | #DIV/0! | #DIV/0! | #DIV/0! | #DIV/0! | #DIV/0! | #DIV/0! | #DIV/0! | #DIV/0! | #DIV/0! | #DIV/0! | 2333 | 0 | 0 | 0 | 0 | 0
5 | 22 | 2005 | 143 | 7 | 0.0066667 | 0 | #DIV/0! | #DIV/0! | #DIV/0! | #DIV/0! | #DIV/0! | #DIV/0! | #DIV/0! | #DIV/0! | #DIV/0! | #DIV/0! | #DIV/0! | #DIV/0! | #DIV/0! | #DIV/0! | #DIV/0! | #DIV/0! | #DIV/0! | #DIV/0! | #DIV/0! | #DIV/0! | 2334 | 0 | 0 | 0 | 0 | 0
5 | 23 | 2005 | 144 | 1 | 0.13667 | 0 | #DIV/0! | #DIV/0! | #DIV/0! | #DIV/0! | #DIV/0! | #DIV/0! | #DIV/0! | #DIV/0! | #DIV/0! | #DIV/0! | #DIV/0! | #DIV/0! | #DIV/0! | #DIV/0! | #DIV/0! | #DIV/0! | #DIV/0! | #DIV/0! | #DIV/0! | #DIV/0! | 2335 | 0 | 0 | 0 | 0 | 0
5 | 24 | 2005 | 145 | 2 | 0.53333 | 0 | #DIV/0! | #DIV/0! | #DIV/0! | #DIV/0! | #DIV/0! | #DIV/0! | #DIV/0! | #DIV/0! | #DIV/0! | #DIV/0! | #DIV/0! | #DIV/0! | #DIV/0! | #DIV/0! | #DIV/0! | #DIV/0! | #DIV/0! | #DIV/0! | #DIV/0! | #DIV/0! | 2336 | 0 | 0 | 0 | 0 | 0
5 | 25 | 2005 | 146 | 3 | 0.01 | 0 | #DIV/0! | #DIV/0! | #DIV/0! | #DIV/0! | #DIV/0! | #DIV/0! | #DIV/0! | #DIV/0! | #DIV/0! | #DIV/0! | #DIV/0! | #DIV/0! | #DIV/0! | #DIV/0! | #DIV/0! | #DIV/0! | #DIV/0! | #DIV/0! | #DIV/0! | #DIV/0! | 2337 | 0 | 0 | 0 | 0 | 0
5 | 26 | 2005 | 147 | 4 | 0 | 0 | #DIV/0! | #DIV/0! | #DIV/0! | #DIV/0! | #DIV/0! | #DIV/0! | #DIV/0! | #DIV/0! | #DIV/0! | #DIV/0! | #DIV/0! | #DIV/0! | #DIV/0! | #DIV/0! | #DIV/0! | #DIV/0! | #DIV/0! | #DIV/0! | #DIV/0! | #DIV/0! | 2338 | 0 | 0 | 0 | 0 | 0
5 | 27 | 2005 | 148 | 5 | 0 | 0 | #DIV/0! | #DIV/0! | #DIV/0! | #DIV/0! | #DIV/0! | #DIV/0! | #DIV/0! | #DIV/0! | #DIV/0! | #DIV/0! | #DIV/0! | #DIV/0! | #DIV/0! | #DIV/0! | #DIV/0! | #DIV/0! | #DIV/0! | #DIV/0! | #DIV/0! | #DIV/0! | 2339 | 0 | 0 | 0 | 0 | 0
5 | 28 | 2005 | 149 | 6 | 0.02 | 0 | #DIV/0! | #DIV/0! | #DIV/0! | #DIV/0! | #DIV/0! | #DIV/0! | #DIV/0! | #DIV/0! | #DIV/0! | #DIV/0! | #DIV/0! | #DIV/0! | #DIV/0! | #DIV/0! | #DIV/0! | #DIV/0! | #DIV/0! | #DIV/0! | #DIV/0! | #DIV/0! | 2340 | 0 | 0 | 0 | 0 | 0
5 | 29 | 2005 | 150 | 7 | 0 | 0 | #DIV/0! | #DIV/0! | #DIV/0! | #DIV/0! | #DIV/0! | #DIV/0! | #DIV/0! | #DIV/0! | #DIV/0! | #DIV/0! | #DIV/0! | #DIV/0! | #DIV/0! | #DIV/0! | #DIV/0! | #DIV/0! | #DIV/0! | #DIV/0! | #DIV/0! | #DIV/0! | 2341 | 0 | 0 | 0 | 0 | 0
5 | 30 | 2005 | 151 | 1 | 0.026667 | 0 | #DIV/0! | #DIV/0! | #DIV/0! | #DIV/0! | #DIV/0! | #DIV/0! | #DIV/0! | #DIV/0! | #DIV/0! | #DIV/0! | #DIV/0! | #DIV/0! | #DIV/0! | #DIV/0! | #DIV/0! | #DIV/0! | #DIV/0! | #DIV/0! | #DIV/0! | #DIV/0! | 2342 | 0 | 0 | 0 | 0 | 0
5 | 31 | 2005 | 152 | 2 | 0 | 0 | #DIV/0! | #DIV/0! | #DIV/0! | #DIV/0! | #DIV/0! | #DIV/0! | #DIV/0! | #DIV/0! | #DIV/0! | #DIV/0! | #DIV/0! | #DIV/0! | #DIV/0! | #DIV/0! | #DIV/0! | #DIV/0! | #DIV/0! | #DIV/0! | #DIV/0! | #DIV/0! | 2343 | 0 | 0 | 0 | 0 | 0
6 | 1 | 2005 | 153 | 3 | 0 | 0 | #DIV/0! | #DIV/0! | #DIV/0! | #DIV/0! | #DIV/0! | #DIV/0! | #DIV/0! | #DIV/0! | #DIV/0! | #DIV/0! | #DIV/0! | #DIV/0! | #DIV/0! | #DIV/0! | #DIV/0! | #DIV/0! | #DIV/0! | #DIV/0! | #DIV/0! | #DIV/0! | 2344 | 0 | 0 | 0 | 0 | 0
6 | 2 | 2005 | 154 | 4 | 0.02 | 0 | #DIV/0! | #DIV/0! | #DIV/0! | #DIV/0! | #DIV/0! | #DIV/0! | #DIV/0! | #DIV/0! | #DIV/0! | #DIV/0! | #DIV/0! | #DIV/0! | #DIV/0! | #DIV/0! | #DIV/0! | #DIV/0! | #DIV/0! | #DIV/0! | #DIV/0! | #DIV/0! | 2345 | 0 | 0 | 0 | 0 | 0
6 | 3 | 2005 | 155 | 5 | 0.58333 | 0 | #DIV/0! | #DIV/0! | #DIV/0! | #DIV/0! | #DIV/0! | #DIV/0! | #DIV/0! | #DIV/0! | #DIV/0! | #DIV/0! | #DIV/0! | #DIV/0! | #DIV/0! | #DIV/0! | #DIV/0! | #DIV/0! | #DIV/0! | #DIV/0! | #DIV/0! | #DIV/0! | 2346 | 0 | 0 | 0 | 0 | 0
6 | 4 | 2005 | 156 | 6 | 0 | 0 | #DIV/0! | #DIV/0! | #DIV/0! | #DIV/0! | #DIV/0! | #DIV/0! | #DIV/0! | #DIV/0! | #DIV/0! | #DIV/0! | #DIV/0! | #DIV/0! | #DIV/0! | #DIV/0! | #DIV/0! | #DIV/0! | #DIV/0! | #DIV/0! | #DIV/0! | #DIV/0! | 2347 | 0 | 0 | 0 | 0 | 0
6 | 5 | 2005 | 157 | 7 | 0 | 0 | #DIV/0! | #DIV/0! | #DIV/0! | #DIV/0! | #DIV/0! | #DIV/0! | #DIV/0! | #DIV/0! | #DIV/0! | #DIV/0! | #DIV/0! | #DIV/0! | #DIV/0! | #DIV/0! | #DIV/0! | #DIV/0! | #DIV/0! | #DIV/0! | #DIV/0! | #DIV/0! | 2348 | 0 | 0 | 0 | 0 | 0
6 | 6 | 2005 | 158 | 1 | 0.89 | 0 | #DIV/0! | #DIV/0! | #DIV/0! | #DIV/0! | #DIV/0! | #DIV/0! | #DIV/0! | #DIV/0! | #DIV/0! | #DIV/0! | #DIV/0! | #DIV/0! | #DIV/0! | #DIV/0! | #DIV/0! | #DIV/0! | #DIV/0! | #DIV/0! | #DIV/0! | #DIV/0! | 2349 | 0 | 0 | 0 | 0 | 0
6 | 7 | 2005 | 159 | 2 | 0.0033333 | 0 | #DIV/0! | #DIV/0! | #DIV/0! | #DIV/0! | #DIV/0! | #DIV/0! | #DIV/0! | #DIV/0! | #DIV/0! | #DIV/0! | #DIV/0! | #DIV/0! | #DIV/0! | #DIV/0! | #DIV/0! | #DIV/0! | #DIV/0! | #DIV/0! | #DIV/0! | #DIV/0! | 2350 | 0 | 0 | 0 | 0 | 0
6 | 8 | 2005 | 160 | 3 | 0 | 0 | #DIV/0! | #DIV/0! | #DIV/0! | #DIV/0! | #DIV/0! | #DIV/0! | #DIV/0! | #DIV/0! | #DIV/0! | #DIV/0! | #DIV/0! | #DIV/0! | #DIV/0! | #DIV/0! | #DIV/0! | #DIV/0! | #DIV/0! | #DIV/0! | #DIV/0! | #DIV/0! | 2351 | 0 | 0 | 0 | 0 | 0
6 | 9 | 2005 | 161 | 4 | 0.026667 | 0 | #DIV/0! | #DIV/0! | #DIV/0! | #DIV/0! | #DIV/0! | #DIV/0! | #DIV/0! | #DIV/0! | #DIV/0! | #DIV/0! | #DIV/0! | #DIV/0! | #DIV/0! | #DIV/0! | #DIV/0! | #DIV/0! | #DIV/0! | #DIV/0! | #DIV/0! | #DIV/0! | 2352 | 0 | 0 | 0 | 0 | 0
6 | 10 | 2005 | 162 | 5 | 0 | 0 | #DIV/0! | #DIV/0! | #DIV/0! | #DIV/0! | #DIV/0! | #DIV/0! | #DIV/0! | #DIV/0! | #DIV/0! | #DIV/0! | #DIV/0! | #DIV/0! | #DIV/0! | #DIV/0! | #DIV/0! | #DIV/0! | #DIV/0! | #DIV/0! | #DIV/0! | #DIV/0! | 2353 | 0 | 0 | 0 | 0 | 0
6 | 11 | 2005 | 163 | 6 | 0 | 0 | #DIV/0! | #DIV/0! | #DIV/0! | #DIV/0! | #DIV/0! | #DIV/0! | #DIV/0! | #DIV/0! | #DIV/0! | #DIV/0! | #DIV/0! | #DIV/0! | #DIV/0! | #DIV/0! | #DIV/0! | #DIV/0! | #DIV/0! | #DIV/0! | #DIV/0! | #DIV/0! | 2354 | 0 | 0 | 0 | 0 | 0
6 | 12 | 2005 | 164 | 7 | 0 | 0 | #DIV/0! | #DIV/0! | #DIV/0! | #DIV/0! | #DIV/0! | #DIV/0! | #DIV/0! | #DIV/0! | #DIV/0! | #DIV/0! | #DIV/0! | #DIV/0! | #DIV/0! | #DIV/0! | #DIV/0! | #DIV/0! | #DIV/0! | #DIV/0! | #DIV/0! | #DIV/0! | 2355 | 0 | 0 | 0 | 0 | 0
6 | 13 | 2005 | 165 | 1 | 0.09 | 0 | #DIV/0! | #DIV/0! | #DIV/0! | #DIV/0! | #DIV/0! | #DIV/0! | #DIV/0! | #DIV/0! | #DIV/0! | #DIV/0! | #DIV/0! | #DIV/0! | #DIV/0! | #DIV/0! | #DIV/0! | #DIV/0! | #DIV/0! | #DIV/0! | #DIV/0! | #DIV/0! | 2356 | 0 | 0 | 0 | 0 | 0
6 | 14 | 2005 | 166 | 2 | 0.03 | 0 | #DIV/0! | #DIV/0! | #DIV/0! | #DIV/0! | #DIV/0! | #DIV/0! | #DIV/0! | #DIV/0! | #DIV/0! | #DIV/0! | #DIV/0! | #DIV/0! | #DIV/0! | #DIV/0! | #DIV/0! | #DIV/0! | #DIV/0! | #DIV/0! | #DIV/0! | #DIV/0! | 2357 | 0 | 0 | 0 | 0 | 0
6 | 15 | 2005 | 167 | 3 | 0 | 0 | #DIV/0! | #DIV/0! | #DIV/0! | #DIV/0! | #DIV/0! | #DIV/0! | #DIV/0! | #DIV/0! | #DIV/0! | #DIV/0! | #DIV/0! | #DIV/0! | #DIV/0! | #DIV/0! | #DIV/0! | #DIV/0! | #DIV/0! | #DIV/0! | #DIV/0! | #DIV/0! | 2358 | 0 | 0 | 0 | 0 | 0
6 | 16 | 2005 | 168 | 4 | 0 | 0 | #DIV/0! | #DIV/0! | #DIV/0! | #DIV/0! | #DIV/0! | #DIV/0! | #DIV/0! | #DIV/0! | #DIV/0! | #DIV/0! | #DIV/0! | #DIV/0! | #DIV/0! | #DIV/0! | #DIV/0! | #DIV/0! | #DIV/0! | #DIV/0! | #DIV/0! | #DIV/0! | 2359 | 0 | 0 | 0 | 0 | 0
6 | 17 | 2005 | 169 | 5 | 0 | 0 | #DIV/0! | #DIV/0! | #DIV/0! | #DIV/0! | #DIV/0! | #DIV/0! | #DIV/0! | #DIV/0! | #DIV/0! | #DIV/0! | #DIV/0! | #DIV/0! | #DIV/0! | #DIV/0! | #DIV/0! | #DIV/0! | #DIV/0! | #DIV/0! | #DIV/0! | #DIV/0! | 2360 | 0 | 0 | 0 | 0 | 0
6 | 18 | 2005 | 170 | 6 | 0 | 0 | #DIV/0! | #DIV/0! | #DIV/0! | #DIV/0! | #DIV/0! | #DIV/0! | #DIV/0! | #DIV/0! | #DIV/0! | #DIV/0! | #DIV/0! | #DIV/0! | #DIV/0! | #DIV/0! | #DIV/0! | #DIV/0! | #DIV/0! | #DIV/0! | #DIV/0! | #DIV/0! | 2361 | 0 | 0 | 0 | 0 | 0
6 | 19 | 2005 | 171 | 7 | 0.026667 | 0 | #DIV/0! | #DIV/0! | #DIV/0! | #DIV/0! | #DIV/0! | #DIV/0! | #DIV/0! | #DIV/0! | #DIV/0! | #DIV/0! | #DIV/0! | #DIV/0! | #DIV/0! | #DIV/0! | #DIV/0! | #DIV/0! | #DIV/0! | #DIV/0! | #DIV/0! | #DIV/0! | 2362 | 0 | 0 | 0 | 0 | 0
6 | 20 | 2005 | 172 | 1 | 0 | 0 | #DIV/0! | #DIV/0! | #DIV/0! | #DIV/0! | #DIV/0! | #DIV/0! | #DIV/0! | #DIV/0! | #DIV/0! | #DIV/0! | #DIV/0! | #DIV/0! | #DIV/0! | #DIV/0! | #DIV/0! | #DIV/0! | #DIV/0! | #DIV/0! | #DIV/0! | #DIV/0! | 2363 | 0 | 0 | 0 | 0 | 0
6 | 21 | 2005 | 173 | 2 | 0 | 0 | #DIV/0! | #DIV/0! | #DIV/0! | #DIV/0! | #DIV/0! | #DIV/0! | #DIV/0! | #DIV/0! | #DIV/0! | #DIV/0! | #DIV/0! | #DIV/0! | #DIV/0! | #DIV/0! | #DIV/0! | #DIV/0! | #DIV/0! | #DIV/0! | #DIV/0! | #DIV/0! | 2364 | 0 | 0 | 0 | 0 | 0
6 | 22 | 2005 | 174 | 3 | 0.02 | 0 | #DIV/0! | #DIV/0! | #DIV/0! | #DIV/0! | #DIV/0! | #DIV/0! | #DIV/0! | #DIV/0! | #DIV/0! | #DIV/0! | #DIV/0! | #DIV/0! | #DIV/0! | #DIV/0! | #DIV/0! | #DIV/0! | #DIV/0! | #DIV/0! | #DIV/0! | #DIV/0! | 2365 | 0 | 0 | 0 | 0 | 0
6 | 23 | 2005 | 175 | 4 | 0 | 0 | #DIV/0! | #DIV/0! | #DIV/0! | #DIV/0! | #DIV/0! | #DIV/0! | #DIV/0! | #DIV/0! | #DIV/0! | #DIV/0! | #DIV/0! | #DIV/0! | #DIV/0! | #DIV/0! | #DIV/0! | #DIV/0! | #DIV/0! | #DIV/0! | #DIV/0! | #DIV/0! | 2366 | 0 | 0 | 0 | 0 | 0
6 | 24 | 2005 | 176 | 5 | 0 | 0 | #DIV/0! | #DIV/0! | #DIV/0! | #DIV/0! | #DIV/0! | #DIV/0! | #DIV/0! | #DIV/0! | #DIV/0! | #DIV/0! | #DIV/0! | #DIV/0! | #DIV/0! | #DIV/0! | #DIV/0! | #DIV/0! | #DIV/0! | #DIV/0! | #DIV/0! | #DIV/0! | 2367 | 0 | 0 | 0 | 0 | 0
6 | 25 | 2005 | 177 | 6 | 0 | 0 | #DIV/0! | #DIV/0! | #DIV/0! | #DIV/0! | #DIV/0! | #DIV/0! | #DIV/0! | #DIV/0! | #DIV/0! | #DIV/0! | #DIV/0! | #DIV/0! | #DIV/0! | #DIV/0! | #DIV/0! | #DIV/0! | #DIV/0! | #DIV/0! | #DIV/0! | #DIV/0! | 2368 | 0 | 0 | 0 | 0 | 0
6 | 26 | 2005 | 178 | 7 | 0 | 0 | #DIV/0! | #DIV/0! | #DIV/0! | #DIV/0! | #DIV/0! | #DIV/0! | #DIV/0! | #DIV/0! | #DIV/0! | #DIV/0! | #DIV/0! | #DIV/0! | #DIV/0! | #DIV/0! | #DIV/0! | #DIV/0! | #DIV/0! | #DIV/0! | #DIV/0! | #DIV/0! | 2369 | 0 | 0 | 0 | 0 | 0
6 | 27 | 2005 | 179 | 1 | 0.12333 | 0 | #DIV/0! | #DIV/0! | #DIV/0! | #DIV/0! | #DIV/0! | #DIV/0! | #DIV/0! | #DIV/0! | #DIV/0! | #DIV/0! | #DIV/0! | #DIV/0! | #DIV/0! | #DIV/0! | #DIV/0! | #DIV/0! | #DIV/0! | #DIV/0! | #DIV/0! | #DIV/0! | 2370 | 0 | 0 | 0 | 0 | 0
6 | 28 | 2005 | 180 | 2 | 0.15333 | 0 | #DIV/0! | #DIV/0! | #DIV/0! | #DIV/0! | #DIV/0! | #DIV/0! | #DIV/0! | #DIV/0! | #DIV/0! | #DIV/0! | #DIV/0! | #DIV/0! | #DIV/0! | #DIV/0! | #DIV/0! | #DIV/0! | #DIV/0! | #DIV/0! | #DIV/0! | #DIV/0! | 2371 | 0 | 0 | 0 | 0 | 0
6 | 29 | 2005 | 181 | 3 | 0.87333 | 0 | #DIV/0! | #DIV/0! | #DIV/0! | #DIV/0! | #DIV/0! | #DIV/0! | #DIV/0! | #DIV/0! | #DIV/0! | #DIV/0! | #DIV/0! | #DIV/0! | #DIV/0! | #DIV/0! | #DIV/0! | #DIV/0! | #DIV/0! | #DIV/0! | #DIV/0! | #DIV/0! | 2372 | 0 | 0 | 0 | 0 | 0
6 | 30 | 2005 | 182 | 4 | 0.0033333 | 0 | #DIV/0! | #DIV/0! | #DIV/0! | #DIV/0! | #DIV/0! | #DIV/0! | #DIV/0! | #DIV/0! | #DIV/0! | #DIV/0! | #DIV/0! | #DIV/0! | #DIV/0! | #DIV/0! | #DIV/0! | #DIV/0! | #DIV/0! | #DIV/0! | #DIV/0! | #DIV/0! | 2373 | 0 | 0 | 0 | 0 | 0
7 | 1 | 2005 | 183 | 5 | 0.063333 | 0 | #DIV/0! | #DIV/0! | #DIV/0! | #DIV/0! | #DIV/0! | #DIV/0! | #DIV/0! | #DIV/0! | #DIV/0! | #DIV/0! | #DIV/0! | #DIV/0! | #DIV/0! | #DIV/0! | #DIV/0! | #DIV/0! | #DIV/0! | #DIV/0! | #DIV/0! | #DIV/0! | 2374 | 0 | 0 | 0 | 0 | 0
7 | 2 | 2005 | 184 | 6 | 0 | 0 | #DIV/0! | #DIV/0! | #DIV/0! | #DIV/0! | #DIV/0! | #DIV/0! | #DIV/0! | #DIV/0! | #DIV/0! | #DIV/0! | #DIV/0! | #DIV/0! | #DIV/0! | #DIV/0! | #DIV/0! | #DIV/0! | #DIV/0! | #DIV/0! | #DIV/0! | #DIV/0! | 2375 | 0 | 0 | 0 | 0 | 0
7 | 3 | 2005 | 185 | 7 | 0 | 0 | #DIV/0! | #DIV/0! | #DIV/0! | #DIV/0! | #DIV/0! | #DIV/0! | #DIV/0! | #DIV/0! | #DIV/0! | #DIV/0! | #DIV/0! | #DIV/0! | #DIV/0! | #DIV/0! | #DIV/0! | #DIV/0! | #DIV/0! | #DIV/0! | #DIV/0! | #DIV/0! | 2376 | 0 | 0 | 0 | 0 | 0
7 | 4 | 2005 | 186 | 1 | 0 | 0 | #DIV/0! | #DIV/0! | #DIV/0! | #DIV/0! | #DIV/0! | #DIV/0! | #DIV/0! | #DIV/0! | #DIV/0! | #DIV/0! | #DIV/0! | #DIV/0! | #DIV/0! | #DIV/0! | #DIV/0! | #DIV/0! | #DIV/0! | #DIV/0! | #DIV/0! | #DIV/0! | 2377 | 0 | 0 | 0 | 0 | 0
7 | 5 | 2005 | 187 | 2 | 0.83 | 0 | #DIV/0! | #DIV/0! | #DIV/0! | #DIV/0! | #DIV/0! | #DIV/0! | #DIV/0! | #DIV/0! | #DIV/0! | #DIV/0! | #DIV/0! | #DIV/0! | #DIV/0! | #DIV/0! | #DIV/0! | #DIV/0! | #DIV/0! | #DIV/0! | #DIV/0! | #DIV/0! | 2378 | 0 | 0 | 0 | 0 | 0
7 | 6 | 2005 | 188 | 3 | 0 | 0 | #DIV/0! | #DIV/0! | #DIV/0! | #DIV/0! | #DIV/0! | #DIV/0! | #DIV/0! | #DIV/0! | #DIV/0! | #DIV/0! | #DIV/0! | #DIV/0! | #DIV/0! | #DIV/0! | #DIV/0! | #DIV/0! | #DIV/0! | #DIV/0! | #DIV/0! | #DIV/0! | 2379 | 0 | 0 | 0 | 0 | 0
7 | 7 | 2005 | 189 | 4 | 0.78 | 0 | #DIV/0! | #DIV/0! | #DIV/0! | #DIV/0! | #DIV/0! | #DIV/0! | #DIV/0! | #DIV/0! | #DIV/0! | #DIV/0! | #DIV/0! | #DIV/0! | #DIV/0! | #DIV/0! | #DIV/0! | #DIV/0! | #DIV/0! | #DIV/0! | #DIV/0! | #DIV/0! | 2380 | 0 | 0 | 0 | 0 | 0
7 | 8 | 2005 | 190 | 5 | 1.9967 | 0 | #DIV/0! | #DIV/0! | #DIV/0! | #DIV/0! | #DIV/0! | #DIV/0! | #DIV/0! | #DIV/0! | #DIV/0! | #DIV/0! | #DIV/0! | #DIV/0! | #DIV/0! | #DIV/0! | #DIV/0! | #DIV/0! | #DIV/0! | #DIV/0! | #DIV/0! | #DIV/0! | 2381 | 0 | 0 | 0 | 0 | 0
7 | 9 | 2005 | 191 | 6 | 0 | 0 | #DIV/0! | #DIV/0! | #DIV/0! | #DIV/0! | #DIV/0! | #DIV/0! | #DIV/0! | #DIV/0! | #DIV/0! | #DIV/0! | #DIV/0! | #DIV/0! | #DIV/0! | #DIV/0! | #DIV/0! | #DIV/0! | #DIV/0! | #DIV/0! | #DIV/0! | #DIV/0! | 2382 | 0 | 0 | 0 | 0 | 0
7 | 10 | 2005 | 192 | 7 | 0 | 0 | #DIV/0! | #DIV/0! | #DIV/0! | #DIV/0! | #DIV/0! | #DIV/0! | #DIV/0! | #DIV/0! | #DIV/0! | #DIV/0! | #DIV/0! | #DIV/0! | #DIV/0! | #DIV/0! | #DIV/0! | #DIV/0! | #DIV/0! | #DIV/0! | #DIV/0! | #DIV/0! | 2383 | 0 | 0 | 0 | 0 | 0
7 | 11 | 2005 | 193 | 1 | 0 | 0 | #DIV/0! | #DIV/0! | #DIV/0! | #DIV/0! | #DIV/0! | #DIV/0! | #DIV/0! | #DIV/0! | #DIV/0! | #DIV/0! | #DIV/0! | #DIV/0! | #DIV/0! | #DIV/0! | #DIV/0! | #DIV/0! | #DIV/0! | #DIV/0! | #DIV/0! | #DIV/0! | 2384 | 0 | 0 | 0 | 0 | 0
7 | 12 | 2005 | 194 | 2 | 0 | 0 | #DIV/0! | #DIV/0! | #DIV/0! | #DIV/0! | #DIV/0! | #DIV/0! | #DIV/0! | #DIV/0! | #DIV/0! | #DIV/0! | #DIV/0! | #DIV/0! | #DIV/0! | #DIV/0! | #DIV/0! | #DIV/0! | #DIV/0! | #DIV/0! | #DIV/0! | #DIV/0! | 2385 | 0 | 0 | 0 | 0 | 0
7 | 13 | 2005 | 195 | 3 | 0.32 | 0 | #DIV/0! | #DIV/0! | #DIV/0! | #DIV/0! | #DIV/0! | #DIV/0! | #DIV/0! | #DIV/0! | #DIV/0! | #DIV/0! | #DIV/0! | #DIV/0! | #DIV/0! | #DIV/0! | #DIV/0! | #DIV/0! | #DIV/0! | #DIV/0! | #DIV/0! | #DIV/0! | 2386 | 0 | 0 | 0 | 0 | 0
7 | 14 | 2005 | 196 | 4 | 0.09 | 0 | #DIV/0! | #DIV/0! | #DIV/0! | #DIV/0! | #DIV/0! | #DIV/0! | #DIV/0! | #DIV/0! | #DIV/0! | #DIV/0! | #DIV/0! | #DIV/0! | #DIV/0! | #DIV/0! | #DIV/0! | #DIV/0! | #DIV/0! | #DIV/0! | #DIV/0! | #DIV/0! | 2387 | 0 | 0 | 0 | 0 | 0
7 | 15 | 2005 | 197 | 5 | 1.0767 | 0 | #DIV/0! | #DIV/0! | #DIV/0! | #DIV/0! | #DIV/0! | #DIV/0! | #DIV/0! | #DIV/0! | #DIV/0! | #DIV/0! | #DIV/0! | #DIV/0! | #DIV/0! | #DIV/0! | #DIV/0! | #DIV/0! | #DIV/0! | #DIV/0! | #DIV/0! | #DIV/0! | 2388 | 0 | 0 | 0 | 0 | 0
7 | 16 | 2005 | 198 | 6 | 1.0433 | 0 | #DIV/0! | #DIV/0! | #DIV/0! | #DIV/0! | #DIV/0! | #DIV/0! | #DIV/0! | #DIV/0! | #DIV/0! | #DIV/0! | #DIV/0! | #DIV/0! | #DIV/0! | #DIV/0! | #DIV/0! | #DIV/0! | #DIV/0! | #DIV/0! | #DIV/0! | #DIV/0! | 2389 | 0 | 0 | 0 | 0 | 0
7 | 17 | 2005 | 199 | 7 | 0.0033333 | 0 | #DIV/0! | #DIV/0! | #DIV/0! | #DIV/0! | #DIV/0! | #DIV/0! | #DIV/0! | #DIV/0! | #DIV/0! | #DIV/0! | #DIV/0! | #DIV/0! | #DIV/0! | #DIV/0! | #DIV/0! | #DIV/0! | #DIV/0! | #DIV/0! | #DIV/0! | #DIV/0! | 2390 | 0 | 0 | 0 | 0 | 0
7 | 18 | 2005 | 200 | 1 | 0 | 0 | #DIV/0! | #DIV/0! | #DIV/0! | #DIV/0! | #DIV/0! | #DIV/0! | #DIV/0! | #DIV/0! | #DIV/0! | #DIV/0! | #DIV/0! | #DIV/0! | #DIV/0! | #DIV/0! | #DIV/0! | #DIV/0! | #DIV/0! | #DIV/0! | #DIV/0! | #DIV/0! | 2391 | 0 | 0 | 0 | 0 | 0
7 | 19 | 2005 | 201 | 2 | 0 | 0 | #DIV/0! | #DIV/0! | #DIV/0! | #DIV/0! | #DIV/0! | #DIV/0! | #DIV/0! | #DIV/0! | #DIV/0! | #DIV/0! | #DIV/0! | #DIV/0! | #DIV/0! | #DIV/0! | #DIV/0! | #DIV/0! | #DIV/0! | #DIV/0! | #DIV/0! | #DIV/0! | 2392 | 0 | 0 | 0 | 0 | 0
7 | 20 | 2005 | 202 | 3 | 0 | 0 | #DIV/0! | #DIV/0! | #DIV/0! | #DIV/0! | #DIV/0! | #DIV/0! | #DIV/0! | #DIV/0! | #DIV/0! | #DIV/0! | #DIV/0! | #DIV/0! | #DIV/0! | #DIV/0! | #DIV/0! | #DIV/0! | #DIV/0! | #DIV/0! | #DIV/0! | #DIV/0! | 2393 | 0 | 0 | 0 | 0 | 0
7 | 21 | 2005 | 203 | 4 | 0.12 | 0 | #DIV/0! | #DIV/0! | #DIV/0! | #DIV/0! | #DIV/0! | #DIV/0! | #DIV/0! | #DIV/0! | #DIV/0! | #DIV/0! | #DIV/0! | #DIV/0! | #DIV/0! | #DIV/0! | #DIV/0! | #DIV/0! | #DIV/0! | #DIV/0! | #DIV/0! | #DIV/0! | 2394 | 0 | 0 | 0 | 0 | 0
7 | 22 | 2005 | 204 | 5 | 0 | 0 | #DIV/0! | #DIV/0! | #DIV/0! | #DIV/0! | #DIV/0! | #DIV/0! | #DIV/0! | #DIV/0! | #DIV/0! | #DIV/0! | #DIV/0! | #DIV/0! | #DIV/0! | #DIV/0! | #DIV/0! | #DIV/0! | #DIV/0! | #DIV/0! | #DIV/0! | #DIV/0! | 2395 | 0 | 0 | 0 | 0 | 0
7 | 23 | 2005 | 205 | 6 | 0.29 | 0 | #DIV/0! | #DIV/0! | #DIV/0! | #DIV/0! | #DIV/0! | #DIV/0! | #DIV/0! | #DIV/0! | #DIV/0! | #DIV/0! | #DIV/0! | #DIV/0! | #DIV/0! | #DIV/0! | #DIV/0! | #DIV/0! | #DIV/0! | #DIV/0! | #DIV/0! | #DIV/0! | 2396 | 0 | 0 | 0 | 0 | 0
7 | 24 | 2005 | 206 | 7 | 0.0033333 | 0 | #DIV/0! | #DIV/0! | #DIV/0! | #DIV/0! | #DIV/0! | #DIV/0! | #DIV/0! | #DIV/0! | #DIV/0! | #DIV/0! | #DIV/0! | #DIV/0! | #DIV/0! | #DIV/0! | #DIV/0! | #DIV/0! | #DIV/0! | #DIV/0! | #DIV/0! | #DIV/0! | 2397 | 0 | 0 | 0 | 0 | 0
7 | 25 | 2005 | 207 | 1 | 0.21667 | 0 | #DIV/0! | #DIV/0! | #DIV/0! | #DIV/0! | #DIV/0! | #DIV/0! | #DIV/0! | #DIV/0! | #DIV/0! | #DIV/0! | #DIV/0! | #DIV/0! | #DIV/0! | #DIV/0! | #DIV/0! | #DIV/0! | #DIV/0! | #DIV/0! | #DIV/0! | #DIV/0! | 2398 | 0 | 0 | 0 | 0 | 0
7 | 26 | 2005 | 208 | 2 | 0 | 0 | #DIV/0! | #DIV/0! | #DIV/0! | #DIV/0! | #DIV/0! | #DIV/0! | #DIV/0! | #DIV/0! | #DIV/0! | #DIV/0! | #DIV/0! | #DIV/0! | #DIV/0! | #DIV/0! | #DIV/0! | #DIV/0! | #DIV/0! | #DIV/0! | #DIV/0! | #DIV/0! | 2399 | 0 | 0 | 0 | 0 | 0
7 | 27 | 2005 | 209 | 3 | 0.40667 | 0 | #DIV/0! | #DIV/0! | #DIV/0! | #DIV/0! | #DIV/0! | #DIV/0! | #DIV/0! | #DIV/0! | #DIV/0! | #DIV/0! | #DIV/0! | #DIV/0! | #DIV/0! | #DIV/0! | #DIV/0! | #DIV/0! | #DIV/0! | #DIV/0! | #DIV/0! | #DIV/0! | 2400 | 0 | 0 | 0 | 0 | 0
7 | 28 | 2005 | 210 | 4 | 0 | 0 | #DIV/0! | #DIV/0! | #DIV/0! | #DIV/0! | #DIV/0! | #DIV/0! | #DIV/0! | #DIV/0! | #DIV/0! | #DIV/0! | #DIV/0! | #DIV/0! | #DIV/0! | #DIV/0! | #DIV/0! | #DIV/0! | #DIV/0! | #DIV/0! | #DIV/0! | #DIV/0! | 2401 | 0 | 0 | 0 | 0 | 0
7 | 29 | 2005 | 211 | 5 | 0.32 | 0 | #DIV/0! | #DIV/0! | #DIV/0! | #DIV/0! | #DIV/0! | #DIV/0! | #DIV/0! | #DIV/0! | #DIV/0! | #DIV/0! | #DIV/0! | #DIV/0! | #DIV/0! | #DIV/0! | #DIV/0! | #DIV/0! | #DIV/0! | #DIV/0! | #DIV/0! | #DIV/0! | 2402 | 0 | 0 | 0 | 0 | 0
7 | 30 | 2005 | 212 | 6 | 0 | 0 | #DIV/0! | #DIV/0! | #DIV/0! | #DIV/0! | #DIV/0! | #DIV/0! | #DIV/0! | #DIV/0! | #DIV/0! | #DIV/0! | #DIV/0! | #DIV/0! | #DIV/0! | #DIV/0! | #DIV/0! | #DIV/0! | #DIV/0! | #DIV/0! | #DIV/0! | #DIV/0! | 2403 | 0 | 0 | 0 | 0 | 0
7 | 31 | 2005 | 213 | 7 | 0 | 0 | #DIV/0! | #DIV/0! | #DIV/0! | #DIV/0! | #DIV/0! | #DIV/0! | #DIV/0! | #DIV/0! | #DIV/0! | #DIV/0! | #DIV/0! | #DIV/0! | #DIV/0! | #DIV/0! | #DIV/0! | #DIV/0! | #DIV/0! | #DIV/0! | #DIV/0! | #DIV/0! | 2404 | 0 | 0 | 0 | 0 | 0
8 | 1 | 2005 | 214 | 1 | 0 | 0 | #DIV/0! | #DIV/0! | #DIV/0! | #DIV/0! | #DIV/0! | #DIV/0! | #DIV/0! | #DIV/0! | #DIV/0! | #DIV/0! | #DIV/0! | #DIV/0! | #DIV/0! | #DIV/0! | #DIV/0! | #DIV/0! | #DIV/0! | #DIV/0! | #DIV/0! | #DIV/0! | 2405 | 0 | 0 | 0 | 0 | 0
8 | 2 | 2005 | 215 | 2 | 0 | 0 | #DIV/0! | #DIV/0! | #DIV/0! | #DIV/0! | #DIV/0! | #DIV/0! | #DIV/0! | #DIV/0! | #DIV/0! | #DIV/0! | #DIV/0! | #DIV/0! | #DIV/0! | #DIV/0! | #DIV/0! | #DIV/0! | #DIV/0! | #DIV/0! | #DIV/0! | #DIV/0! | 2406 | 0 | 0 | 0 | 0 | 0
8 | 3 | 2005 | 216 | 3 | 0 | 0 | #DIV/0! | #DIV/0! | #DIV/0! | #DIV/0! | #DIV/0! | #DIV/0! | #DIV/0! | #DIV/0! | #DIV/0! | #DIV/0! | #DIV/0! | #DIV/0! | #DIV/0! | #DIV/0! | #DIV/0! | #DIV/0! | #DIV/0! | #DIV/0! | #DIV/0! | #DIV/0! | 2407 | 0 | 0 | 0 | 0 | 0
8 | 4 | 2005 | 217 | 4 | 0 | 0 | #DIV/0! | #DIV/0! | #DIV/0! | #DIV/0! | #DIV/0! | #DIV/0! | #DIV/0! | #DIV/0! | #DIV/0! | #DIV/0! | #DIV/0! | #DIV/0! | #DIV/0! | #DIV/0! | #DIV/0! | #DIV/0! | #DIV/0! | #DIV/0! | #DIV/0! | #DIV/0! | 2408 | 0 | 0 | 0 | 0 | 0
8 | 5 | 2005 | 218 | 5 | 0.20333 | 0 | #DIV/0! | #DIV/0! | #DIV/0! | #DIV/0! | #DIV/0! | #DIV/0! | #DIV/0! | #DIV/0! | #DIV/0! | #DIV/0! | #DIV/0! | #DIV/0! | #DIV/0! | #DIV/0! | #DIV/0! | #DIV/0! | #DIV/0! | #DIV/0! | #DIV/0! | #DIV/0! | 2409 | 0 | 0 | 0 | 0 | 0
8 | 6 | 2005 | 219 | 6 | 0.0066667 | 0 | #DIV/0! | #DIV/0! | #DIV/0! | #DIV/0! | #DIV/0! | #DIV/0! | #DIV/0! | #DIV/0! | #DIV/0! | #DIV/0! | #DIV/0! | #DIV/0! | #DIV/0! | #DIV/0! | #DIV/0! | #DIV/0! | #DIV/0! | #DIV/0! | #DIV/0! | #DIV/0! | 2410 | 0 | 0 | 0 | 0 | 0
8 | 7 | 2005 | 220 | 7 | 0 | 0 | #DIV/0! | #DIV/0! | #DIV/0! | #DIV/0! | #DIV/0! | #DIV/0! | #DIV/0! | #DIV/0! | #DIV/0! | #DIV/0! | #DIV/0! | #DIV/0! | #DIV/0! | #DIV/0! | #DIV/0! | #DIV/0! | #DIV/0! | #DIV/0! | #DIV/0! | #DIV/0! | 2411 | 0 | 0 | 0 | 0 | 0
8 | 8 | 2005 | 221 | 1 | 1.0367 | 0 | #DIV/0! | #DIV/0! | #DIV/0! | #DIV/0! | #DIV/0! | #DIV/0! | #DIV/0! | #DIV/0! | #DIV/0! | #DIV/0! | #DIV/0! | #DIV/0! | #DIV/0! | #DIV/0! | #DIV/0! | #DIV/0! | #DIV/0! | #DIV/0! | #DIV/0! | #DIV/0! | 2412 | 0 | 0 | 0 | 0 | 0
8 | 9 | 2005 | 222 | 2 | 0.16667 | 0 | #DIV/0! | #DIV/0! | #DIV/0! | #DIV/0! | #DIV/0! | #DIV/0! | #DIV/0! | #DIV/0! | #DIV/0! | #DIV/0! | #DIV/0! | #DIV/0! | #DIV/0! | #DIV/0! | #DIV/0! | #DIV/0! | #DIV/0! | #DIV/0! | #DIV/0! | #DIV/0! | 2413 | 0 | 0 | 0 | 0 | 0
8 | 10 | 2005 | 223 | 3 | 0 | 0 | #DIV/0! | #DIV/0! | #DIV/0! | #DIV/0! | #DIV/0! | #DIV/0! | #DIV/0! | #DIV/0! | #DIV/0! | #DIV/0! | #DIV/0! | #DIV/0! | #DIV/0! | #DIV/0! | #DIV/0! | #DIV/0! | #DIV/0! | #DIV/0! | #DIV/0! | #DIV/0! | 2414 | 0 | 0 | 0 | 0 | 0
8 | 11 | 2005 | 224 | 4 | 0 | 0 | #DIV/0! | #DIV/0! | #DIV/0! | #DIV/0! | #DIV/0! | #DIV/0! | #DIV/0! | #DIV/0! | #DIV/0! | #DIV/0! | #DIV/0! | #DIV/0! | #DIV/0! | #DIV/0! | #DIV/0! | #DIV/0! | #DIV/0! | #DIV/0! | #DIV/0! | #DIV/0! | 2415 | 0 | 0 | 0 | 0 | 0
8 | 12 | 2005 | 225 | 5 | 0 | 0 | #DIV/0! | #DIV/0! | #DIV/0! | #DIV/0! | #DIV/0! | #DIV/0! | #DIV/0! | #DIV/0! | #DIV/0! | #DIV/0! | #DIV/0! | #DIV/0! | #DIV/0! | #DIV/0! | #DIV/0! | #DIV/0! | #DIV/0! | #DIV/0! | #DIV/0! | #DIV/0! | 2416 | 0 | 0 | 0 | 0 | 0
8 | 13 | 2005 | 226 | 6 | 0 | 0 | #DIV/0! | #DIV/0! | #DIV/0! | #DIV/0! | #DIV/0! | #DIV/0! | #DIV/0! | #DIV/0! | #DIV/0! | #DIV/0! | #DIV/0! | #DIV/0! | #DIV/0! | #DIV/0! | #DIV/0! | #DIV/0! | #DIV/0! | #DIV/0! | #DIV/0! | #DIV/0! | 2417 | 0 | 0 | 0 | 0 | 0
8 | 14 | 2005 | 227 | 7 | 0 | 0 | #DIV/0! | #DIV/0! | #DIV/0! | #DIV/0! | #DIV/0! | #DIV/0! | #DIV/0! | #DIV/0! | #DIV/0! | #DIV/0! | #DIV/0! | #DIV/0! | #DIV/0! | #DIV/0! | #DIV/0! | #DIV/0! | #DIV/0! | #DIV/0! | #DIV/0! | #DIV/0! | 2418 | 0 | 0 | 0 | 0 | 0
8 | 15 | 2005 | 228 | 1 | 0 | 0 | #DIV/0! | #DIV/0! | #DIV/0! | #DIV/0! | #DIV/0! | #DIV/0! | #DIV/0! | #DIV/0! | #DIV/0! | #DIV/0! | #DIV/0! | #DIV/0! | #DIV/0! | #DIV/0! | #DIV/0! | #DIV/0! | #DIV/0! | #DIV/0! | #DIV/0! | #DIV/0! | 2419 | 0 | 0 | 0 | 0 | 0
8 | 16 | 2005 | 229 | 2 | 0.34 | 0 | #DIV/0! | #DIV/0! | #DIV/0! | #DIV/0! | #DIV/0! | #DIV/0! | #DIV/0! | #DIV/0! | #DIV/0! | #DIV/0! | #DIV/0! | #DIV/0! | #DIV/0! | #DIV/0! | #DIV/0! | #DIV/0! | #DIV/0! | #DIV/0! | #DIV/0! | #DIV/0! | 2420 | 0 | 0 | 0 | 0 | 0
8 | 17 | 2005 | 230 | 3 | 0 | 0 | #DIV/0! | #DIV/0! | #DIV/0! | #DIV/0! | #DIV/0! | #DIV/0! | #DIV/0! | #DIV/0! | #DIV/0! | #DIV/0! | #DIV/0! | #DIV/0! | #DIV/0! | #DIV/0! | #DIV/0! | #DIV/0! | #DIV/0! | #DIV/0! | #DIV/0! | #DIV/0! | 2421 | 0 | 0 | 0 | 0 | 0
8 | 18 | 2005 | 231 | 4 | 0 | 0 | #DIV/0! | #DIV/0! | #DIV/0! | #DIV/0! | #DIV/0! | #DIV/0! | #DIV/0! | #DIV/0! | #DIV/0! | #DIV/0! | #DIV/0! | #DIV/0! | #DIV/0! | #DIV/0! | #DIV/0! | #DIV/0! | #DIV/0! | #DIV/0! | #DIV/0! | #DIV/0! | 2422 | 0 | 0 | 0 | 0 | 0
8 | 19 | 2005 | 232 | 5 | 0.25 | 0 | #DIV/0! | #DIV/0! | #DIV/0! | #DIV/0! | #DIV/0! | #DIV/0! | #DIV/0! | #DIV/0! | #DIV/0! | #DIV/0! | #DIV/0! | #DIV/0! | #DIV/0! | #DIV/0! | #DIV/0! | #DIV/0! | #DIV/0! | #DIV/0! | #DIV/0! | #DIV/0! | 2423 | 0 | 0 | 0 | 0 | 0
8 | 20 | 2005 | 233 | 6 | 0 | 0 | #DIV/0! | #DIV/0! | #DIV/0! | #DIV/0! | #DIV/0! | #DIV/0! | #DIV/0! | #DIV/0! | #DIV/0! | #DIV/0! | #DIV/0! | #DIV/0! | #DIV/0! | #DIV/0! | #DIV/0! | #DIV/0! | #DIV/0! | #DIV/0! | #DIV/0! | #DIV/0! | 2424 | 0 | 0 | 0 | 0 | 0
8 | 21 | 2005 | 234 | 7 | 0 | 0 | #DIV/0! | #DIV/0! | #DIV/0! | #DIV/0! | #DIV/0! | #DIV/0! | #DIV/0! | #DIV/0! | #DIV/0! | #DIV/0! | #DIV/0! | #DIV/0! | #DIV/0! | #DIV/0! | #DIV/0! | #DIV/0! | #DIV/0! | #DIV/0! | #DIV/0! | #DIV/0! | 2425 | 0 | 0 | 0 | 0 | 0
8 | 22 | 2005 | 235 | 1 | 0 | 0 | #DIV/0! | #DIV/0! | #DIV/0! | #DIV/0! | #DIV/0! | #DIV/0! | #DIV/0! | #DIV/0! | #DIV/0! | #DIV/0! | #DIV/0! | #DIV/0! | #DIV/0! | #DIV/0! | #DIV/0! | #DIV/0! | #DIV/0! | #DIV/0! | #DIV/0! | #DIV/0! | 2426 | 0 | 0 | 0 | 0 | 0
8 | 23 | 2005 | 236 | 2 | 0 | 0 | #DIV/0! | #DIV/0! | #DIV/0! | #DIV/0! | #DIV/0! | #DIV/0! | #DIV/0! | #DIV/0! | #DIV/0! | #DIV/0! | #DIV/0! | #DIV/0! | #DIV/0! | #DIV/0! | #DIV/0! | #DIV/0! | #DIV/0! | #DIV/0! | #DIV/0! | #DIV/0! | 2427 | 0 | 0 | 0 | 0 | 0
8 | 24 | 2005 | 237 | 3 | 0 | 0 | #DIV/0! | #DIV/0! | #DIV/0! | #DIV/0! | #DIV/0! | #DIV/0! | #DIV/0! | #DIV/0! | #DIV/0! | #DIV/0! | #DIV/0! | #DIV/0! | #DIV/0! | #DIV/0! | #DIV/0! | #DIV/0! | #DIV/0! | #DIV/0! | #DIV/0! | #DIV/0! | 2428 | 0 | 0 | 0 | 0 | 0
8 | 25 | 2005 | 238 | 4 | 0 | 0 | #DIV/0! | #DIV/0! | #DIV/0! | #DIV/0! | #DIV/0! | #DIV/0! | #DIV/0! | #DIV/0! | #DIV/0! | #DIV/0! | #DIV/0! | #DIV/0! | #DIV/0! | #DIV/0! | #DIV/0! | #DIV/0! | #DIV/0! | #DIV/0! | #DIV/0! | #DIV/0! | 2429 | 0 | 0 | 0 | 0 | 0
8 | 26 | 2005 | 239 | 5 | 0 | 0 | #DIV/0! | #DIV/0! | #DIV/0! | #DIV/0! | #DIV/0! | #DIV/0! | #DIV/0! | #DIV/0! | #DIV/0! | #DIV/0! | #DIV/0! | #DIV/0! | #DIV/0! | #DIV/0! | #DIV/0! | #DIV/0! | #DIV/0! | #DIV/0! | #DIV/0! | #DIV/0! | 2430 | 0 | 0 | 0 | 0 | 0
8 | 27 | 2005 | 240 | 6 | 0.36667 | 0 | #DIV/0! | #DIV/0! | #DIV/0! | #DIV/0! | #DIV/0! | #DIV/0! | #DIV/0! | #DIV/0! | #DIV/0! | #DIV/0! | #DIV/0! | #DIV/0! | #DIV/0! | #DIV/0! | #DIV/0! | #DIV/0! | #DIV/0! | #DIV/0! | #DIV/0! | #DIV/0! | 2431 | 0 | 0 | 0 | 0 | 0
8 | 28 | 2005 | 241 | 7 | 0.41333 | 0 | #DIV/0! | #DIV/0! | #DIV/0! | #DIV/0! | #DIV/0! | #DIV/0! | #DIV/0! | #DIV/0! | #DIV/0! | #DIV/0! | #DIV/0! | #DIV/0! | #DIV/0! | #DIV/0! | #DIV/0! | #DIV/0! | #DIV/0! | #DIV/0! | #DIV/0! | #DIV/0! | 2432 | 0 | 0 | 0 | 0 | 0
8 | 29 | 2005 | 242 | 1 | 0 | 0 | #DIV/0! | #DIV/0! | #DIV/0! | #DIV/0! | #DIV/0! | #DIV/0! | #DIV/0! | #DIV/0! | #DIV/0! | #DIV/0! | #DIV/0! | #DIV/0! | #DIV/0! | #DIV/0! | #DIV/0! | #DIV/0! | #DIV/0! | #DIV/0! | #DIV/0! | #DIV/0! | 2433 | 0 | 0 | 0 | 0 | 0
8 | 30 | 2005 | 243 | 2 | 0.0033333 | 0 | #DIV/0! | #DIV/0! | #DIV/0! | #DIV/0! | #DIV/0! | #DIV/0! | #DIV/0! | #DIV/0! | #DIV/0! | #DIV/0! | #DIV/0! | #DIV/0! | #DIV/0! | #DIV/0! | #DIV/0! | #DIV/0! | #DIV/0! | #DIV/0! | #DIV/0! | #DIV/0! | 2434 | 0 | 0 | 0 | 0 | 0
8 | 31 | 2005 | 244 | 3 | 0 | 0 | #DIV/0! | #DIV/0! | #DIV/0! | #DIV/0! | #DIV/0! | #DIV/0! | #DIV/0! | #DIV/0! | #DIV/0! | #DIV/0! | #DIV/0! | #DIV/0! | #DIV/0! | #DIV/0! | #DIV/0! | #DIV/0! | #DIV/0! | #DIV/0! | #DIV/0! | #DIV/0! | 2435 | 0 | 0 | 0 | 0 | 0
9 | 1 | 2005 | 245 | 4 | 0 | 0 | #DIV/0! | #DIV/0! | #DIV/0! | #DIV/0! | #DIV/0! | #DIV/0! | #DIV/0! | #DIV/0! | #DIV/0! | #DIV/0! | #DIV/0! | #DIV/0! | #DIV/0! | #DIV/0! | #DIV/0! | #DIV/0! | #DIV/0! | #DIV/0! | #DIV/0! | #DIV/0! | 2436 | 0 | 0 | 0 | 0 | 0
9 | 2 | 2005 | 246 | 5 | 0 | 0 | #DIV/0! | #DIV/0! | #DIV/0! | #DIV/0! | #DIV/0! | #DIV/0! | #DIV/0! | #DIV/0! | #DIV/0! | #DIV/0! | #DIV/0! | #DIV/0! | #DIV/0! | #DIV/0! | #DIV/0! | #DIV/0! | #DIV/0! | #DIV/0! | #DIV/0! | #DIV/0! | 2437 | 0 | 0 | 0 | 0 | 0
9 | 3 | 2005 | 247 | 6 | 0 | 0 | #DIV/0! | #DIV/0! | #DIV/0! | #DIV/0! | #DIV/0! | #DIV/0! | #DIV/0! | #DIV/0! | #DIV/0! | #DIV/0! | #DIV/0! | #DIV/0! | #DIV/0! | #DIV/0! | #DIV/0! | #DIV/0! | #DIV/0! | #DIV/0! | #DIV/0! | #DIV/0! | 2438 | 0 | 0 | 0 | 0 | 0
9 | 4 | 2005 | 248 | 7 | 0 | 0 | #DIV/0! | #DIV/0! | #DIV/0! | #DIV/0! | #DIV/0! | #DIV/0! | #DIV/0! | #DIV/0! | #DIV/0! | #DIV/0! | #DIV/0! | #DIV/0! | #DIV/0! | #DIV/0! | #DIV/0! | #DIV/0! | #DIV/0! | #DIV/0! | #DIV/0! | #DIV/0! | 2439 | 0 | 0 | 0 | 0 | 0
9 | 5 | 2005 | 249 | 1 | 0 | 0 | #DIV/0! | #DIV/0! | #DIV/0! | #DIV/0! | #DIV/0! | #DIV/0! | #DIV/0! | #DIV/0! | #DIV/0! | #DIV/0! | #DIV/0! | #DIV/0! | #DIV/0! | #DIV/0! | #DIV/0! | #DIV/0! | #DIV/0! | #DIV/0! | #DIV/0! | #DIV/0! | 2440 | 0 | 0 | 0 | 0 | 0
9 | 6 | 2005 | 250 | 2 | 0 | 0 | #DIV/0! | #DIV/0! | #DIV/0! | #DIV/0! | #DIV/0! | #DIV/0! | #DIV/0! | #DIV/0! | #DIV/0! | #DIV/0! | #DIV/0! | #DIV/0! | #DIV/0! | #DIV/0! | #DIV/0! | #DIV/0! | #DIV/0! | #DIV/0! | #DIV/0! | #DIV/0! | 2441 | 0 | 0 | 0 | 0 | 0
9 | 7 | 2005 | 251 | 3 | 0 | 0 | #DIV/0! | #DIV/0! | #DIV/0! | #DIV/0! | #DIV/0! | #DIV/0! | #DIV/0! | #DIV/0! | #DIV/0! | #DIV/0! | #DIV/0! | #DIV/0! | #DIV/0! | #DIV/0! | #DIV/0! | #DIV/0! | #DIV/0! | #DIV/0! | #DIV/0! | #DIV/0! | 2442 | 0 | 0 | 0 | 0 | 0
9 | 8 | 2005 | 252 | 4 | 0 | 0 | #DIV/0! | #DIV/0! | #DIV/0! | #DIV/0! | #DIV/0! | #DIV/0! | #DIV/0! | #DIV/0! | #DIV/0! | #DIV/0! | #DIV/0! | #DIV/0! | #DIV/0! | #DIV/0! | #DIV/0! | #DIV/0! | #DIV/0! | #DIV/0! | #DIV/0! | #DIV/0! | 2443 | 0 | 0 | 0 | 0 | 0
9 | 9 | 2005 | 253 | 5 | 0 | 0 | #DIV/0! | #DIV/0! | #DIV/0! | #DIV/0! | #DIV/0! | #DIV/0! | #DIV/0! | #DIV/0! | #DIV/0! | #DIV/0! | #DIV/0! | #DIV/0! | #DIV/0! | #DIV/0! | #DIV/0! | #DIV/0! | #DIV/0! | #DIV/0! | #DIV/0! | #DIV/0! | 2444 | 0 | 0 | 0 | 0 | 0
9 | 10 | 2005 | 254 | 6 | 0 | 0 | #DIV/0! | #DIV/0! | #DIV/0! | #DIV/0! | #DIV/0! | #DIV/0! | #DIV/0! | #DIV/0! | #DIV/0! | #DIV/0! | #DIV/0! | #DIV/0! | #DIV/0! | #DIV/0! | #DIV/0! | #DIV/0! | #DIV/0! | #DIV/0! | #DIV/0! | #DIV/0! | 2445 | 0 | 0 | 0 | 0 | 0
9 | 11 | 2005 | 255 | 7 | 0 | 0 | #DIV/0! | #DIV/0! | #DIV/0! | #DIV/0! | #DIV/0! | #DIV/0! | #DIV/0! | #DIV/0! | #DIV/0! | #DIV/0! | #DIV/0! | #DIV/0! | #DIV/0! | #DIV/0! | #DIV/0! | #DIV/0! | #DIV/0! | #DIV/0! | #DIV/0! | #DIV/0! | 2446 | 0 | 0 | 0 | 0 | 0
9 | 12 | 2005 | 256 | 1 | 0 | 0 | #DIV/0! | #DIV/0! | #DIV/0! | #DIV/0! | #DIV/0! | #DIV/0! | #DIV/0! | #DIV/0! | #DIV/0! | #DIV/0! | #DIV/0! | #DIV/0! | #DIV/0! | #DIV/0! | #DIV/0! | #DIV/0! | #DIV/0! | #DIV/0! | #DIV/0! | #DIV/0! | 2447 | 0 | 0 | 0 | 0 | 0
9 | 13 | 2005 | 257 | 2 | 0 | 0 | #DIV/0! | #DIV/0! | #DIV/0! | #DIV/0! | #DIV/0! | #DIV/0! | #DIV/0! | #DIV/0! | #DIV/0! | #DIV/0! | #DIV/0! | #DIV/0! | #DIV/0! | #DIV/0! | #DIV/0! | #DIV/0! | #DIV/0! | #DIV/0! | #DIV/0! | #DIV/0! | 2448 | 0 | 0 | 0 | 0 | 0
9 | 14 | 2005 | 258 | 3 | 0.076667 | 0 | #DIV/0! | #DIV/0! | #DIV/0! | #DIV/0! | #DIV/0! | #DIV/0! | #DIV/0! | #DIV/0! | #DIV/0! | #DIV/0! | #DIV/0! | #DIV/0! | #DIV/0! | #DIV/0! | #DIV/0! | #DIV/0! | #DIV/0! | #DIV/0! | #DIV/0! | #DIV/0! | 2449 | 0 | 0 | 0 | 0 | 0
9 | 15 | 2005 | 259 | 4 | 0.11 | 0 | #DIV/0! | #DIV/0! | #DIV/0! | #DIV/0! | #DIV/0! | #DIV/0! | #DIV/0! | #DIV/0! | #DIV/0! | #DIV/0! | #DIV/0! | #DIV/0! | #DIV/0! | #DIV/0! | #DIV/0! | #DIV/0! | #DIV/0! | #DIV/0! | #DIV/0! | #DIV/0! | 2450 | 0 | 0 | 0 | 0 | 0
9 | 16 | 2005 | 260 | 5 | 0.0033333 | 0 | #DIV/0! | #DIV/0! | #DIV/0! | #DIV/0! | #DIV/0! | #DIV/0! | #DIV/0! | #DIV/0! | #DIV/0! | #DIV/0! | #DIV/0! | #DIV/0! | #DIV/0! | #DIV/0! | #DIV/0! | #DIV/0! | #DIV/0! | #DIV/0! | #DIV/0! | #DIV/0! | 2451 | 0 | 0 | 0 | 0 | 0
9 | 17 | 2005 | 261 | 6 | 0 | 0 | #DIV/0! | #DIV/0! | #DIV/0! | #DIV/0! | #DIV/0! | #DIV/0! | #DIV/0! | #DIV/0! | #DIV/0! | #DIV/0! | #DIV/0! | #DIV/0! | #DIV/0! | #DIV/0! | #DIV/0! | #DIV/0! | #DIV/0! | #DIV/0! | #DIV/0! | #DIV/0! | 2452 | 0 | 0 | 0 | 0 | 0
9 | 18 | 2005 | 262 | 7 | 0 | 0 | #DIV/0! | #DIV/0! | #DIV/0! | #DIV/0! | #DIV/0! | #DIV/0! | #DIV/0! | #DIV/0! | #DIV/0! | #DIV/0! | #DIV/0! | #DIV/0! | #DIV/0! | #DIV/0! | #DIV/0! | #DIV/0! | #DIV/0! | #DIV/0! | #DIV/0! | #DIV/0! | 2453 | 0 | 0 | 0 | 0 | 0
9 | 19 | 2005 | 263 | 1 | 0 | 0 | #DIV/0! | #DIV/0! | #DIV/0! | #DIV/0! | #DIV/0! | #DIV/0! | #DIV/0! | #DIV/0! | #DIV/0! | #DIV/0! | #DIV/0! | #DIV/0! | #DIV/0! | #DIV/0! | #DIV/0! | #DIV/0! | #DIV/0! | #DIV/0! | #DIV/0! | #DIV/0! | 2454 | 0 | 0 | 0 | 0 | 0
9 | 20 | 2005 | 264 | 2 | 0 | 0 | #DIV/0! | #DIV/0! | #DIV/0! | #DIV/0! | #DIV/0! | #DIV/0! | #DIV/0! | #DIV/0! | #DIV/0! | #DIV/0! | #DIV/0! | #DIV/0! | #DIV/0! | #DIV/0! | #DIV/0! | #DIV/0! | #DIV/0! | #DIV/0! | #DIV/0! | #DIV/0! | 2455 | 0 | 0 | 0 | 0 | 0
9 | 21 | 2005 | 265 | 3 | 0 | 0 | #DIV/0! | #DIV/0! | #DIV/0! | #DIV/0! | #DIV/0! | #DIV/0! | #DIV/0! | #DIV/0! | #DIV/0! | #DIV/0! | #DIV/0! | #DIV/0! | #DIV/0! | #DIV/0! | #DIV/0! | #DIV/0! | #DIV/0! | #DIV/0! | #DIV/0! | #DIV/0! | 2456 | 0 | 0 | 0 | 0 | 0
9 | 22 | 2005 | 266 | 4 | 0 | 0 | #DIV/0! | #DIV/0! | #DIV/0! | #DIV/0! | #DIV/0! | #DIV/0! | #DIV/0! | #DIV/0! | #DIV/0! | #DIV/0! | #DIV/0! | #DIV/0! | #DIV/0! | #DIV/0! | #DIV/0! | #DIV/0! | #DIV/0! | #DIV/0! | #DIV/0! | #DIV/0! | 2457 | 0 | 0 | 0 | 0 | 0
9 | 23 | 2005 | 267 | 5 | 0.0033333 | 0 | #DIV/0! | #DIV/0! | #DIV/0! | #DIV/0! | #DIV/0! | #DIV/0! | #DIV/0! | #DIV/0! | #DIV/0! | #DIV/0! | #DIV/0! | #DIV/0! | #DIV/0! | #DIV/0! | #DIV/0! | #DIV/0! | #DIV/0! | #DIV/0! | #DIV/0! | #DIV/0! | 2458 | 0 | 0 | 0 | 0 | 0
9 | 24 | 2005 | 268 | 6 | 0 | 0 | #DIV/0! | #DIV/0! | #DIV/0! | #DIV/0! | #DIV/0! | #DIV/0! | #DIV/0! | #DIV/0! | #DIV/0! | #DIV/0! | #DIV/0! | #DIV/0! | #DIV/0! | #DIV/0! | #DIV/0! | #DIV/0! | #DIV/0! | #DIV/0! | #DIV/0! | #DIV/0! | 2459 | 0 | 0 | 0 | 0 | 0
9 | 25 | 2005 | 269 | 7 | 0 | 0 | #DIV/0! | #DIV/0! | #DIV/0! | #DIV/0! | #DIV/0! | #DIV/0! | #DIV/0! | #DIV/0! | #DIV/0! | #DIV/0! | #DIV/0! | #DIV/0! | #DIV/0! | #DIV/0! | #DIV/0! | #DIV/0! | #DIV/0! | #DIV/0! | #DIV/0! | #DIV/0! | 2460 | 0 | 0 | 0 | 0 | 0
9 | 26 | 2005 | 270 | 1 | 0.11 | 0 | #DIV/0! | #DIV/0! | #DIV/0! | #DIV/0! | #DIV/0! | #DIV/0! | #DIV/0! | #DIV/0! | #DIV/0! | #DIV/0! | #DIV/0! | #DIV/0! | #DIV/0! | #DIV/0! | #DIV/0! | #DIV/0! | #DIV/0! | #DIV/0! | #DIV/0! | #DIV/0! | 2461 | 0 | 0 | 0 | 0 | 0
9 | 27 | 2005 | 271 | 2 | 0 | 0 | #DIV/0! | #DIV/0! | #DIV/0! | #DIV/0! | #DIV/0! | #DIV/0! | #DIV/0! | #DIV/0! | #DIV/0! | #DIV/0! | #DIV/0! | #DIV/0! | #DIV/0! | #DIV/0! | #DIV/0! | #DIV/0! | #DIV/0! | #DIV/0! | #DIV/0! | #DIV/0! | 2462 | 0 | 0 | 0 | 0 | 0
9 | 28 | 2005 | 272 | 3 | 0 | 0 | #DIV/0! | #DIV/0! | #DIV/0! | #DIV/0! | #DIV/0! | #DIV/0! | #DIV/0! | #DIV/0! | #DIV/0! | #DIV/0! | #DIV/0! | #DIV/0! | #DIV/0! | #DIV/0! | #DIV/0! | #DIV/0! | #DIV/0! | #DIV/0! | #DIV/0! | #DIV/0! | 2463 | 0 | 0 | 0 | 0 | 0
9 | 29 | 2005 | 273 | 4 | 0.0066667 | 0 | #DIV/0! | #DIV/0! | #DIV/0! | #DIV/0! | #DIV/0! | #DIV/0! | #DIV/0! | #DIV/0! | #DIV/0! | #DIV/0! | #DIV/0! | #DIV/0! | #DIV/0! | #DIV/0! | #DIV/0! | #DIV/0! | #DIV/0! | #DIV/0! | #DIV/0! | #DIV/0! | 2464 | 0 | 0 | 0 | 0 | 0
9 | 30 | 2005 | 274 | 5 | 0 | 0 | #DIV/0! | #DIV/0! | #DIV/0! | #DIV/0! | #DIV/0! | #DIV/0! | #DIV/0! | #DIV/0! | #DIV/0! | #DIV/0! | #DIV/0! | #DIV/0! | #DIV/0! | #DIV/0! | #DIV/0! | #DIV/0! | #DIV/0! | #DIV/0! | #DIV/0! | #DIV/0! | 2465 | 0 | 0 | 0 | 0 | 0
10 | 1 | 2005 | 275 | 6 | 0 | 0 | #DIV/0! | #DIV/0! | #DIV/0! | #DIV/0! | #DIV/0! | #DIV/0! | #DIV/0! | #DIV/0! | #DIV/0! | #DIV/0! | #DIV/0! | #DIV/0! | #DIV/0! | #DIV/0! | #DIV/0! | #DIV/0! | #DIV/0! | #DIV/0! | #DIV/0! | #DIV/0! | 2466 | 0 | 0 | 0 | 0 | 0
10 | 2 | 2005 | 276 | 7 | 0 | 0 | #DIV/0! | #DIV/0! | #DIV/0! | #DIV/0! | #DIV/0! | #DIV/0! | #DIV/0! | #DIV/0! | #DIV/0! | #DIV/0! | #DIV/0! | #DIV/0! | #DIV/0! | #DIV/0! | #DIV/0! | #DIV/0! | #DIV/0! | #DIV/0! | #DIV/0! | #DIV/0! | 2467 | 0 | 0 | 0 | 0 | 0
10 | 3 | 2005 | 277 | 1 | 0 | 0 | #DIV/0! | #DIV/0! | #DIV/0! | #DIV/0! | #DIV/0! | #DIV/0! | #DIV/0! | #DIV/0! | #DIV/0! | #DIV/0! | #DIV/0! | #DIV/0! | #DIV/0! | #DIV/0! | #DIV/0! | #DIV/0! | #DIV/0! | #DIV/0! | #DIV/0! | #DIV/0! | 2468 | 0 | 0 | 0 | 0 | 0
10 | 4 | 2005 | 278 | 2 | 0 | 0 | #DIV/0! | #DIV/0! | #DIV/0! | #DIV/0! | #DIV/0! | #DIV/0! | #DIV/0! | #DIV/0! | #DIV/0! | #DIV/0! | #DIV/0! | #DIV/0! | #DIV/0! | #DIV/0! | #DIV/0! | #DIV/0! | #DIV/0! | #DIV/0! | #DIV/0! | #DIV/0! | 2469 | 0 | 0 | 0 | 0 | 0
10 | 5 | 2005 | 279 | 3 | 0 | 0 | #DIV/0! | #DIV/0! | #DIV/0! | #DIV/0! | #DIV/0! | #DIV/0! | #DIV/0! | #DIV/0! | #DIV/0! | #DIV/0! | #DIV/0! | #DIV/0! | #DIV/0! | #DIV/0! | #DIV/0! | #DIV/0! | #DIV/0! | #DIV/0! | #DIV/0! | #DIV/0! | 2470 | 0 | 0 | 0 | 0 | 0
10 | 6 | 2005 | 280 | 4 | 0.14667 | 0 | #DIV/0! | #DIV/0! | #DIV/0! | #DIV/0! | #DIV/0! | #DIV/0! | #DIV/0! | #DIV/0! | #DIV/0! | #DIV/0! | #DIV/0! | #DIV/0! | #DIV/0! | #DIV/0! | #DIV/0! | #DIV/0! | #DIV/0! | #DIV/0! | #DIV/0! | #DIV/0! | 2471 | 0 | 0 | 0 | 0 | 0
10 | 7 | 2005 | 281 | 5 | 3.1367 | 0 | #DIV/0! | #DIV/0! | #DIV/0! | #DIV/0! | #DIV/0! | #DIV/0! | #DIV/0! | #DIV/0! | #DIV/0! | #DIV/0! | #DIV/0! | #DIV/0! | #DIV/0! | #DIV/0! | #DIV/0! | #DIV/0! | #DIV/0! | #DIV/0! | #DIV/0! | #DIV/0! | 2472 | 0 | 0 | 0 | 0 | 0
10 | 8 | 2005 | 282 | 6 | 3.61 | 0 | #DIV/0! | #DIV/0! | #DIV/0! | #DIV/0! | #DIV/0! | #DIV/0! | #DIV/0! | #DIV/0! | #DIV/0! | #DIV/0! | #DIV/0! | #DIV/0! | #DIV/0! | #DIV/0! | #DIV/0! | #DIV/0! | #DIV/0! | #DIV/0! | #DIV/0! | #DIV/0! | 2473 | 0 | 0 | 0 | 0 | 0
10 | 9 | 2005 | 283 | 7 | 0 | 0 | #DIV/0! | #DIV/0! | #DIV/0! | #DIV/0! | #DIV/0! | #DIV/0! | #DIV/0! | #DIV/0! | #DIV/0! | #DIV/0! | #DIV/0! | #DIV/0! | #DIV/0! | #DIV/0! | #DIV/0! | #DIV/0! | #DIV/0! | #DIV/0! | #DIV/0! | #DIV/0! | 2474 | 0 | 0 | 0 | 0 | 0
10 | 10 | 2005 | 284 | 1 | 0 | 0 | #DIV/0! | #DIV/0! | #DIV/0! | #DIV/0! | #DIV/0! | #DIV/0! | #DIV/0! | #DIV/0! | #DIV/0! | #DIV/0! | #DIV/0! | #DIV/0! | #DIV/0! | #DIV/0! | #DIV/0! | #DIV/0! | #DIV/0! | #DIV/0! | #DIV/0! | #DIV/0! | 2475 | 0 | 0 | 0 | 0 | 0
10 | 11 | 2005 | 285 | 2 | 0.12 | 0 | #DIV/0! | #DIV/0! | #DIV/0! | #DIV/0! | #DIV/0! | #DIV/0! | #DIV/0! | #DIV/0! | #DIV/0! | #DIV/0! | #DIV/0! | #DIV/0! | #DIV/0! | #DIV/0! | #DIV/0! | #DIV/0! | #DIV/0! | #DIV/0! | #DIV/0! | #DIV/0! | 2476 | 0 | 0 | 0 | 0 | 0
10 | 12 | 2005 | 286 | 3 | 0.016667 | 0 | #DIV/0! | #DIV/0! | #DIV/0! | #DIV/0! | #DIV/0! | #DIV/0! | #DIV/0! | #DIV/0! | #DIV/0! | #DIV/0! | #DIV/0! | #DIV/0! | #DIV/0! | #DIV/0! | #DIV/0! | #DIV/0! | #DIV/0! | #DIV/0! | #DIV/0! | #DIV/0! | 2477 | 0 | 0 | 0 | 0 | 0
10 | 13 | 2005 | 287 | 4 | 0.22667 | 0 | #DIV/0! | #DIV/0! | #DIV/0! | #DIV/0! | #DIV/0! | #DIV/0! | #DIV/0! | #DIV/0! | #DIV/0! | #DIV/0! | #DIV/0! | #DIV/0! | #DIV/0! | #DIV/0! | #DIV/0! | #DIV/0! | #DIV/0! | #DIV/0! | #DIV/0! | #DIV/0! | 2478 | 0 | 0 | 0 | 0 | 0
10 | 14 | 2005 | 288 | 5 | 0.013333 | 0 | #DIV/0! | #DIV/0! | #DIV/0! | #DIV/0! | #DIV/0! | #DIV/0! | #DIV/0! | #DIV/0! | #DIV/0! | #DIV/0! | #DIV/0! | #DIV/0! | #DIV/0! | #DIV/0! | #DIV/0! | #DIV/0! | #DIV/0! | #DIV/0! | #DIV/0! | #DIV/0! | 2479 | 0 | 0 | 0 | 0 | 0
10 | 15 | 2005 | 289 | 6 | 0 | 0 | #DIV/0! | #DIV/0! | #DIV/0! | #DIV/0! | #DIV/0! | #DIV/0! | #DIV/0! | #DIV/0! | #DIV/0! | #DIV/0! | #DIV/0! | #DIV/0! | #DIV/0! | #DIV/0! | #DIV/0! | #DIV/0! | #DIV/0! | #DIV/0! | #DIV/0! | #DIV/0! | 2480 | 0 | 0 | 0 | 0 | 0
10 | 16 | 2005 | 290 | 7 | 0 | 0 | #DIV/0! | #DIV/0! | #DIV/0! | #DIV/0! | #DIV/0! | #DIV/0! | #DIV/0! | #DIV/0! | #DIV/0! | #DIV/0! | #DIV/0! | #DIV/0! | #DIV/0! | #DIV/0! | #DIV/0! | #DIV/0! | #DIV/0! | #DIV/0! | #DIV/0! | #DIV/0! | 2481 | 0 | 0 | 0 | 0 | 0
10 | 17 | 2005 | 291 | 1 | 0 | 0 | #DIV/0! | #DIV/0! | #DIV/0! | #DIV/0! | #DIV/0! | #DIV/0! | #DIV/0! | #DIV/0! | #DIV/0! | #DIV/0! | #DIV/0! | #DIV/0! | #DIV/0! | #DIV/0! | #DIV/0! | #DIV/0! | #DIV/0! | #DIV/0! | #DIV/0! | #DIV/0! | 2482 | 0 | 0 | 0 | 0 | 0
10 | 18 | 2005 | 292 | 2 | 0 | 0 | #DIV/0! | #DIV/0! | #DIV/0! | #DIV/0! | #DIV/0! | #DIV/0! | #DIV/0! | #DIV/0! | #DIV/0! | #DIV/0! | #DIV/0! | #DIV/0! | #DIV/0! | #DIV/0! | #DIV/0! | #DIV/0! | #DIV/0! | #DIV/0! | #DIV/0! | #DIV/0! | 2483 | 0 | 0 | 0 | 0 | 0
10 | 19 | 2005 | 293 | 3 | 0 | 0 | #DIV/0! | #DIV/0! | #DIV/0! | #DIV/0! | #DIV/0! | #DIV/0! | #DIV/0! | #DIV/0! | #DIV/0! | #DIV/0! | #DIV/0! | #DIV/0! | #DIV/0! | #DIV/0! | #DIV/0! | #DIV/0! | #DIV/0! | #DIV/0! | #DIV/0! | #DIV/0! | 2484 | 0 | 0 | 0 | 0 | 0
10 | 20 | 2005 | 294 | 4 | 0 | 0 | #DIV/0! | #DIV/0! | #DIV/0! | #DIV/0! | #DIV/0! | #DIV/0! | #DIV/0! | #DIV/0! | #DIV/0! | #DIV/0! | #DIV/0! | #DIV/0! | #DIV/0! | #DIV/0! | #DIV/0! | #DIV/0! | #DIV/0! | #DIV/0! | #DIV/0! | #DIV/0! | 2485 | 0 | 0 | 0 | 0 | 0
10 | 21 | 2005 | 295 | 5 | 0.18 | 0 | #DIV/0! | #DIV/0! | #DIV/0! | #DIV/0! | #DIV/0! | #DIV/0! | #DIV/0! | #DIV/0! | #DIV/0! | #DIV/0! | #DIV/0! | #DIV/0! | #DIV/0! | #DIV/0! | #DIV/0! | #DIV/0! | #DIV/0! | #DIV/0! | #DIV/0! | #DIV/0! | 2486 | 0 | 0 | 0 | 0 | 0
10 | 22 | 2005 | 296 | 6 | 0.64667 | 0 | #DIV/0! | #DIV/0! | #DIV/0! | #DIV/0! | #DIV/0! | #DIV/0! | #DIV/0! | #DIV/0! | #DIV/0! | #DIV/0! | #DIV/0! | #DIV/0! | #DIV/0! | #DIV/0! | #DIV/0! | #DIV/0! | #DIV/0! | #DIV/0! | #DIV/0! | #DIV/0! | 2487 | 0 | 0 | 0 | 0 | 0
10 | 23 | 2005 | 297 | 7 | 0 | 0 | #DIV/0! | #DIV/0! | #DIV/0! | #DIV/0! | #DIV/0! | #DIV/0! | #DIV/0! | #DIV/0! | #DIV/0! | #DIV/0! | #DIV/0! | #DIV/0! | #DIV/0! | #DIV/0! | #DIV/0! | #DIV/0! | #DIV/0! | #DIV/0! | #DIV/0! | #DIV/0! | 2488 | 0 | 0 | 0 | 0 | 0
10 | 24 | 2005 | 298 | 1 | 0.51 | 0 | #DIV/0! | #DIV/0! | #DIV/0! | #DIV/0! | #DIV/0! | #DIV/0! | #DIV/0! | #DIV/0! | #DIV/0! | #DIV/0! | #DIV/0! | #DIV/0! | #DIV/0! | #DIV/0! | #DIV/0! | #DIV/0! | #DIV/0! | #DIV/0! | #DIV/0! | #DIV/0! | 2489 | 0 | 0 | 0 | 0 | 0
10 | 25 | 2005 | 299 | 2 | 0.68 | 0 | #DIV/0! | #DIV/0! | #DIV/0! | #DIV/0! | #DIV/0! | #DIV/0! | #DIV/0! | #DIV/0! | #DIV/0! | #DIV/0! | #DIV/0! | #DIV/0! | #DIV/0! | #DIV/0! | #DIV/0! | #DIV/0! | #DIV/0! | #DIV/0! | #DIV/0! | #DIV/0! | 2490 | 0 | 0 | 0 | 0 | 0
10 | 26 | 2005 | 300 | 3 | 0 | 0 | #DIV/0! | #DIV/0! | #DIV/0! | #DIV/0! | #DIV/0! | #DIV/0! | #DIV/0! | #DIV/0! | #DIV/0! | #DIV/0! | #DIV/0! | #DIV/0! | #DIV/0! | #DIV/0! | #DIV/0! | #DIV/0! | #DIV/0! | #DIV/0! | #DIV/0! | #DIV/0! | 2491 | 0 | 0 | 0 | 0 | 0
10 | 27 | 2005 | 301 | 4 | 0 | 0 | #DIV/0! | #DIV/0! | #DIV/0! | #DIV/0! | #DIV/0! | #DIV/0! | #DIV/0! | #DIV/0! | #DIV/0! | #DIV/0! | #DIV/0! | #DIV/0! | #DIV/0! | #DIV/0! | #DIV/0! | #DIV/0! | #DIV/0! | #DIV/0! | #DIV/0! | #DIV/0! | 2492 | 0 | 0 | 0 | 0 | 0
10 | 28 | 2005 | 302 | 5 | 0 | 0 | #DIV/0! | #DIV/0! | #DIV/0! | #DIV/0! | #DIV/0! | #DIV/0! | #DIV/0! | #DIV/0! | #DIV/0! | #DIV/0! | #DIV/0! | #DIV/0! | #DIV/0! | #DIV/0! | #DIV/0! | #DIV/0! | #DIV/0! | #DIV/0! | #DIV/0! | #DIV/0! | 2493 | 0 | 0 | 0 | 0 | 0
10 | 29 | 2005 | 303 | 6 | 0 | 0 | #DIV/0! | #DIV/0! | #DIV/0! | #DIV/0! | #DIV/0! | #DIV/0! | #DIV/0! | #DIV/0! | #DIV/0! | #DIV/0! | #DIV/0! | #DIV/0! | #DIV/0! | #DIV/0! | #DIV/0! | #DIV/0! | #DIV/0! | #DIV/0! | #DIV/0! | #DIV/0! | 2494 | 0 | 0 | 0 | 0 | 0
10 | 30 | 2005 | 304 | 7 | 0 | 0 | #DIV/0! | #DIV/0! | #DIV/0! | #DIV/0! | #DIV/0! | #DIV/0! | #DIV/0! | #DIV/0! | #DIV/0! | #DIV/0! | #DIV/0! | #DIV/0! | #DIV/0! | #DIV/0! | #DIV/0! | #DIV/0! | #DIV/0! | #DIV/0! | #DIV/0! | #DIV/0! | 2495 | 0 | 0 | 0 | 0 | 0
10 | 31 | 2005 | 305 | 1 | 0 | 0 | #DIV/0! | #DIV/0! | #DIV/0! | #DIV/0! | #DIV/0! | #DIV/0! | #DIV/0! | #DIV/0! | #DIV/0! | #DIV/0! | #DIV/0! | #DIV/0! | #DIV/0! | #DIV/0! | #DIV/0! | #DIV/0! | #DIV/0! | #DIV/0! | #DIV/0! | #DIV/0! | 2496 | 0 | 0 | 0 | 0 | 0
11 | 1 | 2005 | 306 | 2 | 0 | 0 | #DIV/0! | #DIV/0! | #DIV/0! | #DIV/0! | #DIV/0! | #DIV/0! | #DIV/0! | #DIV/0! | #DIV/0! | #DIV/0! | #DIV/0! | #DIV/0! | #DIV/0! | #DIV/0! | #DIV/0! | #DIV/0! | #DIV/0! | #DIV/0! | #DIV/0! | #DIV/0! | 2497 | 0 | 0 | 0 | 0 | 0
11 | 2 | 2005 | 307 | 3 | 0 | 0 | #DIV/0! | #DIV/0! | #DIV/0! | #DIV/0! | #DIV/0! | #DIV/0! | #DIV/0! | #DIV/0! | #DIV/0! | #DIV/0! | #DIV/0! | #DIV/0! | #DIV/0! | #DIV/0! | #DIV/0! | #DIV/0! | #DIV/0! | #DIV/0! | #DIV/0! | #DIV/0! | 2498 | 0 | 0 | 0 | 0 | 0
11 | 3 | 2005 | 308 | 4 | 0 | 0 | #DIV/0! | #DIV/0! | #DIV/0! | #DIV/0! | #DIV/0! | #DIV/0! | #DIV/0! | #DIV/0! | #DIV/0! | #DIV/0! | #DIV/0! | #DIV/0! | #DIV/0! | #DIV/0! | #DIV/0! | #DIV/0! | #DIV/0! | #DIV/0! | #DIV/0! | #DIV/0! | 2499 | 0 | 0 | 0 | 0 | 0
11 | 4 | 2005 | 309 | 5 | 0 | 0 | #DIV/0! | #DIV/0! | #DIV/0! | #DIV/0! | #DIV/0! | #DIV/0! | #DIV/0! | #DIV/0! | #DIV/0! | #DIV/0! | #DIV/0! | #DIV/0! | #DIV/0! | #DIV/0! | #DIV/0! | #DIV/0! | #DIV/0! | #DIV/0! | #DIV/0! | #DIV/0! | 2500 | 0 | 0 | 0 | 0 | 0
11 | 5 | 2005 | 310 | 6 | 0 | 0 | #DIV/0! | #DIV/0! | #DIV/0! | #DIV/0! | #DIV/0! | #DIV/0! | #DIV/0! | #DIV/0! | #DIV/0! | #DIV/0! | #DIV/0! | #DIV/0! | #DIV/0! | #DIV/0! | #DIV/0! | #DIV/0! | #DIV/0! | #DIV/0! | #DIV/0! | #DIV/0! | 2501 | 0 | 0 | 0 | 0 | 0
11 | 6 | 2005 | 311 | 7 | 0.0033333 | 0 | #DIV/0! | #DIV/0! | #DIV/0! | #DIV/0! | #DIV/0! | #DIV/0! | #DIV/0! | #DIV/0! | #DIV/0! | #DIV/0! | #DIV/0! | #DIV/0! | #DIV/0! | #DIV/0! | #DIV/0! | #DIV/0! | #DIV/0! | #DIV/0! | #DIV/0! | #DIV/0! | 2502 | 0 | 0 | 0 | 0 | 0
11 | 7 | 2005 | 312 | 1 | 0 | 0 | #DIV/0! | #DIV/0! | #DIV/0! | #DIV/0! | #DIV/0! | #DIV/0! | #DIV/0! | #DIV/0! | #DIV/0! | #DIV/0! | #DIV/0! | #DIV/0! | #DIV/0! | #DIV/0! | #DIV/0! | #DIV/0! | #DIV/0! | #DIV/0! | #DIV/0! | #DIV/0! | 2503 | 0 | 0 | 0 | 0 | 0
11 | 8 | 2005 | 313 | 2 | 0.06 | 0 | #DIV/0! | #DIV/0! | #DIV/0! | #DIV/0! | #DIV/0! | #DIV/0! | #DIV/0! | #DIV/0! | #DIV/0! | #DIV/0! | #DIV/0! | #DIV/0! | #DIV/0! | #DIV/0! | #DIV/0! | #DIV/0! | #DIV/0! | #DIV/0! | #DIV/0! | #DIV/0! | 2504 | 0 | 0 | 0 | 0 | 0
11 | 9 | 2005 | 314 | 3 | 0 | 0 | #DIV/0! | #DIV/0! | #DIV/0! | #DIV/0! | #DIV/0! | #DIV/0! | #DIV/0! | #DIV/0! | #DIV/0! | #DIV/0! | #DIV/0! | #DIV/0! | #DIV/0! | #DIV/0! | #DIV/0! | #DIV/0! | #DIV/0! | #DIV/0! | #DIV/0! | #DIV/0! | 2505 | 0 | 0 | 0 | 0 | 0
11 | 10 | 2005 | 315 | 4 | 0 | 0 | #DIV/0! | #DIV/0! | #DIV/0! | #DIV/0! | #DIV/0! | #DIV/0! | #DIV/0! | #DIV/0! | #DIV/0! | #DIV/0! | #DIV/0! | #DIV/0! | #DIV/0! | #DIV/0! | #DIV/0! | #DIV/0! | #DIV/0! | #DIV/0! | #DIV/0! | #DIV/0! | 2506 | 0 | 0 | 0 | 0 | 0
11 | 11 | 2005 | 316 | 5 | 0 | 0 | #DIV/0! | #DIV/0! | #DIV/0! | #DIV/0! | #DIV/0! | #DIV/0! | #DIV/0! | #DIV/0! | #DIV/0! | #DIV/0! | #DIV/0! | #DIV/0! | #DIV/0! | #DIV/0! | #DIV/0! | #DIV/0! | #DIV/0! | #DIV/0! | #DIV/0! | #DIV/0! | 2507 | 0 | 0 | 0 | 0 | 0
11 | 12 | 2005 | 317 | 6 | 0 | 0 | #DIV/0! | #DIV/0! | #DIV/0! | #DIV/0! | #DIV/0! | #DIV/0! | #DIV/0! | #DIV/0! | #DIV/0! | #DIV/0! | #DIV/0! | #DIV/0! | #DIV/0! | #DIV/0! | #DIV/0! | #DIV/0! | #DIV/0! | #DIV/0! | #DIV/0! | #DIV/0! | 2508 | 0 | 0 | 0 | 0 | 0
11 | 13 | 2005 | 318 | 7 | 0 | 0 | #DIV/0! | #DIV/0! | #DIV/0! | #DIV/0! | #DIV/0! | #DIV/0! | #DIV/0! | #DIV/0! | #DIV/0! | #DIV/0! | #DIV/0! | #DIV/0! | #DIV/0! | #DIV/0! | #DIV/0! | #DIV/0! | #DIV/0! | #DIV/0! | #DIV/0! | #DIV/0! | 2509 | 0 | 0 | 0 | 0 | 0
11 | 14 | 2005 | 319 | 1 | 0.0033333 | 0 | #DIV/0! | #DIV/0! | #DIV/0! | #DIV/0! | #DIV/0! | #DIV/0! | #DIV/0! | #DIV/0! | #DIV/0! | #DIV/0! | #DIV/0! | #DIV/0! | #DIV/0! | #DIV/0! | #DIV/0! | #DIV/0! | #DIV/0! | #DIV/0! | #DIV/0! | #DIV/0! | 2510 | 0 | 0 | 0 | 0 | 0
11 | 15 | 2005 | 320 | 2 | 0.0066667 | 0 | #DIV/0! | #DIV/0! | #DIV/0! | #DIV/0! | #DIV/0! | #DIV/0! | #DIV/0! | #DIV/0! | #DIV/0! | #DIV/0! | #DIV/0! | #DIV/0! | #DIV/0! | #DIV/0! | #DIV/0! | #DIV/0! | #DIV/0! | #DIV/0! | #DIV/0! | #DIV/0! | 2511 | 0 | 0 | 0 | 0 | 0
11 | 16 | 2005 | 321 | 3 | 0.60333 | 0 | #DIV/0! | #DIV/0! | #DIV/0! | #DIV/0! | #DIV/0! | #DIV/0! | #DIV/0! | #DIV/0! | #DIV/0! | #DIV/0! | #DIV/0! | #DIV/0! | #DIV/0! | #DIV/0! | #DIV/0! | #DIV/0! | #DIV/0! | #DIV/0! | #DIV/0! | #DIV/0! | 2512 | 0 | 0 | 0 | 0 | 0
11 | 17 | 2005 | 322 | 4 | 0 | 0 | #DIV/0! | #DIV/0! | #DIV/0! | #DIV/0! | #DIV/0! | #DIV/0! | #DIV/0! | #DIV/0! | #DIV/0! | #DIV/0! | #DIV/0! | #DIV/0! | #DIV/0! | #DIV/0! | #DIV/0! | #DIV/0! | #DIV/0! | #DIV/0! | #DIV/0! | #DIV/0! | 2513 | 0 | 0 | 0 | 0 | 0
11 | 18 | 2005 | 323 | 5 | 0 | 0 | #DIV/0! | #DIV/0! | #DIV/0! | #DIV/0! | #DIV/0! | #DIV/0! | #DIV/0! | #DIV/0! | #DIV/0! | #DIV/0! | #DIV/0! | #DIV/0! | #DIV/0! | #DIV/0! | #DIV/0! | #DIV/0! | #DIV/0! | #DIV/0! | #DIV/0! | #DIV/0! | 2514 | 0 | 0 | 0 | 0 | 0
11 | 19 | 2005 | 324 | 6 | 0 | 0 | #DIV/0! | #DIV/0! | #DIV/0! | #DIV/0! | #DIV/0! | #DIV/0! | #DIV/0! | #DIV/0! | #DIV/0! | #DIV/0! | #DIV/0! | #DIV/0! | #DIV/0! | #DIV/0! | #DIV/0! | #DIV/0! | #DIV/0! | #DIV/0! | #DIV/0! | #DIV/0! | 2515 | 0 | 0 | 0 | 0 | 0
11 | 20 | 2005 | 325 | 7 | 0 | 0 | #DIV/0! | #DIV/0! | #DIV/0! | #DIV/0! | #DIV/0! | #DIV/0! | #DIV/0! | #DIV/0! | #DIV/0! | #DIV/0! | #DIV/0! | #DIV/0! | #DIV/0! | #DIV/0! | #DIV/0! | #DIV/0! | #DIV/0! | #DIV/0! | #DIV/0! | #DIV/0! | 2516 | 0 | 0 | 0 | 0 | 0
11 | 21 | 2005 | 326 | 1 | 0.73333 | 0 | #DIV/0! | #DIV/0! | #DIV/0! | #DIV/0! | #DIV/0! | #DIV/0! | #DIV/0! | #DIV/0! | #DIV/0! | #DIV/0! | #DIV/0! | #DIV/0! | #DIV/0! | #DIV/0! | #DIV/0! | #DIV/0! | #DIV/0! | #DIV/0! | #DIV/0! | #DIV/0! | 2517 | 0 | 0 | 0 | 0 | 0
11 | 22 | 2005 | 327 | 2 | 0.21333 | 0 | #DIV/0! | #DIV/0! | #DIV/0! | #DIV/0! | #DIV/0! | #DIV/0! | #DIV/0! | #DIV/0! | #DIV/0! | #DIV/0! | #DIV/0! | #DIV/0! | #DIV/0! | #DIV/0! | #DIV/0! | #DIV/0! | #DIV/0! | #DIV/0! | #DIV/0! | #DIV/0! | 2518 | 0 | 0 | 0 | 0 | 0
11 | 23 | 2005 | 328 | 3 | 0.043333 | 0 | #DIV/0! | #DIV/0! | #DIV/0! | #DIV/0! | #DIV/0! | #DIV/0! | #DIV/0! | #DIV/0! | #DIV/0! | #DIV/0! | #DIV/0! | #DIV/0! | #DIV/0! | #DIV/0! | #DIV/0! | #DIV/0! | #DIV/0! | #DIV/0! | #DIV/0! | #DIV/0! | 2519 | 0 | 0 | 0 | 0 | 0
11 | 24 | 2005 | 329 | 4 | 0.0033333 | 0 | #DIV/0! | #DIV/0! | #DIV/0! | #DIV/0! | #DIV/0! | #DIV/0! | #DIV/0! | #DIV/0! | #DIV/0! | #DIV/0! | #DIV/0! | #DIV/0! | #DIV/0! | #DIV/0! | #DIV/0! | #DIV/0! | #DIV/0! | #DIV/0! | #DIV/0! | #DIV/0! | 2520 | 0 | 0 | 0 | 0 | 0
11 | 25 | 2005 | 330 | 5 | 0 | 0 | #DIV/0! | #DIV/0! | #DIV/0! | #DIV/0! | #DIV/0! | #DIV/0! | #DIV/0! | #DIV/0! | #DIV/0! | #DIV/0! | #DIV/0! | #DIV/0! | #DIV/0! | #DIV/0! | #DIV/0! | #DIV/0! | #DIV/0! | #DIV/0! | #DIV/0! | #DIV/0! | 2521 | 0 | 0 | 0 | 0 | 0
11 | 26 | 2005 | 331 | 6 | 0 | 0 | #DIV/0! | #DIV/0! | #DIV/0! | #DIV/0! | #DIV/0! | #DIV/0! | #DIV/0! | #DIV/0! | #DIV/0! | #DIV/0! | #DIV/0! | #DIV/0! | #DIV/0! | #DIV/0! | #DIV/0! | #DIV/0! | #DIV/0! | #DIV/0! | #DIV/0! | #DIV/0! | 2522 | 0 | 0 | 0 | 0 | 0
11 | 27 | 2005 | 332 | 7 | 0.023333 | 0 | #DIV/0! | #DIV/0! | #DIV/0! | #DIV/0! | #DIV/0! | #DIV/0! | #DIV/0! | #DIV/0! | #DIV/0! | #DIV/0! | #DIV/0! | #DIV/0! | #DIV/0! | #DIV/0! | #DIV/0! | #DIV/0! | #DIV/0! | #DIV/0! | #DIV/0! | #DIV/0! | 2523 | 0 | 0 | 0 | 0 | 0
11 | 28 | 2005 | 333 | 1 | 0.026667 | 0 | #DIV/0! | #DIV/0! | #DIV/0! | #DIV/0! | #DIV/0! | #DIV/0! | #DIV/0! | #DIV/0! | #DIV/0! | #DIV/0! | #DIV/0! | #DIV/0! | #DIV/0! | #DIV/0! | #DIV/0! | #DIV/0! | #DIV/0! | #DIV/0! | #DIV/0! | #DIV/0! | 2524 | 0 | 0 | 0 | 0 | 0
11 | 29 | 2005 | 334 | 2 | 0.45667 | 0 | #DIV/0! | #DIV/0! | #DIV/0! | #DIV/0! | #DIV/0! | #DIV/0! | #DIV/0! | #DIV/0! | #DIV/0! | #DIV/0! | #DIV/0! | #DIV/0! | #DIV/0! | #DIV/0! | #DIV/0! | #DIV/0! | #DIV/0! | #DIV/0! | #DIV/0! | #DIV/0! | 2525 | 0 | 0 | 0 | 0 | 0
11 | 30 | 2005 | 335 | 3 | 0 | 0 | #DIV/0! | #DIV/0! | #DIV/0! | #DIV/0! | #DIV/0! | #DIV/0! | #DIV/0! | #DIV/0! | #DIV/0! | #DIV/0! | #DIV/0! | #DIV/0! | #DIV/0! | #DIV/0! | #DIV/0! | #DIV/0! | #DIV/0! | #DIV/0! | #DIV/0! | #DIV/0! | 2526 | 0 | 0 | 0 | 0 | 0
12 | 1 | 2005 | 336 | 4 | 0 | 0 | #DIV/0! | #DIV/0! | #DIV/0! | #DIV/0! | #DIV/0! | #DIV/0! | #DIV/0! | #DIV/0! | #DIV/0! | #DIV/0! | #DIV/0! | #DIV/0! | #DIV/0! | #DIV/0! | #DIV/0! | #DIV/0! | #DIV/0! | #DIV/0! | #DIV/0! | #DIV/0! | 2527 | 0 | 0 | 0 | 0 | 0
12 | 2 | 2005 | 337 | 5 | 0 | 0 | #DIV/0! | #DIV/0! | #DIV/0! | #DIV/0! | #DIV/0! | #DIV/0! | #DIV/0! | #DIV/0! | #DIV/0! | #DIV/0! | #DIV/0! | #DIV/0! | #DIV/0! | #DIV/0! | #DIV/0! | #DIV/0! | #DIV/0! | #DIV/0! | #DIV/0! | #DIV/0! | 2528 | 0 | 0 | 0 | 0 | 0
12 | 3 | 2005 | 338 | 6 | 0.03 | 0 | #DIV/0! | #DIV/0! | #DIV/0! | #DIV/0! | #DIV/0! | #DIV/0! | #DIV/0! | #DIV/0! | #DIV/0! | #DIV/0! | #DIV/0! | #DIV/0! | #DIV/0! | #DIV/0! | #DIV/0! | #DIV/0! | #DIV/0! | #DIV/0! | #DIV/0! | #DIV/0! | 2529 | 0 | 0 | 0 | 0 | 0
12 | 4 | 2005 | 339 | 7 | 0.21333 | 0 | #DIV/0! | #DIV/0! | #DIV/0! | #DIV/0! | #DIV/0! | #DIV/0! | #DIV/0! | #DIV/0! | #DIV/0! | #DIV/0! | #DIV/0! | #DIV/0! | #DIV/0! | #DIV/0! | #DIV/0! | #DIV/0! | #DIV/0! | #DIV/0! | #DIV/0! | #DIV/0! | 2530 | 0 | 0 | 0 | 0 | 0
12 | 5 | 2005 | 340 | 1 | 0.13 | 0 | #DIV/0! | #DIV/0! | #DIV/0! | #DIV/0! | #DIV/0! | #DIV/0! | #DIV/0! | #DIV/0! | #DIV/0! | #DIV/0! | #DIV/0! | #DIV/0! | #DIV/0! | #DIV/0! | #DIV/0! | #DIV/0! | #DIV/0! | #DIV/0! | #DIV/0! | #DIV/0! | 2531 | 0 | 0 | 0 | 0 | 0
12 | 6 | 2005 | 341 | 2 | 0.036667 | 0 | #DIV/0! | #DIV/0! | #DIV/0! | #DIV/0! | #DIV/0! | #DIV/0! | #DIV/0! | #DIV/0! | #DIV/0! | #DIV/0! | #DIV/0! | #DIV/0! | #DIV/0! | #DIV/0! | #DIV/0! | #DIV/0! | #DIV/0! | #DIV/0! | #DIV/0! | #DIV/0! | 2532 | 0 | 0 | 0 | 0 | 0
12 | 7 | 2005 | 342 | 3 | 0 | 0 | #DIV/0! | #DIV/0! | #DIV/0! | #DIV/0! | #DIV/0! | #DIV/0! | #DIV/0! | #DIV/0! | #DIV/0! | #DIV/0! | #DIV/0! | #DIV/0! | #DIV/0! | #DIV/0! | #DIV/0! | #DIV/0! | #DIV/0! | #DIV/0! | #DIV/0! | #DIV/0! | 2533 | 0 | 0 | 0 | 0 | 0
12 | 8 | 2005 | 343 | 4 | 0 | 0 | #DIV/0! | #DIV/0! | #DIV/0! | #DIV/0! | #DIV/0! | #DIV/0! | #DIV/0! | #DIV/0! | #DIV/0! | #DIV/0! | #DIV/0! | #DIV/0! | #DIV/0! | #DIV/0! | #DIV/0! | #DIV/0! | #DIV/0! | #DIV/0! | #DIV/0! | #DIV/0! | 2534 | 0 | 0 | 0 | 0 | 0
12 | 9 | 2005 | 344 | 5 | 0.61 | 0 | #DIV/0! | #DIV/0! | #DIV/0! | #DIV/0! | #DIV/0! | #DIV/0! | #DIV/0! | #DIV/0! | #DIV/0! | #DIV/0! | #DIV/0! | #DIV/0! | #DIV/0! | #DIV/0! | #DIV/0! | #DIV/0! | #DIV/0! | #DIV/0! | #DIV/0! | #DIV/0! | 2535 | 0 | 0 | 0 | 0 | 0
12 | 10 | 2005 | 345 | 6 | 0 | 0 | #DIV/0! | #DIV/0! | #DIV/0! | #DIV/0! | #DIV/0! | #DIV/0! | #DIV/0! | #DIV/0! | #DIV/0! | #DIV/0! | #DIV/0! | #DIV/0! | #DIV/0! | #DIV/0! | #DIV/0! | #DIV/0! | #DIV/0! | #DIV/0! | #DIV/0! | #DIV/0! | 2536 | 0 | 0 | 0 | 0 | 0
12 | 11 | 2005 | 346 | 7 | 0 | 0 | #DIV/0! | #DIV/0! | #DIV/0! | #DIV/0! | #DIV/0! | #DIV/0! | #DIV/0! | #DIV/0! | #DIV/0! | #DIV/0! | #DIV/0! | #DIV/0! | #DIV/0! | #DIV/0! | #DIV/0! | #DIV/0! | #DIV/0! | #DIV/0! | #DIV/0! | #DIV/0! | 2537 | 0 | 0 | 0 | 0 | 0
12 | 12 | 2005 | 347 | 1 | 0 | 0 | #DIV/0! | #DIV/0! | #DIV/0! | #DIV/0! | #DIV/0! | #DIV/0! | #DIV/0! | #DIV/0! | #DIV/0! | #DIV/0! | #DIV/0! | #DIV/0! | #DIV/0! | #DIV/0! | #DIV/0! | #DIV/0! | #DIV/0! | #DIV/0! | #DIV/0! | #DIV/0! | 2538 | 0 | 0 | 0 | 0 | 0
12 | 13 | 2005 | 348 | 2 | 0 | 0 | #DIV/0! | #DIV/0! | #DIV/0! | #DIV/0! | #DIV/0! | #DIV/0! | #DIV/0! | #DIV/0! | #DIV/0! | #DIV/0! | #DIV/0! | #DIV/0! | #DIV/0! | #DIV/0! | #DIV/0! | #DIV/0! | #DIV/0! | #DIV/0! | #DIV/0! | #DIV/0! | 2539 | 0 | 0 | 0 | 0 | 0
12 | 14 | 2005 | 349 | 3 | 0 | 0 | #DIV/0! | #DIV/0! | #DIV/0! | #DIV/0! | #DIV/0! | #DIV/0! | #DIV/0! | #DIV/0! | #DIV/0! | #DIV/0! | #DIV/0! | #DIV/0! | #DIV/0! | #DIV/0! | #DIV/0! | #DIV/0! | #DIV/0! | #DIV/0! | #DIV/0! | #DIV/0! | 2540 | 0 | 0 | 0 | 0 | 0
12 | 15 | 2005 | 350 | 4 | 1.0767 | 0 | #DIV/0! | #DIV/0! | #DIV/0! | #DIV/0! | #DIV/0! | #DIV/0! | #DIV/0! | #DIV/0! | #DIV/0! | #DIV/0! | #DIV/0! | #DIV/0! | #DIV/0! | #DIV/0! | #DIV/0! | #DIV/0! | #DIV/0! | #DIV/0! | #DIV/0! | #DIV/0! | 2541 | 0 | 0 | 0 | 0 | 0
12 | 16 | 2005 | 351 | 5 | 0.21667 | 0 | #DIV/0! | #DIV/0! | #DIV/0! | #DIV/0! | #DIV/0! | #DIV/0! | #DIV/0! | #DIV/0! | #DIV/0! | #DIV/0! | #DIV/0! | #DIV/0! | #DIV/0! | #DIV/0! | #DIV/0! | #DIV/0! | #DIV/0! | #DIV/0! | #DIV/0! | #DIV/0! | 2542 | 0 | 0 | 0 | 0 | 0
12 | 17 | 2005 | 352 | 6 | 0 | 0 | #DIV/0! | #DIV/0! | #DIV/0! | #DIV/0! | #DIV/0! | #DIV/0! | #DIV/0! | #DIV/0! | #DIV/0! | #DIV/0! | #DIV/0! | #DIV/0! | #DIV/0! | #DIV/0! | #DIV/0! | #DIV/0! | #DIV/0! | #DIV/0! | #DIV/0! | #DIV/0! | 2543 | 0 | 0 | 0 | 0 | 0
12 | 18 | 2005 | 353 | 7 | 0 | 0 | #DIV/0! | #DIV/0! | #DIV/0! | #DIV/0! | #DIV/0! | #DIV/0! | #DIV/0! | #DIV/0! | #DIV/0! | #DIV/0! | #DIV/0! | #DIV/0! | #DIV/0! | #DIV/0! | #DIV/0! | #DIV/0! | #DIV/0! | #DIV/0! | #DIV/0! | #DIV/0! | 2544 | 0 | 0 | 0 | 0 | 0
12 | 19 | 2005 | 354 | 1 | 0 | 0 | #DIV/0! | #DIV/0! | #DIV/0! | #DIV/0! | #DIV/0! | #DIV/0! | #DIV/0! | #DIV/0! | #DIV/0! | #DIV/0! | #DIV/0! | #DIV/0! | #DIV/0! | #DIV/0! | #DIV/0! | #DIV/0! | #DIV/0! | #DIV/0! | #DIV/0! | #DIV/0! | 2545 | 0 | 0 | 0 | 0 | 0
12 | 20 | 2005 | 355 | 2 | 0 | 0 | #DIV/0! | #DIV/0! | #DIV/0! | #DIV/0! | #DIV/0! | #DIV/0! | #DIV/0! | #DIV/0! | #DIV/0! | #DIV/0! | #DIV/0! | #DIV/0! | #DIV/0! | #DIV/0! | #DIV/0! | #DIV/0! | #DIV/0! | #DIV/0! | #DIV/0! | #DIV/0! | 2546 | 0 | 0 | 0 | 0 | 0
12 | 21 | 2005 | 356 | 3 | 0 | 0 | #DIV/0! | #DIV/0! | #DIV/0! | #DIV/0! | #DIV/0! | #DIV/0! | #DIV/0! | #DIV/0! | #DIV/0! | #DIV/0! | #DIV/0! | #DIV/0! | #DIV/0! | #DIV/0! | #DIV/0! | #DIV/0! | #DIV/0! | #DIV/0! | #DIV/0! | #DIV/0! | 2547 | 0 | 0 | 0 | 0 | 0
12 | 22 | 2005 | 357 | 4 | 0 | 0 | #DIV/0! | #DIV/0! | #DIV/0! | #DIV/0! | #DIV/0! | #DIV/0! | #DIV/0! | #DIV/0! | #DIV/0! | #DIV/0! | #DIV/0! | #DIV/0! | #DIV/0! | #DIV/0! | #DIV/0! | #DIV/0! | #DIV/0! | #DIV/0! | #DIV/0! | #DIV/0! | 2548 | 0 | 0 | 0 | 0 | 0
12 | 23 | 2005 | 358 | 5 | 0 | 0 | #DIV/0! | #DIV/0! | #DIV/0! | #DIV/0! | #DIV/0! | #DIV/0! | #DIV/0! | #DIV/0! | #DIV/0! | #DIV/0! | #DIV/0! | #DIV/0! | #DIV/0! | #DIV/0! | #DIV/0! | #DIV/0! | #DIV/0! | #DIV/0! | #DIV/0! | #DIV/0! | 2549 | 0 | 0 | 0 | 0 | 0
12 | 24 | 2005 | 359 | 6 | 0 | 0 | #DIV/0! | #DIV/0! | #DIV/0! | #DIV/0! | #DIV/0! | #DIV/0! | #DIV/0! | #DIV/0! | #DIV/0! | #DIV/0! | #DIV/0! | #DIV/0! | #DIV/0! | #DIV/0! | #DIV/0! | #DIV/0! | #DIV/0! | #DIV/0! | #DIV/0! | #DIV/0! | 2550 | 0 | 0 | 0 | 0 | 0
12 | 25 | 2005 | 360 | 7 | 0.74333 | 0 | #DIV/0! | #DIV/0! | #DIV/0! | #DIV/0! | #DIV/0! | #DIV/0! | #DIV/0! | #DIV/0! | #DIV/0! | #DIV/0! | #DIV/0! | #DIV/0! | #DIV/0! | #DIV/0! | #DIV/0! | #DIV/0! | #DIV/0! | #DIV/0! | #DIV/0! | #DIV/0! | 2551 | 0 | 0 | 0 | 0 | 0
12 | 26 | 2005 | 361 | 1 | 0.016667 | 0 | #DIV/0! | #DIV/0! | #DIV/0! | #DIV/0! | #DIV/0! | #DIV/0! | #DIV/0! | #DIV/0! | #DIV/0! | #DIV/0! | #DIV/0! | #DIV/0! | #DIV/0! | #DIV/0! | #DIV/0! | #DIV/0! | #DIV/0! | #DIV/0! | #DIV/0! | #DIV/0! | 2552 | 0 | 0 | 0 | 0 | 0
12 | 27 | 2005 | 362 | 2 | 0 | 0 | #DIV/0! | #DIV/0! | #DIV/0! | #DIV/0! | #DIV/0! | #DIV/0! | #DIV/0! | #DIV/0! | #DIV/0! | #DIV/0! | #DIV/0! | #DIV/0! | #DIV/0! | #DIV/0! | #DIV/0! | #DIV/0! | #DIV/0! | #DIV/0! | #DIV/0! | #DIV/0! | 2553 | 0 | 0 | 0 | 0 | 0
12 | 28 | 2005 | 363 | 3 | 0 | 0 | #DIV/0! | #DIV/0! | #DIV/0! | #DIV/0! | #DIV/0! | #DIV/0! | #DIV/0! | #DIV/0! | #DIV/0! | #DIV/0! | #DIV/0! | #DIV/0! | #DIV/0! | #DIV/0! | #DIV/0! | #DIV/0! | #DIV/0! | #DIV/0! | #DIV/0! | #DIV/0! | 2554 | 0 | 0 | 0 | 0 | 0
12 | 29 | 2005 | 364 | 4 | 0.31 | 0 | #DIV/0! | #DIV/0! | #DIV/0! | #DIV/0! | #DIV/0! | #DIV/0! | #DIV/0! | #DIV/0! | #DIV/0! | #DIV/0! | #DIV/0! | #DIV/0! | #DIV/0! | #DIV/0! | #DIV/0! | #DIV/0! | #DIV/0! | #DIV/0! | #DIV/0! | #DIV/0! | 2555 | 0 | 0 | 0 | 0 | 0
12 | 30 | 2005 | 365 | 5 | 0 | 0 | #DIV/0! | #DIV/0! | #DIV/0! | #DIV/0! | #DIV/0! | #DIV/0! | #DIV/0! | #DIV/0! | #DIV/0! | #DIV/0! | #DIV/0! | #DIV/0! | #DIV/0! | #DIV/0! | #DIV/0! | #DIV/0! | #DIV/0! | #DIV/0! | #DIV/0! | #DIV/0! | 2556 | 0 | 0 | 0 | 0 | 0
12 | 31 | 2005 | 366 | 6 | 0.0033333 | 0 | #DIV/0! | #DIV/0! | #DIV/0! | #DIV/0! | #DIV/0! | #DIV/0! | #DIV/0! | #DIV/0! | #DIV/0! | #DIV/0! | #DIV/0! | #DIV/0! | #DIV/0! | #DIV/0! | #DIV/0! | #DIV/0! | #DIV/0! | #DIV/0! | #DIV/0! | #DIV/0! | 2557 | 0 | 0 | 0 | 0 | 0
1 | 1 | 2006 | 1 | 7 | 0 | 0 | #DIV/0! | #DIV/0! | #DIV/0! | #DIV/0! | #DIV/0! | #DIV/0! | #DIV/0! | #DIV/0! | #DIV/0! | #DIV/0! | #DIV/0! | #DIV/0! | #DIV/0! | #DIV/0! | #DIV/0! | #DIV/0! | #DIV/0! | #DIV/0! | #DIV/0! | #DIV/0! | 2558 | 0 | 0 | 0 | 0 | 0
1 | 2 | 2006 | 2 | 1 | 0.34667 | 0 | #DIV/0! | #DIV/0! | #DIV/0! | #DIV/0! | #DIV/0! | #DIV/0! | #DIV/0! | #DIV/0! | #DIV/0! | #DIV/0! | #DIV/0! | #DIV/0! | #DIV/0! | #DIV/0! | #DIV/0! | #DIV/0! | #DIV/0! | #DIV/0! | #DIV/0! | #DIV/0! | 2559 | 0 | 0 | 0 | 0 | 0
1 | 3 | 2006 | 3 | 2 | 0.13 | 0 | #DIV/0! | #DIV/0! | #DIV/0! | #DIV/0! | #DIV/0! | #DIV/0! | #DIV/0! | #DIV/0! | #DIV/0! | #DIV/0! | #DIV/0! | #DIV/0! | #DIV/0! | #DIV/0! | #DIV/0! | #DIV/0! | #DIV/0! | #DIV/0! | #DIV/0! | #DIV/0! | 2560 | 0 | 0 | 0 | 0 | 0
1 | 4 | 2006 | 4 | 3 | 0 | 0 | #DIV/0! | #DIV/0! | #DIV/0! | #DIV/0! | #DIV/0! | #DIV/0! | #DIV/0! | #DIV/0! | #DIV/0! | #DIV/0! | #DIV/0! | #DIV/0! | #DIV/0! | #DIV/0! | #DIV/0! | #DIV/0! | #DIV/0! | #DIV/0! | #DIV/0! | #DIV/0! | 2561 | 0 | 0 | 0 | 0 | 0
1 | 5 | 2006 | 5 | 4 | 0 | 0 | #DIV/0! | #DIV/0! | #DIV/0! | #DIV/0! | #DIV/0! | #DIV/0! | #DIV/0! | #DIV/0! | #DIV/0! | #DIV/0! | #DIV/0! | #DIV/0! | #DIV/0! | #DIV/0! | #DIV/0! | #DIV/0! | #DIV/0! | #DIV/0! | #DIV/0! | #DIV/0! | 2562 | 0 | 0 | 0 | 0 | 0
1 | 6 | 2006 | 6 | 5 | 0 | 0 | #DIV/0! | #DIV/0! | #DIV/0! | #DIV/0! | #DIV/0! | #DIV/0! | #DIV/0! | #DIV/0! | #DIV/0! | #DIV/0! | #DIV/0! | #DIV/0! | #DIV/0! | #DIV/0! | #DIV/0! | #DIV/0! | #DIV/0! | #DIV/0! | #DIV/0! | #DIV/0! | 2563 | 0 | 0 | 0 | 0 | 0
1 | 7 | 2006 | 7 | 6 | 0 | 0 | #DIV/0! | #DIV/0! | #DIV/0! | #DIV/0! | #DIV/0! | #DIV/0! | #DIV/0! | #DIV/0! | #DIV/0! | #DIV/0! | #DIV/0! | #DIV/0! | #DIV/0! | #DIV/0! | #DIV/0! | #DIV/0! | #DIV/0! | #DIV/0! | #DIV/0! | #DIV/0! | 2564 | 0 | 0 | 0 | 0 | 0
1 | 8 | 2006 | 8 | 7 | 0 | 0 | #DIV/0! | #DIV/0! | #DIV/0! | #DIV/0! | #DIV/0! | #DIV/0! | #DIV/0! | #DIV/0! | #DIV/0! | #DIV/0! | #DIV/0! | #DIV/0! | #DIV/0! | #DIV/0! | #DIV/0! | #DIV/0! | #DIV/0! | #DIV/0! | #DIV/0! | #DIV/0! | 2565 | 0 | 0 | 0 | 0 | 0
1 | 9 | 2006 | 9 | 1 | 0 | 0 | #DIV/0! | #DIV/0! | #DIV/0! | #DIV/0! | #DIV/0! | #DIV/0! | #DIV/0! | #DIV/0! | #DIV/0! | #DIV/0! | #DIV/0! | #DIV/0! | #DIV/0! | #DIV/0! | #DIV/0! | #DIV/0! | #DIV/0! | #DIV/0! | #DIV/0! | #DIV/0! | 2566 | 0 | 0 | 0 | 0 | 0
1 | 10 | 2006 | 10 | 2 | 0 | 0 | #DIV/0! | #DIV/0! | #DIV/0! | #DIV/0! | #DIV/0! | #DIV/0! | #DIV/0! | #DIV/0! | #DIV/0! | #DIV/0! | #DIV/0! | #DIV/0! | #DIV/0! | #DIV/0! | #DIV/0! | #DIV/0! | #DIV/0! | #DIV/0! | #DIV/0! | #DIV/0! | 2567 | 0 | 0 | 0 | 0 | 0
1 | 11 | 2006 | 11 | 3 | 0.23667 | 0 | #DIV/0! | #DIV/0! | #DIV/0! | #DIV/0! | #DIV/0! | #DIV/0! | #DIV/0! | #DIV/0! | #DIV/0! | #DIV/0! | #DIV/0! | #DIV/0! | #DIV/0! | #DIV/0! | #DIV/0! | #DIV/0! | #DIV/0! | #DIV/0! | #DIV/0! | #DIV/0! | 2568 | 0 | 0 | 0 | 0 | 0
1 | 12 | 2006 | 12 | 4 | 0 | 0 | #DIV/0! | #DIV/0! | #DIV/0! | #DIV/0! | #DIV/0! | #DIV/0! | #DIV/0! | #DIV/0! | #DIV/0! | #DIV/0! | #DIV/0! | #DIV/0! | #DIV/0! | #DIV/0! | #DIV/0! | #DIV/0! | #DIV/0! | #DIV/0! | #DIV/0! | #DIV/0! | 2569 | 0 | 0 | 0 | 0 | 0
1 | 13 | 2006 | 13 | 5 | 0 | 0 | #DIV/0! | #DIV/0! | #DIV/0! | #DIV/0! | #DIV/0! | #DIV/0! | #DIV/0! | #DIV/0! | #DIV/0! | #DIV/0! | #DIV/0! | #DIV/0! | #DIV/0! | #DIV/0! | #DIV/0! | #DIV/0! | #DIV/0! | #DIV/0! | #DIV/0! | #DIV/0! | 2570 | 0 | 0 | 0 | 0 | 0
1 | 14 | 2006 | 14 | 6 | 0.48 | 0 | #DIV/0! | #DIV/0! | #DIV/0! | #DIV/0! | #DIV/0! | #DIV/0! | #DIV/0! | #DIV/0! | #DIV/0! | #DIV/0! | #DIV/0! | #DIV/0! | #DIV/0! | #DIV/0! | #DIV/0! | #DIV/0! | #DIV/0! | #DIV/0! | #DIV/0! | #DIV/0! | 2571 | 0 | 0 | 0 | 0 | 0
1 | 15 | 2006 | 15 | 7 | 0 | 0 | #DIV/0! | #DIV/0! | #DIV/0! | #DIV/0! | #DIV/0! | #DIV/0! | #DIV/0! | #DIV/0! | #DIV/0! | #DIV/0! | #DIV/0! | #DIV/0! | #DIV/0! | #DIV/0! | #DIV/0! | #DIV/0! | #DIV/0! | #DIV/0! | #DIV/0! | #DIV/0! | 2572 | 0 | 0 | 0 | 0 | 0
1 | 16 | 2006 | 16 | 1 | 0 | 0 | #DIV/0! | #DIV/0! | #DIV/0! | #DIV/0! | #DIV/0! | #DIV/0! | #DIV/0! | #DIV/0! | #DIV/0! | #DIV/0! | #DIV/0! | #DIV/0! | #DIV/0! | #DIV/0! | #DIV/0! | #DIV/0! | #DIV/0! | #DIV/0! | #DIV/0! | #DIV/0! | 2573 | 0 | 0 | 0 | 0 | 0
1 | 17 | 2006 | 17 | 2 | 0.0033333 | 0 | #DIV/0! | #DIV/0! | #DIV/0! | #DIV/0! | #DIV/0! | #DIV/0! | #DIV/0! | #DIV/0! | #DIV/0! | #DIV/0! | #DIV/0! | #DIV/0! | #DIV/0! | #DIV/0! | #DIV/0! | #DIV/0! | #DIV/0! | #DIV/0! | #DIV/0! | #DIV/0! | 2574 | 0 | 0 | 0 | 0 | 0
1 | 18 | 2006 | 18 | 3 | 0.65667 | 0 | #DIV/0! | #DIV/0! | #DIV/0! | #DIV/0! | #DIV/0! | #DIV/0! | #DIV/0! | #DIV/0! | #DIV/0! | #DIV/0! | #DIV/0! | #DIV/0! | #DIV/0! | #DIV/0! | #DIV/0! | #DIV/0! | #DIV/0! | #DIV/0! | #DIV/0! | #DIV/0! | 2575 | 0 | 0 | 0 | 0 | 0
1 | 19 | 2006 | 19 | 4 | 0 | 0 | #DIV/0! | #DIV/0! | #DIV/0! | #DIV/0! | #DIV/0! | #DIV/0! | #DIV/0! | #DIV/0! | #DIV/0! | #DIV/0! | #DIV/0! | #DIV/0! | #DIV/0! | #DIV/0! | #DIV/0! | #DIV/0! | #DIV/0! | #DIV/0! | #DIV/0! | #DIV/0! | 2576 | 0 | 0 | 0 | 0 | 0
1 | 20 | 2006 | 20 | 5 | 0 | 0 | #DIV/0! | #DIV/0! | #DIV/0! | #DIV/0! | #DIV/0! | #DIV/0! | #DIV/0! | #DIV/0! | #DIV/0! | #DIV/0! | #DIV/0! | #DIV/0! | #DIV/0! | #DIV/0! | #DIV/0! | #DIV/0! | #DIV/0! | #DIV/0! | #DIV/0! | #DIV/0! | 2577 | 0 | 0 | 0 | 0 | 0
1 | 21 | 2006 | 21 | 6 | 0 | 0 | #DIV/0! | #DIV/0! | #DIV/0! | #DIV/0! | #DIV/0! | #DIV/0! | #DIV/0! | #DIV/0! | #DIV/0! | #DIV/0! | #DIV/0! | #DIV/0! | #DIV/0! | #DIV/0! | #DIV/0! | #DIV/0! | #DIV/0! | #DIV/0! | #DIV/0! | #DIV/0! | 2578 | 0 | 0 | 0 | 0 | 0
1 | 22 | 2006 | 22 | 7 | 0.19 | 0 | #DIV/0! | #DIV/0! | #DIV/0! | #DIV/0! | #DIV/0! | #DIV/0! | #DIV/0! | #DIV/0! | #DIV/0! | #DIV/0! | #DIV/0! | #DIV/0! | #DIV/0! | #DIV/0! | #DIV/0! | #DIV/0! | #DIV/0! | #DIV/0! | #DIV/0! | #DIV/0! | 2579 | 0 | 0 | 0 | 0 | 0
1 | 23 | 2006 | 23 | 1 | 0.71 | 0 | #DIV/0! | #DIV/0! | #DIV/0! | #DIV/0! | #DIV/0! | #DIV/0! | #DIV/0! | #DIV/0! | #DIV/0! | #DIV/0! | #DIV/0! | #DIV/0! | #DIV/0! | #DIV/0! | #DIV/0! | #DIV/0! | #DIV/0! | #DIV/0! | #DIV/0! | #DIV/0! | 2580 | 0 | 0 | 0 | 0 | 0
1 | 24 | 2006 | 24 | 2 | 0.036667 | 0 | #DIV/0! | #DIV/0! | #DIV/0! | #DIV/0! | #DIV/0! | #DIV/0! | #DIV/0! | #DIV/0! | #DIV/0! | #DIV/0! | #DIV/0! | #DIV/0! | #DIV/0! | #DIV/0! | #DIV/0! | #DIV/0! | #DIV/0! | #DIV/0! | #DIV/0! | #DIV/0! | 2581 | 0 | 0 | 0 | 0 | 0
1 | 25 | 2006 | 25 | 3 | 0 | 0 | #DIV/0! | #DIV/0! | #DIV/0! | #DIV/0! | #DIV/0! | #DIV/0! | #DIV/0! | #DIV/0! | #DIV/0! | #DIV/0! | #DIV/0! | #DIV/0! | #DIV/0! | #DIV/0! | #DIV/0! | #DIV/0! | #DIV/0! | #DIV/0! | #DIV/0! | #DIV/0! | 2582 | 0 | 0 | 0 | 0 | 0
1 | 26 | 2006 | 26 | 4 | 0 | 0 | #DIV/0! | #DIV/0! | #DIV/0! | #DIV/0! | #DIV/0! | #DIV/0! | #DIV/0! | #DIV/0! | #DIV/0! | #DIV/0! | #DIV/0! | #DIV/0! | #DIV/0! | #DIV/0! | #DIV/0! | #DIV/0! | #DIV/0! | #DIV/0! | #DIV/0! | #DIV/0! | 2583 | 0 | 0 | 0 | 0 | 0
1 | 27 | 2006 | 27 | 5 | 0 | 0 | #DIV/0! | #DIV/0! | #DIV/0! | #DIV/0! | #DIV/0! | #DIV/0! | #DIV/0! | #DIV/0! | #DIV/0! | #DIV/0! | #DIV/0! | #DIV/0! | #DIV/0! | #DIV/0! | #DIV/0! | #DIV/0! | #DIV/0! | #DIV/0! | #DIV/0! | #DIV/0! | 2584 | 0 | 0 | 0 | 0 | 0
1 | 28 | 2006 | 28 | 6 | 0 | 0 | #DIV/0! | #DIV/0! | #DIV/0! | #DIV/0! | #DIV/0! | #DIV/0! | #DIV/0! | #DIV/0! | #DIV/0! | #DIV/0! | #DIV/0! | #DIV/0! | #DIV/0! | #DIV/0! | #DIV/0! | #DIV/0! | #DIV/0! | #DIV/0! | #DIV/0! | #DIV/0! | 2585 | 0 | 0 | 0 | 0 | 0
1 | 29 | 2006 | 29 | 7 | 0.05 | 0 | #DIV/0! | #DIV/0! | #DIV/0! | #DIV/0! | #DIV/0! | #DIV/0! | #DIV/0! | #DIV/0! | #DIV/0! | #DIV/0! | #DIV/0! | #DIV/0! | #DIV/0! | #DIV/0! | #DIV/0! | #DIV/0! | #DIV/0! | #DIV/0! | #DIV/0! | #DIV/0! | 2586 | 0 | 0 | 0 | 0 | 0
1 | 30 | 2006 | 30 | 1 | 0 | 0 | #DIV/0! | #DIV/0! | #DIV/0! | #DIV/0! | #DIV/0! | #DIV/0! | #DIV/0! | #DIV/0! | #DIV/0! | #DIV/0! | #DIV/0! | #DIV/0! | #DIV/0! | #DIV/0! | #DIV/0! | #DIV/0! | #DIV/0! | #DIV/0! | #DIV/0! | #DIV/0! | 2587 | 0 | 0 | 0 | 0 | 0
1 | 31 | 2006 | 31 | 2 | 0.2 | 0 | #DIV/0! | #DIV/0! | #DIV/0! | #DIV/0! | #DIV/0! | #DIV/0! | #DIV/0! | #DIV/0! | #DIV/0! | #DIV/0! | #DIV/0! | #DIV/0! | #DIV/0! | #DIV/0! | #DIV/0! | #DIV/0! | #DIV/0! | #DIV/0! | #DIV/0! | #DIV/0! | 2588 | 0 | 0 | 0 | 0 | 0
2 | 1 | 2006 | 32 | 3 | 0 | 0 | #DIV/0! | #DIV/0! | #DIV/0! | #DIV/0! | #DIV/0! | #DIV/0! | #DIV/0! | #DIV/0! | #DIV/0! | #DIV/0! | #DIV/0! | #DIV/0! | #DIV/0! | #DIV/0! | #DIV/0! | #DIV/0! | #DIV/0! | #DIV/0! | #DIV/0! | #DIV/0! | 2589 | 0 | 0 | 0 | 0 | 0
2 | 2 | 2006 | 33 | 4 | 0.026667 | 0 | #DIV/0! | #DIV/0! | #DIV/0! | #DIV/0! | #DIV/0! | #DIV/0! | #DIV/0! | #DIV/0! | #DIV/0! | #DIV/0! | #DIV/0! | #DIV/0! | #DIV/0! | #DIV/0! | #DIV/0! | #DIV/0! | #DIV/0! | #DIV/0! | #DIV/0! | #DIV/0! | 2590 | 0 | 0 | 0 | 0 | 0
2 | 3 | 2006 | 34 | 5 | 0.47667 | 0 | #DIV/0! | #DIV/0! | #DIV/0! | #DIV/0! | #DIV/0! | #DIV/0! | #DIV/0! | #DIV/0! | #DIV/0! | #DIV/0! | #DIV/0! | #DIV/0! | #DIV/0! | #DIV/0! | #DIV/0! | #DIV/0! | #DIV/0! | #DIV/0! | #DIV/0! | #DIV/0! | 2591 | 0 | 0 | 0 | 0 | 0
2 | 4 | 2006 | 35 | 6 | 0.80333 | 0 | #DIV/0! | #DIV/0! | #DIV/0! | #DIV/0! | #DIV/0! | #DIV/0! | #DIV/0! | #DIV/0! | #DIV/0! | #DIV/0! | #DIV/0! | #DIV/0! | #DIV/0! | #DIV/0! | #DIV/0! | #DIV/0! | #DIV/0! | #DIV/0! | #DIV/0! | #DIV/0! | 2592 | 0 | 0 | 0 | 0 | 0
2 | 5 | 2006 | 36 | 7 | 0 | 0 | #DIV/0! | #DIV/0! | #DIV/0! | #DIV/0! | #DIV/0! | #DIV/0! | #DIV/0! | #DIV/0! | #DIV/0! | #DIV/0! | #DIV/0! | #DIV/0! | #DIV/0! | #DIV/0! | #DIV/0! | #DIV/0! | #DIV/0! | #DIV/0! | #DIV/0! | #DIV/0! | 2593 | 0 | 0 | 0 | 0 | 0
2 | 6 | 2006 | 37 | 1 | 0 | 0 | #DIV/0! | #DIV/0! | #DIV/0! | #DIV/0! | #DIV/0! | #DIV/0! | #DIV/0! | #DIV/0! | #DIV/0! | #DIV/0! | #DIV/0! | #DIV/0! | #DIV/0! | #DIV/0! | #DIV/0! | #DIV/0! | #DIV/0! | #DIV/0! | #DIV/0! | #DIV/0! | 2594 | 0 | 0 | 0 | 0 | 0
2 | 7 | 2006 | 38 | 2 | 0 | 0 | #DIV/0! | #DIV/0! | #DIV/0! | #DIV/0! | #DIV/0! | #DIV/0! | #DIV/0! | #DIV/0! | #DIV/0! | #DIV/0! | #DIV/0! | #DIV/0! | #DIV/0! | #DIV/0! | #DIV/0! | #DIV/0! | #DIV/0! | #DIV/0! | #DIV/0! | #DIV/0! | 2595 | 0 | 0 | 0 | 0 | 0
2 | 8 | 2006 | 39 | 3 | 0 | 0 | #DIV/0! | #DIV/0! | #DIV/0! | #DIV/0! | #DIV/0! | #DIV/0! | #DIV/0! | #DIV/0! | #DIV/0! | #DIV/0! | #DIV/0! | #DIV/0! | #DIV/0! | #DIV/0! | #DIV/0! | #DIV/0! | #DIV/0! | #DIV/0! | #DIV/0! | #DIV/0! | 2596 | 0 | 0 | 0 | 0 | 0
2 | 9 | 2006 | 40 | 4 | 0 | 0 | #DIV/0! | #DIV/0! | #DIV/0! | #DIV/0! | #DIV/0! | #DIV/0! | #DIV/0! | #DIV/0! | #DIV/0! | #DIV/0! | #DIV/0! | #DIV/0! | #DIV/0! | #DIV/0! | #DIV/0! | #DIV/0! | #DIV/0! | #DIV/0! | #DIV/0! | #DIV/0! | 2597 | 0 | 0 | 0 | 0 | 0
2 | 10 | 2006 | 41 | 5 | 0 | 0 | #DIV/0! | #DIV/0! | #DIV/0! | #DIV/0! | #DIV/0! | #DIV/0! | #DIV/0! | #DIV/0! | #DIV/0! | #DIV/0! | #DIV/0! | #DIV/0! | #DIV/0! | #DIV/0! | #DIV/0! | #DIV/0! | #DIV/0! | #DIV/0! | #DIV/0! | #DIV/0! | 2598 | 0 | 0 | 0 | 0 | 0
2 | 11 | 2006 | 42 | 6 | 0.40333 | 0 | #DIV/0! | #DIV/0! | #DIV/0! | #DIV/0! | #DIV/0! | #DIV/0! | #DIV/0! | #DIV/0! | #DIV/0! | #DIV/0! | #DIV/0! | #DIV/0! | #DIV/0! | #DIV/0! | #DIV/0! | #DIV/0! | #DIV/0! | #DIV/0! | #DIV/0! | #DIV/0! | 2599 | 0 | 0 | 0 | 0 | 0
2 | 12 | 2006 | 43 | 7 | 0.6 | 0 | #DIV/0! | #DIV/0! | #DIV/0! | #DIV/0! | #DIV/0! | #DIV/0! | #DIV/0! | #DIV/0! | #DIV/0! | #DIV/0! | #DIV/0! | #DIV/0! | #DIV/0! | #DIV/0! | #DIV/0! | #DIV/0! | #DIV/0! | #DIV/0! | #DIV/0! | #DIV/0! | 2600 | 0 | 0 | 0 | 0 | 0
2 | 13 | 2006 | 44 | 1 | 0 | 0 | #DIV/0! | #DIV/0! | #DIV/0! | #DIV/0! | #DIV/0! | #DIV/0! | #DIV/0! | #DIV/0! | #DIV/0! | #DIV/0! | #DIV/0! | #DIV/0! | #DIV/0! | #DIV/0! | #DIV/0! | #DIV/0! | #DIV/0! | #DIV/0! | #DIV/0! | #DIV/0! | 2601 | 0 | 0 | 0 | 0 | 0
2 | 14 | 2006 | 45 | 2 | 0 | 0 | #DIV/0! | #DIV/0! | #DIV/0! | #DIV/0! | #DIV/0! | #DIV/0! | #DIV/0! | #DIV/0! | #DIV/0! | #DIV/0! | #DIV/0! | #DIV/0! | #DIV/0! | #DIV/0! | #DIV/0! | #DIV/0! | #DIV/0! | #DIV/0! | #DIV/0! | #DIV/0! | 2602 | 0 | 0 | 0 | 0 | 0
2 | 15 | 2006 | 46 | 3 | 0 | 0 | #DIV/0! | #DIV/0! | #DIV/0! | #DIV/0! | #DIV/0! | #DIV/0! | #DIV/0! | #DIV/0! | #DIV/0! | #DIV/0! | #DIV/0! | #DIV/0! | #DIV/0! | #DIV/0! | #DIV/0! | #DIV/0! | #DIV/0! | #DIV/0! | #DIV/0! | #DIV/0! | 2603 | 0 | 0 | 0 | 0 | 0
2 | 16 | 2006 | 47 | 4 | 0 | 0 | #DIV/0! | #DIV/0! | #DIV/0! | #DIV/0! | #DIV/0! | #DIV/0! | #DIV/0! | #DIV/0! | #DIV/0! | #DIV/0! | #DIV/0! | #DIV/0! | #DIV/0! | #DIV/0! | #DIV/0! | #DIV/0! | #DIV/0! | #DIV/0! | #DIV/0! | #DIV/0! | 2604 | 0 | 0 | 0 | 0 | 0
2 | 17 | 2006 | 48 | 5 | 0 | 0 | #DIV/0! | #DIV/0! | #DIV/0! | #DIV/0! | #DIV/0! | #DIV/0! | #DIV/0! | #DIV/0! | #DIV/0! | #DIV/0! | #DIV/0! | #DIV/0! | #DIV/0! | #DIV/0! | #DIV/0! | #DIV/0! | #DIV/0! | #DIV/0! | #DIV/0! | #DIV/0! | 2605 | 0 | 0 | 0 | 0 | 0
2 | 18 | 2006 | 49 | 6 | 0 | 0 | #DIV/0! | #DIV/0! | #DIV/0! | #DIV/0! | #DIV/0! | #DIV/0! | #DIV/0! | #DIV/0! | #DIV/0! | #DIV/0! | #DIV/0! | #DIV/0! | #DIV/0! | #DIV/0! | #DIV/0! | #DIV/0! | #DIV/0! | #DIV/0! | #DIV/0! | #DIV/0! | 2606 | 0 | 0 | 0 | 0 | 0
2 | 19 | 2006 | 50 | 7 | 0 | 0 | #DIV/0! | #DIV/0! | #DIV/0! | #DIV/0! | #DIV/0! | #DIV/0! | #DIV/0! | #DIV/0! | #DIV/0! | #DIV/0! | #DIV/0! | #DIV/0! | #DIV/0! | #DIV/0! | #DIV/0! | #DIV/0! | #DIV/0! | #DIV/0! | #DIV/0! | #DIV/0! | 2607 | 0 | 0 | 0 | 0 | 0
2 | 20 | 2006 | 51 | 1 | 0 | 0 | #DIV/0! | #DIV/0! | #DIV/0! | #DIV/0! | #DIV/0! | #DIV/0! | #DIV/0! | #DIV/0! | #DIV/0! | #DIV/0! | #DIV/0! | #DIV/0! | #DIV/0! | #DIV/0! | #DIV/0! | #DIV/0! | #DIV/0! | #DIV/0! | #DIV/0! | #DIV/0! | 2608 | 0 | 0 | 0 | 0 | 0
2 | 21 | 2006 | 52 | 2 | 0 | 0 | #DIV/0! | #DIV/0! | #DIV/0! | #DIV/0! | #DIV/0! | #DIV/0! | #DIV/0! | #DIV/0! | #DIV/0! | #DIV/0! | #DIV/0! | #DIV/0! | #DIV/0! | #DIV/0! | #DIV/0! | #DIV/0! | #DIV/0! | #DIV/0! | #DIV/0! | #DIV/0! | 2609 | 0 | 0 | 0 | 0 | 0
2 | 22 | 2006 | 53 | 3 | 0.18333 | 0 | #DIV/0! | #DIV/0! | #DIV/0! | #DIV/0! | #DIV/0! | #DIV/0! | #DIV/0! | #DIV/0! | #DIV/0! | #DIV/0! | #DIV/0! | #DIV/0! | #DIV/0! | #DIV/0! | #DIV/0! | #DIV/0! | #DIV/0! | #DIV/0! | #DIV/0! | #DIV/0! | 2610 | 0 | 0 | 0 | 0 | 0
2 | 23 | 2006 | 54 | 4 | 0 | 0 | #DIV/0! | #DIV/0! | #DIV/0! | #DIV/0! | #DIV/0! | #DIV/0! | #DIV/0! | #DIV/0! | #DIV/0! | #DIV/0! | #DIV/0! | #DIV/0! | #DIV/0! | #DIV/0! | #DIV/0! | #DIV/0! | #DIV/0! | #DIV/0! | #DIV/0! | #DIV/0! | 2611 | 0 | 0 | 0 | 0 | 0
2 | 24 | 2006 | 55 | 5 | 0 | 0 | #DIV/0! | #DIV/0! | #DIV/0! | #DIV/0! | #DIV/0! | #DIV/0! | #DIV/0! | #DIV/0! | #DIV/0! | #DIV/0! | #DIV/0! | #DIV/0! | #DIV/0! | #DIV/0! | #DIV/0! | #DIV/0! | #DIV/0! | #DIV/0! | #DIV/0! | #DIV/0! | 2612 | 0 | 0 | 0 | 0 | 0
2 | 25 | 2006 | 56 | 6 | 0 | 0 | #DIV/0! | #DIV/0! | #DIV/0! | #DIV/0! | #DIV/0! | #DIV/0! | #DIV/0! | #DIV/0! | #DIV/0! | #DIV/0! | #DIV/0! | #DIV/0! | #DIV/0! | #DIV/0! | #DIV/0! | #DIV/0! | #DIV/0! | #DIV/0! | #DIV/0! | #DIV/0! | 2613 | 0 | 0 | 0 | 0 | 0
2 | 26 | 2006 | 57 | 7 | 0 | 0 | #DIV/0! | #DIV/0! | #DIV/0! | #DIV/0! | #DIV/0! | #DIV/0! | #DIV/0! | #DIV/0! | #DIV/0! | #DIV/0! | #DIV/0! | #DIV/0! | #DIV/0! | #DIV/0! | #DIV/0! | #DIV/0! | #DIV/0! | #DIV/0! | #DIV/0! | #DIV/0! | 2614 | 0 | 0 | 0 | 0 | 0
2 | 27 | 2006 | 58 | 1 | 0 | 0 | #DIV/0! | #DIV/0! | #DIV/0! | #DIV/0! | #DIV/0! | #DIV/0! | #DIV/0! | #DIV/0! | #DIV/0! | #DIV/0! | #DIV/0! | #DIV/0! | #DIV/0! | #DIV/0! | #DIV/0! | #DIV/0! | #DIV/0! | #DIV/0! | #DIV/0! | #DIV/0! | 2615 | 0 | 0 | 0 | 0 | 0
2 | 28 | 2006 | 59 | 2 | 0 | 0 | #DIV/0! | #DIV/0! | #DIV/0! | #DIV/0! | #DIV/0! | #DIV/0! | #DIV/0! | #DIV/0! | #DIV/0! | #DIV/0! | #DIV/0! | #DIV/0! | #DIV/0! | #DIV/0! | #DIV/0! | #DIV/0! | #DIV/0! | #DIV/0! | #DIV/0! | #DIV/0! | 2616 | 0 | 0 | 0 | 0 | 0
3 | 1 | 2006 | 60 | 3 | 0 | 0 | #DIV/0! | #DIV/0! | #DIV/0! | #DIV/0! | #DIV/0! | #DIV/0! | #DIV/0! | #DIV/0! | #DIV/0! | #DIV/0! | #DIV/0! | #DIV/0! | #DIV/0! | #DIV/0! | #DIV/0! | #DIV/0! | #DIV/0! | #DIV/0! | #DIV/0! | #DIV/0! | 2617 | 0 | 0 | 0 | 0 | 0
3 | 2 | 2006 | 61 | 4 | 0.066667 | 0 | #DIV/0! | #DIV/0! | #DIV/0! | #DIV/0! | #DIV/0! | #DIV/0! | #DIV/0! | #DIV/0! | #DIV/0! | #DIV/0! | #DIV/0! | #DIV/0! | #DIV/0! | #DIV/0! | #DIV/0! | #DIV/0! | #DIV/0! | #DIV/0! | #DIV/0! | #DIV/0! | 2618 | 0 | 0 | 0 | 0 | 0
3 | 3 | 2006 | 62 | 5 | 0 | 0 | #DIV/0! | #DIV/0! | #DIV/0! | #DIV/0! | #DIV/0! | #DIV/0! | #DIV/0! | #DIV/0! | #DIV/0! | #DIV/0! | #DIV/0! | #DIV/0! | #DIV/0! | #DIV/0! | #DIV/0! | #DIV/0! | #DIV/0! | #DIV/0! | #DIV/0! | #DIV/0! | 2619 | 0 | 0 | 0 | 0 | 0
3 | 4 | 2006 | 63 | 6 | 0 | 0 | #DIV/0! | #DIV/0! | #DIV/0! | #DIV/0! | #DIV/0! | #DIV/0! | #DIV/0! | #DIV/0! | #DIV/0! | #DIV/0! | #DIV/0! | #DIV/0! | #DIV/0! | #DIV/0! | #DIV/0! | #DIV/0! | #DIV/0! | #DIV/0! | #DIV/0! | #DIV/0! | 2620 | 0 | 0 | 0 | 0 | 0
3 | 5 | 2006 | 64 | 7 | 0 | 0 | #DIV/0! | #DIV/0! | #DIV/0! | #DIV/0! | #DIV/0! | #DIV/0! | #DIV/0! | #DIV/0! | #DIV/0! | #DIV/0! | #DIV/0! | #DIV/0! | #DIV/0! | #DIV/0! | #DIV/0! | #DIV/0! | #DIV/0! | #DIV/0! | #DIV/0! | #DIV/0! | 2621 | 0 | 0 | 0 | 0 | 0
3 | 6 | 2006 | 65 | 1 | 0 | 0 | #DIV/0! | #DIV/0! | #DIV/0! | #DIV/0! | #DIV/0! | #DIV/0! | #DIV/0! | #DIV/0! | #DIV/0! | #DIV/0! | #DIV/0! | #DIV/0! | #DIV/0! | #DIV/0! | #DIV/0! | #DIV/0! | #DIV/0! | #DIV/0! | #DIV/0! | #DIV/0! | 2622 | 0 | 0 | 0 | 0 | 0
3 | 7 | 2006 | 66 | 2 | 0 | 0 | #DIV/0! | #DIV/0! | #DIV/0! | #DIV/0! | #DIV/0! | #DIV/0! | #DIV/0! | #DIV/0! | #DIV/0! | #DIV/0! | #DIV/0! | #DIV/0! | #DIV/0! | #DIV/0! | #DIV/0! | #DIV/0! | #DIV/0! | #DIV/0! | #DIV/0! | #DIV/0! | 2623 | 0 | 0 | 0 | 0 | 0
3 | 8 | 2006 | 67 | 3 | 0 | 0 | #DIV/0! | #DIV/0! | #DIV/0! | #DIV/0! | #DIV/0! | #DIV/0! | #DIV/0! | #DIV/0! | #DIV/0! | #DIV/0! | #DIV/0! | #DIV/0! | #DIV/0! | #DIV/0! | #DIV/0! | #DIV/0! | #DIV/0! | #DIV/0! | #DIV/0! | #DIV/0! | 2624 | 0 | 0 | 0 | 0 | 0
3 | 9 | 2006 | 68 | 4 | 0 | 0 | #DIV/0! | #DIV/0! | #DIV/0! | #DIV/0! | #DIV/0! | #DIV/0! | #DIV/0! | #DIV/0! | #DIV/0! | #DIV/0! | #DIV/0! | #DIV/0! | #DIV/0! | #DIV/0! | #DIV/0! | #DIV/0! | #DIV/0! | #DIV/0! | #DIV/0! | #DIV/0! | 2625 | 0 | 0 | 0 | 0 | 0
3 | 10 | 2006 | 69 | 5 | 0 | 0 | #DIV/0! | #DIV/0! | #DIV/0! | #DIV/0! | #DIV/0! | #DIV/0! | #DIV/0! | #DIV/0! | #DIV/0! | #DIV/0! | #DIV/0! | #DIV/0! | #DIV/0! | #DIV/0! | #DIV/0! | #DIV/0! | #DIV/0! | #DIV/0! | #DIV/0! | #DIV/0! | 2626 | 0 | 0 | 0 | 0 | 0
3 | 11 | 2006 | 70 | 6 | 0 | 0 | #DIV/0! | #DIV/0! | #DIV/0! | #DIV/0! | #DIV/0! | #DIV/0! | #DIV/0! | #DIV/0! | #DIV/0! | #DIV/0! | #DIV/0! | #DIV/0! | #DIV/0! | #DIV/0! | #DIV/0! | #DIV/0! | #DIV/0! | #DIV/0! | #DIV/0! | #DIV/0! | 2627 | 0 | 0 | 0 | 0 | 0
3 | 12 | 2006 | 71 | 7 | 0.0033333 | 0 | #DIV/0! | #DIV/0! | #DIV/0! | #DIV/0! | #DIV/0! | #DIV/0! | #DIV/0! | #DIV/0! | #DIV/0! | #DIV/0! | #DIV/0! | #DIV/0! | #DIV/0! | #DIV/0! | #DIV/0! | #DIV/0! | #DIV/0! | #DIV/0! | #DIV/0! | #DIV/0! | 2628 | 0 | 0 | 0 | 0 | 0
3 | 13 | 2006 | 72 | 1 | 0 | 0 | #DIV/0! | #DIV/0! | #DIV/0! | #DIV/0! | #DIV/0! | #DIV/0! | #DIV/0! | #DIV/0! | #DIV/0! | #DIV/0! | #DIV/0! | #DIV/0! | #DIV/0! | #DIV/0! | #DIV/0! | #DIV/0! | #DIV/0! | #DIV/0! | #DIV/0! | #DIV/0! | 2629 | 0 | 0 | 0 | 0 | 0
3 | 14 | 2006 | 73 | 2 | 0.013333 | 0 | #DIV/0! | #DIV/0! | #DIV/0! | #DIV/0! | #DIV/0! | #DIV/0! | #DIV/0! | #DIV/0! | #DIV/0! | #DIV/0! | #DIV/0! | #DIV/0! | #DIV/0! | #DIV/0! | #DIV/0! | #DIV/0! | #DIV/0! | #DIV/0! | #DIV/0! | #DIV/0! | 2630 | 0 | 0 | 0 | 0 | 0
3 | 15 | 2006 | 74 | 3 | 0 | 0 | #DIV/0! | #DIV/0! | #DIV/0! | #DIV/0! | #DIV/0! | #DIV/0! | #DIV/0! | #DIV/0! | #DIV/0! | #DIV/0! | #DIV/0! | #DIV/0! | #DIV/0! | #DIV/0! | #DIV/0! | #DIV/0! | #DIV/0! | #DIV/0! | #DIV/0! | #DIV/0! | 2631 | 0 | 0 | 0 | 0 | 0
3 | 16 | 2006 | 75 | 4 | 0 | 0 | #DIV/0! | #DIV/0! | #DIV/0! | #DIV/0! | #DIV/0! | #DIV/0! | #DIV/0! | #DIV/0! | #DIV/0! | #DIV/0! | #DIV/0! | #DIV/0! | #DIV/0! | #DIV/0! | #DIV/0! | #DIV/0! | #DIV/0! | #DIV/0! | #DIV/0! | #DIV/0! | 2632 | 0 | 0 | 0 | 0 | 0
3 | 17 | 2006 | 76 | 5 | 0 | 0 | #DIV/0! | #DIV/0! | #DIV/0! | #DIV/0! | #DIV/0! | #DIV/0! | #DIV/0! | #DIV/0! | #DIV/0! | #DIV/0! | #DIV/0! | #DIV/0! | #DIV/0! | #DIV/0! | #DIV/0! | #DIV/0! | #DIV/0! | #DIV/0! | #DIV/0! | #DIV/0! | 2633 | 0 | 0 | 0 | 0 | 0
3 | 18 | 2006 | 77 | 6 | 0 | 0 | #DIV/0! | #DIV/0! | #DIV/0! | #DIV/0! | #DIV/0! | #DIV/0! | #DIV/0! | #DIV/0! | #DIV/0! | #DIV/0! | #DIV/0! | #DIV/0! | #DIV/0! | #DIV/0! | #DIV/0! | #DIV/0! | #DIV/0! | #DIV/0! | #DIV/0! | #DIV/0! | 2634 | 0 | 0 | 0 | 0 | 0
3 | 19 | 2006 | 78 | 7 | 0 | 0 | #DIV/0! | #DIV/0! | #DIV/0! | #DIV/0! | #DIV/0! | #DIV/0! | #DIV/0! | #DIV/0! | #DIV/0! | #DIV/0! | #DIV/0! | #DIV/0! | #DIV/0! | #DIV/0! | #DIV/0! | #DIV/0! | #DIV/0! | #DIV/0! | #DIV/0! | #DIV/0! | 2635 | 0 | 0 | 0 | 0 | 0
3 | 20 | 2006 | 79 | 1 | 0 | 0 | #DIV/0! | #DIV/0! | #DIV/0! | #DIV/0! | #DIV/0! | #DIV/0! | #DIV/0! | #DIV/0! | #DIV/0! | #DIV/0! | #DIV/0! | #DIV/0! | #DIV/0! | #DIV/0! | #DIV/0! | #DIV/0! | #DIV/0! | #DIV/0! | #DIV/0! | #DIV/0! | 2636 | 0 | 0 | 0 | 0 | 0
3 | 21 | 2006 | 80 | 2 | 0.0033333 | 0 | #DIV/0! | #DIV/0! | #DIV/0! | #DIV/0! | #DIV/0! | #DIV/0! | #DIV/0! | #DIV/0! | #DIV/0! | #DIV/0! | #DIV/0! | #DIV/0! | #DIV/0! | #DIV/0! | #DIV/0! | #DIV/0! | #DIV/0! | #DIV/0! | #DIV/0! | #DIV/0! | 2637 | 0 | 0 | 0 | 0 | 0
3 | 22 | 2006 | 81 | 3 | 0 | 0 | #DIV/0! | #DIV/0! | #DIV/0! | #DIV/0! | #DIV/0! | #DIV/0! | #DIV/0! | #DIV/0! | #DIV/0! | #DIV/0! | #DIV/0! | #DIV/0! | #DIV/0! | #DIV/0! | #DIV/0! | #DIV/0! | #DIV/0! | #DIV/0! | #DIV/0! | #DIV/0! | 2638 | 0 | 0 | 0 | 0 | 0
3 | 23 | 2006 | 82 | 4 | 0 | 0 | #DIV/0! | #DIV/0! | #DIV/0! | #DIV/0! | #DIV/0! | #DIV/0! | #DIV/0! | #DIV/0! | #DIV/0! | #DIV/0! | #DIV/0! | #DIV/0! | #DIV/0! | #DIV/0! | #DIV/0! | #DIV/0! | #DIV/0! | #DIV/0! | #DIV/0! | #DIV/0! | 2639 | 0 | 0 | 0 | 0 | 0
3 | 24 | 2006 | 83 | 5 | 0 | 0 | #DIV/0! | #DIV/0! | #DIV/0! | #DIV/0! | #DIV/0! | #DIV/0! | #DIV/0! | #DIV/0! | #DIV/0! | #DIV/0! | #DIV/0! | #DIV/0! | #DIV/0! | #DIV/0! | #DIV/0! | #DIV/0! | #DIV/0! | #DIV/0! | #DIV/0! | #DIV/0! | 2640 | 0 | 0 | 0 | 0 | 0
3 | 25 | 2006 | 84 | 6 | 0 | 0 | #DIV/0! | #DIV/0! | #DIV/0! | #DIV/0! | #DIV/0! | #DIV/0! | #DIV/0! | #DIV/0! | #DIV/0! | #DIV/0! | #DIV/0! | #DIV/0! | #DIV/0! | #DIV/0! | #DIV/0! | #DIV/0! | #DIV/0! | #DIV/0! | #DIV/0! | #DIV/0! | 2641 | 0 | 0 | 0 | 0 | 0
3 | 26 | 2006 | 85 | 7 | 0 | 0 | #DIV/0! | #DIV/0! | #DIV/0! | #DIV/0! | #DIV/0! | #DIV/0! | #DIV/0! | #DIV/0! | #DIV/0! | #DIV/0! | #DIV/0! | #DIV/0! | #DIV/0! | #DIV/0! | #DIV/0! | #DIV/0! | #DIV/0! | #DIV/0! | #DIV/0! | #DIV/0! | 2642 | 0 | 0 | 0 | 0 | 0
3 | 27 | 2006 | 86 | 1 | 0 | 0 | #DIV/0! | #DIV/0! | #DIV/0! | #DIV/0! | #DIV/0! | #DIV/0! | #DIV/0! | #DIV/0! | #DIV/0! | #DIV/0! | #DIV/0! | #DIV/0! | #DIV/0! | #DIV/0! | #DIV/0! | #DIV/0! | #DIV/0! | #DIV/0! | #DIV/0! | #DIV/0! | 2643 | 0 | 0 | 0 | 0 | 0
3 | 28 | 2006 | 87 | 2 | 0.013333 | 0 | #DIV/0! | #DIV/0! | #DIV/0! | #DIV/0! | #DIV/0! | #DIV/0! | #DIV/0! | #DIV/0! | #DIV/0! | #DIV/0! | #DIV/0! | #DIV/0! | #DIV/0! | #DIV/0! | #DIV/0! | #DIV/0! | #DIV/0! | #DIV/0! | #DIV/0! | #DIV/0! | 2644 | 0 | 0 | 0 | 0 | 0
3 | 29 | 2006 | 88 | 3 | 0 | 0 | #DIV/0! | #DIV/0! | #DIV/0! | #DIV/0! | #DIV/0! | #DIV/0! | #DIV/0! | #DIV/0! | #DIV/0! | #DIV/0! | #DIV/0! | #DIV/0! | #DIV/0! | #DIV/0! | #DIV/0! | #DIV/0! | #DIV/0! | #DIV/0! | #DIV/0! | #DIV/0! | 2645 | 0 | 0 | 0 | 0 | 0
3 | 30 | 2006 | 89 | 4 | 0 | 0 | #DIV/0! | #DIV/0! | #DIV/0! | #DIV/0! | #DIV/0! | #DIV/0! | #DIV/0! | #DIV/0! | #DIV/0! | #DIV/0! | #DIV/0! | #DIV/0! | #DIV/0! | #DIV/0! | #DIV/0! | #DIV/0! | #DIV/0! | #DIV/0! | #DIV/0! | #DIV/0! | 2646 | 0 | 0 | 0 | 0 | 0
3 | 31 | 2006 | 90 | 5 | 0 | 0 | #DIV/0! | #DIV/0! | #DIV/0! | #DIV/0! | #DIV/0! | #DIV/0! | #DIV/0! | #DIV/0! | #DIV/0! | #DIV/0! | #DIV/0! | #DIV/0! | #DIV/0! | #DIV/0! | #DIV/0! | #DIV/0! | #DIV/0! | #DIV/0! | #DIV/0! | #DIV/0! | 2647 | 0 | 0 | 0 | 0 | 0
4 | 1 | 2006 | 91 | 6 | 0.0066667 | 0 | #DIV/0! | #DIV/0! | #DIV/0! | #DIV/0! | #DIV/0! | #DIV/0! | #DIV/0! | #DIV/0! | #DIV/0! | #DIV/0! | #DIV/0! | #DIV/0! | #DIV/0! | #DIV/0! | #DIV/0! | #DIV/0! | #DIV/0! | #DIV/0! | #DIV/0! | #DIV/0! | 2648 | 0 | 0 | 0 | 0 | 0
4 | 2 | 2006 | 92 | 7 | 0 | 0 | #DIV/0! | #DIV/0! | #DIV/0! | #DIV/0! | #DIV/0! | #DIV/0! | #DIV/0! | #DIV/0! | #DIV/0! | #DIV/0! | #DIV/0! | #DIV/0! | #DIV/0! | #DIV/0! | #DIV/0! | #DIV/0! | #DIV/0! | #DIV/0! | #DIV/0! | #DIV/0! | 2649 | 0 | 0 | 0 | 0 | 0
4 | 3 | 2006 | 93 | 1 | 0.5 | 0 | #DIV/0! | #DIV/0! | #DIV/0! | #DIV/0! | #DIV/0! | #DIV/0! | #DIV/0! | #DIV/0! | #DIV/0! | #DIV/0! | #DIV/0! | #DIV/0! | #DIV/0! | #DIV/0! | #DIV/0! | #DIV/0! | #DIV/0! | #DIV/0! | #DIV/0! | #DIV/0! | 2650 | 0 | 0 | 0 | 0 | 0
4 | 4 | 2006 | 94 | 2 | 0 | 0 | #DIV/0! | #DIV/0! | #DIV/0! | #DIV/0! | #DIV/0! | #DIV/0! | #DIV/0! | #DIV/0! | #DIV/0! | #DIV/0! | #DIV/0! | #DIV/0! | #DIV/0! | #DIV/0! | #DIV/0! | #DIV/0! | #DIV/0! | #DIV/0! | #DIV/0! | #DIV/0! | 2651 | 0 | 0 | 0 | 0 | 0
4 | 5 | 2006 | 95 | 3 | 0.01 | 0 | #DIV/0! | #DIV/0! | #DIV/0! | #DIV/0! | #DIV/0! | #DIV/0! | #DIV/0! | #DIV/0! | #DIV/0! | #DIV/0! | #DIV/0! | #DIV/0! | #DIV/0! | #DIV/0! | #DIV/0! | #DIV/0! | #DIV/0! | #DIV/0! | #DIV/0! | #DIV/0! | 2652 | 0 | 0 | 0 | 0 | 0
4 | 6 | 2006 | 96 | 4 | 0 | 0 | #DIV/0! | #DIV/0! | #DIV/0! | #DIV/0! | #DIV/0! | #DIV/0! | #DIV/0! | #DIV/0! | #DIV/0! | #DIV/0! | #DIV/0! | #DIV/0! | #DIV/0! | #DIV/0! | #DIV/0! | #DIV/0! | #DIV/0! | #DIV/0! | #DIV/0! | #DIV/0! | 2653 | 0 | 0 | 0 | 0 | 0
4 | 7 | 2006 | 97 | 5 | 0.21333 | 0 | #DIV/0! | #DIV/0! | #DIV/0! | #DIV/0! | #DIV/0! | #DIV/0! | #DIV/0! | #DIV/0! | #DIV/0! | #DIV/0! | #DIV/0! | #DIV/0! | #DIV/0! | #DIV/0! | #DIV/0! | #DIV/0! | #DIV/0! | #DIV/0! | #DIV/0! | #DIV/0! | 2654 | 0 | 0 | 0 | 0 | 0
4 | 8 | 2006 | 98 | 6 | 0.58333 | 0 | #DIV/0! | #DIV/0! | #DIV/0! | #DIV/0! | #DIV/0! | #DIV/0! | #DIV/0! | #DIV/0! | #DIV/0! | #DIV/0! | #DIV/0! | #DIV/0! | #DIV/0! | #DIV/0! | #DIV/0! | #DIV/0! | #DIV/0! | #DIV/0! | #DIV/0! | #DIV/0! | 2655 | 0 | 0 | 0 | 0 | 0
4 | 9 | 2006 | 99 | 7 | 0 | 0 | #DIV/0! | #DIV/0! | #DIV/0! | #DIV/0! | #DIV/0! | #DIV/0! | #DIV/0! | #DIV/0! | #DIV/0! | #DIV/0! | #DIV/0! | #DIV/0! | #DIV/0! | #DIV/0! | #DIV/0! | #DIV/0! | #DIV/0! | #DIV/0! | #DIV/0! | #DIV/0! | 2656 | 0 | 0 | 0 | 0 | 0
4 | 10 | 2006 | 100 | 1 | 0 | 0 | #DIV/0! | #DIV/0! | #DIV/0! | #DIV/0! | #DIV/0! | #DIV/0! | #DIV/0! | #DIV/0! | #DIV/0! | #DIV/0! | #DIV/0! | #DIV/0! | #DIV/0! | #DIV/0! | #DIV/0! | #DIV/0! | #DIV/0! | #DIV/0! | #DIV/0! | #DIV/0! | 2657 | 0 | 0 | 0 | 0 | 0
4 | 11 | 2006 | 101 | 2 | 0 | 0 | #DIV/0! | #DIV/0! | #DIV/0! | #DIV/0! | #DIV/0! | #DIV/0! | #DIV/0! | #DIV/0! | #DIV/0! | #DIV/0! | #DIV/0! | #DIV/0! | #DIV/0! | #DIV/0! | #DIV/0! | #DIV/0! | #DIV/0! | #DIV/0! | #DIV/0! | #DIV/0! | 2658 | 0 | 0 | 0 | 0 | 0
4 | 12 | 2006 | 102 | 3 | 0 | 0 | #DIV/0! | #DIV/0! | #DIV/0! | #DIV/0! | #DIV/0! | #DIV/0! | #DIV/0! | #DIV/0! | #DIV/0! | #DIV/0! | #DIV/0! | #DIV/0! | #DIV/0! | #DIV/0! | #DIV/0! | #DIV/0! | #DIV/0! | #DIV/0! | #DIV/0! | #DIV/0! | 2659 | 0 | 0 | 0 | 0 | 0
4 | 13 | 2006 | 103 | 4 | 0.036667 | 0 | #DIV/0! | #DIV/0! | #DIV/0! | #DIV/0! | #DIV/0! | #DIV/0! | #DIV/0! | #DIV/0! | #DIV/0! | #DIV/0! | #DIV/0! | #DIV/0! | #DIV/0! | #DIV/0! | #DIV/0! | #DIV/0! | #DIV/0! | #DIV/0! | #DIV/0! | #DIV/0! | 2660 | 0 | 0 | 0 | 0 | 0
4 | 14 | 2006 | 104 | 5 | 0.0066667 | 0 | #DIV/0! | #DIV/0! | #DIV/0! | #DIV/0! | #DIV/0! | #DIV/0! | #DIV/0! | #DIV/0! | #DIV/0! | #DIV/0! | #DIV/0! | #DIV/0! | #DIV/0! | #DIV/0! | #DIV/0! | #DIV/0! | #DIV/0! | #DIV/0! | #DIV/0! | #DIV/0! | 2661 | 0 | 0 | 0 | 0 | 0
4 | 15 | 2006 | 105 | 6 | 0 | 0 | #DIV/0! | #DIV/0! | #DIV/0! | #DIV/0! | #DIV/0! | #DIV/0! | #DIV/0! | #DIV/0! | #DIV/0! | #DIV/0! | #DIV/0! | #DIV/0! | #DIV/0! | #DIV/0! | #DIV/0! | #DIV/0! | #DIV/0! | #DIV/0! | #DIV/0! | #DIV/0! | 2662 | 0 | 0 | 0 | 0 | 0
4 | 16 | 2006 | 106 | 7 | 0.013333 | 0 | #DIV/0! | #DIV/0! | #DIV/0! | #DIV/0! | #DIV/0! | #DIV/0! | #DIV/0! | #DIV/0! | #DIV/0! | #DIV/0! | #DIV/0! | #DIV/0! | #DIV/0! | #DIV/0! | #DIV/0! | #DIV/0! | #DIV/0! | #DIV/0! | #DIV/0! | #DIV/0! | 2663 | 0 | 0 | 0 | 0 | 0
4 | 17 | 2006 | 107 | 1 | 0.25 | 0 | #DIV/0! | #DIV/0! | #DIV/0! | #DIV/0! | #DIV/0! | #DIV/0! | #DIV/0! | #DIV/0! | #DIV/0! | #DIV/0! | #DIV/0! | #DIV/0! | #DIV/0! | #DIV/0! | #DIV/0! | #DIV/0! | #DIV/0! | #DIV/0! | #DIV/0! | #DIV/0! | 2664 | 0 | 0 | 0 | 0 | 0
4 | 18 | 2006 | 108 | 2 | 0 | 0 | #DIV/0! | #DIV/0! | #DIV/0! | #DIV/0! | #DIV/0! | #DIV/0! | #DIV/0! | #DIV/0! | #DIV/0! | #DIV/0! | #DIV/0! | #DIV/0! | #DIV/0! | #DIV/0! | #DIV/0! | #DIV/0! | #DIV/0! | #DIV/0! | #DIV/0! | #DIV/0! | 2665 | 0 | 0 | 0 | 0 | 0
4 | 19 | 2006 | 109 | 3 | 0 | 0 | #DIV/0! | #DIV/0! | #DIV/0! | #DIV/0! | #DIV/0! | #DIV/0! | #DIV/0! | #DIV/0! | #DIV/0! | #DIV/0! | #DIV/0! | #DIV/0! | #DIV/0! | #DIV/0! | #DIV/0! | #DIV/0! | #DIV/0! | #DIV/0! | #DIV/0! | #DIV/0! | 2666 | 0 | 0 | 0 | 0 | 0
4 | 20 | 2006 | 110 | 4 | 0 | 0 | #DIV/0! | #DIV/0! | #DIV/0! | #DIV/0! | #DIV/0! | #DIV/0! | #DIV/0! | #DIV/0! | #DIV/0! | #DIV/0! | #DIV/0! | #DIV/0! | #DIV/0! | #DIV/0! | #DIV/0! | #DIV/0! | #DIV/0! | #DIV/0! | #DIV/0! | #DIV/0! | 2667 | 0 | 0 | 0 | 0 | 0
4 | 21 | 2006 | 111 | 5 | 0.28333 | 0 | #DIV/0! | #DIV/0! | #DIV/0! | #DIV/0! | #DIV/0! | #DIV/0! | #DIV/0! | #DIV/0! | #DIV/0! | #DIV/0! | #DIV/0! | #DIV/0! | #DIV/0! | #DIV/0! | #DIV/0! | #DIV/0! | #DIV/0! | #DIV/0! | #DIV/0! | #DIV/0! | 2668 | 0 | 0 | 0 | 0 | 0
4 | 22 | 2006 | 112 | 6 | 1.56 | 0 | #DIV/0! | #DIV/0! | #DIV/0! | #DIV/0! | #DIV/0! | #DIV/0! | #DIV/0! | #DIV/0! | #DIV/0! | #DIV/0! | #DIV/0! | #DIV/0! | #DIV/0! | #DIV/0! | #DIV/0! | #DIV/0! | #DIV/0! | #DIV/0! | #DIV/0! | #DIV/0! | 2669 | 0 | 0 | 0 | 0 | 0
4 | 23 | 2006 | 113 | 7 | 0.22333 | 0 | #DIV/0! | #DIV/0! | #DIV/0! | #DIV/0! | #DIV/0! | #DIV/0! | #DIV/0! | #DIV/0! | #DIV/0! | #DIV/0! | #DIV/0! | #DIV/0! | #DIV/0! | #DIV/0! | #DIV/0! | #DIV/0! | #DIV/0! | #DIV/0! | #DIV/0! | #DIV/0! | 2670 | 0 | 0 | 0 | 0 | 0
4 | 24 | 2006 | 114 | 1 | 0 | 0 | #DIV/0! | #DIV/0! | #DIV/0! | #DIV/0! | #DIV/0! | #DIV/0! | #DIV/0! | #DIV/0! | #DIV/0! | #DIV/0! | #DIV/0! | #DIV/0! | #DIV/0! | #DIV/0! | #DIV/0! | #DIV/0! | #DIV/0! | #DIV/0! | #DIV/0! | #DIV/0! | 2671 | 0 | 0 | 0 | 0 | 0
4 | 25 | 2006 | 115 | 2 | 0.033333 | 0 | #DIV/0! | #DIV/0! | #DIV/0! | #DIV/0! | #DIV/0! | #DIV/0! | #DIV/0! | #DIV/0! | #DIV/0! | #DIV/0! | #DIV/0! | #DIV/0! | #DIV/0! | #DIV/0! | #DIV/0! | #DIV/0! | #DIV/0! | #DIV/0! | #DIV/0! | #DIV/0! | 2672 | 0 | 0 | 0 | 0 | 0
4 | 26 | 2006 | 116 | 3 | 0.023333 | 0 | #DIV/0! | #DIV/0! | #DIV/0! | #DIV/0! | #DIV/0! | #DIV/0! | #DIV/0! | #DIV/0! | #DIV/0! | #DIV/0! | #DIV/0! | #DIV/0! | #DIV/0! | #DIV/0! | #DIV/0! | #DIV/0! | #DIV/0! | #DIV/0! | #DIV/0! | #DIV/0! | 2673 | 0 | 0 | 0 | 0 | 0
4 | 27 | 2006 | 117 | 4 | 0 | 0 | #DIV/0! | #DIV/0! | #DIV/0! | #DIV/0! | #DIV/0! | #DIV/0! | #DIV/0! | #DIV/0! | #DIV/0! | #DIV/0! | #DIV/0! | #DIV/0! | #DIV/0! | #DIV/0! | #DIV/0! | #DIV/0! | #DIV/0! | #DIV/0! | #DIV/0! | #DIV/0! | 2674 | 0 | 0 | 0 | 0 | 0
4 | 28 | 2006 | 118 | 5 | 0 | 0 | #DIV/0! | #DIV/0! | #DIV/0! | #DIV/0! | #DIV/0! | #DIV/0! | #DIV/0! | #DIV/0! | #DIV/0! | #DIV/0! | #DIV/0! | #DIV/0! | #DIV/0! | #DIV/0! | #DIV/0! | #DIV/0! | #DIV/0! | #DIV/0! | #DIV/0! | #DIV/0! | 2675 | 0 | 0 | 0 | 0 | 0
4 | 29 | 2006 | 119 | 6 | 0 | 0 | #DIV/0! | #DIV/0! | #DIV/0! | #DIV/0! | #DIV/0! | #DIV/0! | #DIV/0! | #DIV/0! | #DIV/0! | #DIV/0! | #DIV/0! | #DIV/0! | #DIV/0! | #DIV/0! | #DIV/0! | #DIV/0! | #DIV/0! | #DIV/0! | #DIV/0! | #DIV/0! | 2676 | 0 | 0 | 0 | 0 | 0
4 | 30 | 2006 | 120 | 7 | 0 | 0 | #DIV/0! | #DIV/0! | #DIV/0! | #DIV/0! | #DIV/0! | #DIV/0! | #DIV/0! | #DIV/0! | #DIV/0! | #DIV/0! | #DIV/0! | #DIV/0! | #DIV/0! | #DIV/0! | #DIV/0! | #DIV/0! | #DIV/0! | #DIV/0! | #DIV/0! | #DIV/0! | 2677 | 0 | 0 | 0 | 0 | 0
5 | 1 | 2006 | 121 | 1 | 0 | 0 | #DIV/0! | #DIV/0! | #DIV/0! | #DIV/0! | #DIV/0! | #DIV/0! | #DIV/0! | #DIV/0! | #DIV/0! | #DIV/0! | #DIV/0! | #DIV/0! | #DIV/0! | #DIV/0! | #DIV/0! | #DIV/0! | #DIV/0! | #DIV/0! | #DIV/0! | #DIV/0! | 2678 | 0 | 0 | 0 | 0 | 0
5 | 2 | 2006 | 122 | 2 | 0 | 0 | #DIV/0! | #DIV/0! | #DIV/0! | #DIV/0! | #DIV/0! | #DIV/0! | #DIV/0! | #DIV/0! | #DIV/0! | #DIV/0! | #DIV/0! | #DIV/0! | #DIV/0! | #DIV/0! | #DIV/0! | #DIV/0! | #DIV/0! | #DIV/0! | #DIV/0! | #DIV/0! | 2679 | 0 | 0 | 0 | 0 | 0
5 | 3 | 2006 | 123 | 3 | 0 | 0 | #DIV/0! | #DIV/0! | #DIV/0! | #DIV/0! | #DIV/0! | #DIV/0! | #DIV/0! | #DIV/0! | #DIV/0! | #DIV/0! | #DIV/0! | #DIV/0! | #DIV/0! | #DIV/0! | #DIV/0! | #DIV/0! | #DIV/0! | #DIV/0! | #DIV/0! | #DIV/0! | 2680 | 0 | 0 | 0 | 0 | 0
5 | 4 | 2006 | 124 | 4 | 0 | 0 | #DIV/0! | #DIV/0! | #DIV/0! | #DIV/0! | #DIV/0! | #DIV/0! | #DIV/0! | #DIV/0! | #DIV/0! | #DIV/0! | #DIV/0! | #DIV/0! | #DIV/0! | #DIV/0! | #DIV/0! | #DIV/0! | #DIV/0! | #DIV/0! | #DIV/0! | #DIV/0! | 2681 | 0 | 0 | 0 | 0 | 0
5 | 5 | 2006 | 125 | 5 | 0 | 0 | #DIV/0! | #DIV/0! | #DIV/0! | #DIV/0! | #DIV/0! | #DIV/0! | #DIV/0! | #DIV/0! | #DIV/0! | #DIV/0! | #DIV/0! | #DIV/0! | #DIV/0! | #DIV/0! | #DIV/0! | #DIV/0! | #DIV/0! | #DIV/0! | #DIV/0! | #DIV/0! | 2682 | 0 | 0 | 0 | 0 | 0
5 | 6 | 2006 | 126 | 6 | 0 | 0 | #DIV/0! | #DIV/0! | #DIV/0! | #DIV/0! | #DIV/0! | #DIV/0! | #DIV/0! | #DIV/0! | #DIV/0! | #DIV/0! | #DIV/0! | #DIV/0! | #DIV/0! | #DIV/0! | #DIV/0! | #DIV/0! | #DIV/0! | #DIV/0! | #DIV/0! | #DIV/0! | 2683 | 0 | 0 | 0 | 0 | 0
5 | 7 | 2006 | 127 | 7 | 0.10667 | 0 | #DIV/0! | #DIV/0! | #DIV/0! | #DIV/0! | #DIV/0! | #DIV/0! | #DIV/0! | #DIV/0! | #DIV/0! | #DIV/0! | #DIV/0! | #DIV/0! | #DIV/0! | #DIV/0! | #DIV/0! | #DIV/0! | #DIV/0! | #DIV/0! | #DIV/0! | #DIV/0! | 2684 | 0 | 0 | 0 | 0 | 0
5 | 8 | 2006 | 128 | 1 | 0.06 | 0 | #DIV/0! | #DIV/0! | #DIV/0! | #DIV/0! | #DIV/0! | #DIV/0! | #DIV/0! | #DIV/0! | #DIV/0! | #DIV/0! | #DIV/0! | #DIV/0! | #DIV/0! | #DIV/0! | #DIV/0! | #DIV/0! | #DIV/0! | #DIV/0! | #DIV/0! | #DIV/0! | 2685 | 0 | 0 | 0 | 0 | 0
5 | 9 | 2006 | 129 | 2 | 0 | 0 | #DIV/0! | #DIV/0! | #DIV/0! | #DIV/0! | #DIV/0! | #DIV/0! | #DIV/0! | #DIV/0! | #DIV/0! | #DIV/0! | #DIV/0! | #DIV/0! | #DIV/0! | #DIV/0! | #DIV/0! | #DIV/0! | #DIV/0! | #DIV/0! | #DIV/0! | #DIV/0! | 2686 | 0 | 0 | 0 | 0 | 0
5 | 10 | 2006 | 130 | 3 | 0 | 0 | #DIV/0! | #DIV/0! | #DIV/0! | #DIV/0! | #DIV/0! | #DIV/0! | #DIV/0! | #DIV/0! | #DIV/0! | #DIV/0! | #DIV/0! | #DIV/0! | #DIV/0! | #DIV/0! | #DIV/0! | #DIV/0! | #DIV/0! | #DIV/0! | #DIV/0! | #DIV/0! | 2687 | 0 | 0 | 0 | 0 | 0
5 | 11 | 2006 | 131 | 4 | 0.88 | 0 | #DIV/0! | #DIV/0! | #DIV/0! | #DIV/0! | #DIV/0! | #DIV/0! | #DIV/0! | #DIV/0! | #DIV/0! | #DIV/0! | #DIV/0! | #DIV/0! | #DIV/0! | #DIV/0! | #DIV/0! | #DIV/0! | #DIV/0! | #DIV/0! | #DIV/0! | #DIV/0! | 2688 | 0 | 0 | 0 | 0 | 0
5 | 12 | 2006 | 132 | 5 | 0.096667 | 0 | #DIV/0! | #DIV/0! | #DIV/0! | #DIV/0! | #DIV/0! | #DIV/0! | #DIV/0! | #DIV/0! | #DIV/0! | #DIV/0! | #DIV/0! | #DIV/0! | #DIV/0! | #DIV/0! | #DIV/0! | #DIV/0! | #DIV/0! | #DIV/0! | #DIV/0! | #DIV/0! | 2689 | 0 | 0 | 0 | 0 | 0
5 | 13 | 2006 | 133 | 6 | 0.05 | 0 | #DIV/0! | #DIV/0! | #DIV/0! | #DIV/0! | #DIV/0! | #DIV/0! | #DIV/0! | #DIV/0! | #DIV/0! | #DIV/0! | #DIV/0! | #DIV/0! | #DIV/0! | #DIV/0! | #DIV/0! | #DIV/0! | #DIV/0! | #DIV/0! | #DIV/0! | #DIV/0! | 2690 | 0 | 0 | 0 | 0 | 0
5 | 14 | 2006 | 134 | 7 | 0.2 | 0 | #DIV/0! | #DIV/0! | #DIV/0! | #DIV/0! | #DIV/0! | #DIV/0! | #DIV/0! | #DIV/0! | #DIV/0! | #DIV/0! | #DIV/0! | #DIV/0! | #DIV/0! | #DIV/0! | #DIV/0! | #DIV/0! | #DIV/0! | #DIV/0! | #DIV/0! | #DIV/0! | 2691 | 0 | 0 | 0 | 0 | 0
5 | 15 | 2006 | 135 | 1 | 0.26667 | 0 | #DIV/0! | #DIV/0! | #DIV/0! | #DIV/0! | #DIV/0! | #DIV/0! | #DIV/0! | #DIV/0! | #DIV/0! | #DIV/0! | #DIV/0! | #DIV/0! | #DIV/0! | #DIV/0! | #DIV/0! | #DIV/0! | #DIV/0! | #DIV/0! | #DIV/0! | #DIV/0! | 2692 | 0 | 0 | 0 | 0 | 0
5 | 16 | 2006 | 136 | 2 | 0 | 0 | #DIV/0! | #DIV/0! | #DIV/0! | #DIV/0! | #DIV/0! | #DIV/0! | #DIV/0! | #DIV/0! | #DIV/0! | #DIV/0! | #DIV/0! | #DIV/0! | #DIV/0! | #DIV/0! | #DIV/0! | #DIV/0! | #DIV/0! | #DIV/0! | #DIV/0! | #DIV/0! | 2693 | 0 | 0 | 0 | 0 | 0
5 | 17 | 2006 | 137 | 3 | 0.05 | 0 | #DIV/0! | #DIV/0! | #DIV/0! | #DIV/0! | #DIV/0! | #DIV/0! | #DIV/0! | #DIV/0! | #DIV/0! | #DIV/0! | #DIV/0! | #DIV/0! | #DIV/0! | #DIV/0! | #DIV/0! | #DIV/0! | #DIV/0! | #DIV/0! | #DIV/0! | #DIV/0! | 2694 | 0 | 0 | 0 | 0 | 0
5 | 18 | 2006 | 138 | 4 | 0.066667 | 0 | #DIV/0! | #DIV/0! | #DIV/0! | #DIV/0! | #DIV/0! | #DIV/0! | #DIV/0! | #DIV/0! | #DIV/0! | #DIV/0! | #DIV/0! | #DIV/0! | #DIV/0! | #DIV/0! | #DIV/0! | #DIV/0! | #DIV/0! | #DIV/0! | #DIV/0! | #DIV/0! | 2695 | 0 | 0 | 0 | 0 | 0
5 | 19 | 2006 | 139 | 5 | 0.03 | 0 | #DIV/0! | #DIV/0! | #DIV/0! | #DIV/0! | #DIV/0! | #DIV/0! | #DIV/0! | #DIV/0! | #DIV/0! | #DIV/0! | #DIV/0! | #DIV/0! | #DIV/0! | #DIV/0! | #DIV/0! | #DIV/0! | #DIV/0! | #DIV/0! | #DIV/0! | #DIV/0! | 2696 | 0 | 0 | 0 | 0 | 0
5 | 20 | 2006 | 140 | 6 | 0 | 0 | #DIV/0! | #DIV/0! | #DIV/0! | #DIV/0! | #DIV/0! | #DIV/0! | #DIV/0! | #DIV/0! | #DIV/0! | #DIV/0! | #DIV/0! | #DIV/0! | #DIV/0! | #DIV/0! | #DIV/0! | #DIV/0! | #DIV/0! | #DIV/0! | #DIV/0! | #DIV/0! | 2697 | 0 | 0 | 0 | 0 | 0
5 | 21 | 2006 | 141 | 7 | 0 | 0 | #DIV/0! | #DIV/0! | #DIV/0! | #DIV/0! | #DIV/0! | #DIV/0! | #DIV/0! | #DIV/0! | #DIV/0! | #DIV/0! | #DIV/0! | #DIV/0! | #DIV/0! | #DIV/0! | #DIV/0! | #DIV/0! | #DIV/0! | #DIV/0! | #DIV/0! | #DIV/0! | 2698 | 0 | 0 | 0 | 0 | 0
5 | 22 | 2006 | 142 | 1 | 0 | 0 | #DIV/0! | #DIV/0! | #DIV/0! | #DIV/0! | #DIV/0! | #DIV/0! | #DIV/0! | #DIV/0! | #DIV/0! | #DIV/0! | #DIV/0! | #DIV/0! | #DIV/0! | #DIV/0! | #DIV/0! | #DIV/0! | #DIV/0! | #DIV/0! | #DIV/0! | #DIV/0! | 2699 | 0 | 0 | 0 | 0 | 0
5 | 23 | 2006 | 143 | 2 | 0 | 0 | #DIV/0! | #DIV/0! | #DIV/0! | #DIV/0! | #DIV/0! | #DIV/0! | #DIV/0! | #DIV/0! | #DIV/0! | #DIV/0! | #DIV/0! | #DIV/0! | #DIV/0! | #DIV/0! | #DIV/0! | #DIV/0! | #DIV/0! | #DIV/0! | #DIV/0! | #DIV/0! | 2700 | 0 | 0 | 0 | 0 | 0
5 | 24 | 2006 | 144 | 3 | 0 | 0 | #DIV/0! | #DIV/0! | #DIV/0! | #DIV/0! | #DIV/0! | #DIV/0! | #DIV/0! | #DIV/0! | #DIV/0! | #DIV/0! | #DIV/0! | #DIV/0! | #DIV/0! | #DIV/0! | #DIV/0! | #DIV/0! | #DIV/0! | #DIV/0! | #DIV/0! | #DIV/0! | 2701 | 0 | 0 | 0 | 0 | 0
5 | 25 | 2006 | 145 | 4 | 0 | 0 | #DIV/0! | #DIV/0! | #DIV/0! | #DIV/0! | #DIV/0! | #DIV/0! | #DIV/0! | #DIV/0! | #DIV/0! | #DIV/0! | #DIV/0! | #DIV/0! | #DIV/0! | #DIV/0! | #DIV/0! | #DIV/0! | #DIV/0! | #DIV/0! | #DIV/0! | #DIV/0! | 2702 | 0 | 0 | 0 | 0 | 0
5 | 26 | 2006 | 146 | 5 | 0.063333 | 0 | #DIV/0! | #DIV/0! | #DIV/0! | #DIV/0! | #DIV/0! | #DIV/0! | #DIV/0! | #DIV/0! | #DIV/0! | #DIV/0! | #DIV/0! | #DIV/0! | #DIV/0! | #DIV/0! | #DIV/0! | #DIV/0! | #DIV/0! | #DIV/0! | #DIV/0! | #DIV/0! | 2703 | 0 | 0 | 0 | 0 | 0
5 | 27 | 2006 | 147 | 6 | 0 | 0 | #DIV/0! | #DIV/0! | #DIV/0! | #DIV/0! | #DIV/0! | #DIV/0! | #DIV/0! | #DIV/0! | #DIV/0! | #DIV/0! | #DIV/0! | #DIV/0! | #DIV/0! | #DIV/0! | #DIV/0! | #DIV/0! | #DIV/0! | #DIV/0! | #DIV/0! | #DIV/0! | 2704 | 0 | 0 | 0 | 0 | 0
5 | 28 | 2006 | 148 | 7 | 0 | 0 | #DIV/0! | #DIV/0! | #DIV/0! | #DIV/0! | #DIV/0! | #DIV/0! | #DIV/0! | #DIV/0! | #DIV/0! | #DIV/0! | #DIV/0! | #DIV/0! | #DIV/0! | #DIV/0! | #DIV/0! | #DIV/0! | #DIV/0! | #DIV/0! | #DIV/0! | #DIV/0! | 2705 | 0 | 0 | 0 | 0 | 0
5 | 29 | 2006 | 149 | 1 | 0 | 0 | #DIV/0! | #DIV/0! | #DIV/0! | #DIV/0! | #DIV/0! | #DIV/0! | #DIV/0! | #DIV/0! | #DIV/0! | #DIV/0! | #DIV/0! | #DIV/0! | #DIV/0! | #DIV/0! | #DIV/0! | #DIV/0! | #DIV/0! | #DIV/0! | #DIV/0! | #DIV/0! | 2706 | 0 | 0 | 0 | 0 | 0
5 | 30 | 2006 | 150 | 2 | 0 | 0 | #DIV/0! | #DIV/0! | #DIV/0! | #DIV/0! | #DIV/0! | #DIV/0! | #DIV/0! | #DIV/0! | #DIV/0! | #DIV/0! | #DIV/0! | #DIV/0! | #DIV/0! | #DIV/0! | #DIV/0! | #DIV/0! | #DIV/0! | #DIV/0! | #DIV/0! | #DIV/0! | 2707 | 0 | 0 | 0 | 0 | 0
5 | 31 | 2006 | 151 | 3 | 0 | 0 | #DIV/0! | #DIV/0! | #DIV/0! | #DIV/0! | #DIV/0! | #DIV/0! | #DIV/0! | #DIV/0! | #DIV/0! | #DIV/0! | #DIV/0! | #DIV/0! | #DIV/0! | #DIV/0! | #DIV/0! | #DIV/0! | #DIV/0! | #DIV/0! | #DIV/0! | #DIV/0! | 2708 | 0 | 0 | 0 | 0 | 0
6 | 1 | 2006 | 152 | 4 | 0.086667 | 0 | #DIV/0! | #DIV/0! | #DIV/0! | #DIV/0! | #DIV/0! | #DIV/0! | #DIV/0! | #DIV/0! | #DIV/0! | #DIV/0! | #DIV/0! | #DIV/0! | #DIV/0! | #DIV/0! | #DIV/0! | #DIV/0! | #DIV/0! | #DIV/0! | #DIV/0! | #DIV/0! | 2709 | 0 | 0 | 0 | 0 | 0
6 | 2 | 2006 | 153 | 5 | 0.073333 | 0 | #DIV/0! | #DIV/0! | #DIV/0! | #DIV/0! | #DIV/0! | #DIV/0! | #DIV/0! | #DIV/0! | #DIV/0! | #DIV/0! | #DIV/0! | #DIV/0! | #DIV/0! | #DIV/0! | #DIV/0! | #DIV/0! | #DIV/0! | #DIV/0! | #DIV/0! | #DIV/0! | 2710 | 0 | 0 | 0 | 0 | 0
6 | 3 | 2006 | 154 | 6 | 0.023333 | 0 | #DIV/0! | #DIV/0! | #DIV/0! | #DIV/0! | #DIV/0! | #DIV/0! | #DIV/0! | #DIV/0! | #DIV/0! | #DIV/0! | #DIV/0! | #DIV/0! | #DIV/0! | #DIV/0! | #DIV/0! | #DIV/0! | #DIV/0! | #DIV/0! | #DIV/0! | #DIV/0! | 2711 | 0 | 0 | 0 | 0 | 0
6 | 4 | 2006 | 155 | 7 | 0 | 0 | #DIV/0! | #DIV/0! | #DIV/0! | #DIV/0! | #DIV/0! | #DIV/0! | #DIV/0! | #DIV/0! | #DIV/0! | #DIV/0! | #DIV/0! | #DIV/0! | #DIV/0! | #DIV/0! | #DIV/0! | #DIV/0! | #DIV/0! | #DIV/0! | #DIV/0! | #DIV/0! | 2712 | 0 | 0 | 0 | 0 | 0
6 | 5 | 2006 | 156 | 1 | 0 | 0 | #DIV/0! | #DIV/0! | #DIV/0! | #DIV/0! | #DIV/0! | #DIV/0! | #DIV/0! | #DIV/0! | #DIV/0! | #DIV/0! | #DIV/0! | #DIV/0! | #DIV/0! | #DIV/0! | #DIV/0! | #DIV/0! | #DIV/0! | #DIV/0! | #DIV/0! | #DIV/0! | 2713 | 0 | 0 | 0 | 0 | 0
6 | 6 | 2006 | 157 | 2 | 0 | 0 | #DIV/0! | #DIV/0! | #DIV/0! | #DIV/0! | #DIV/0! | #DIV/0! | #DIV/0! | #DIV/0! | #DIV/0! | #DIV/0! | #DIV/0! | #DIV/0! | #DIV/0! | #DIV/0! | #DIV/0! | #DIV/0! | #DIV/0! | #DIV/0! | #DIV/0! | #DIV/0! | 2714 | 0 | 0 | 0 | 0 | 0
6 | 7 | 2006 | 158 | 3 | 0.053333 | 0 | #DIV/0! | #DIV/0! | #DIV/0! | #DIV/0! | #DIV/0! | #DIV/0! | #DIV/0! | #DIV/0! | #DIV/0! | #DIV/0! | #DIV/0! | #DIV/0! | #DIV/0! | #DIV/0! | #DIV/0! | #DIV/0! | #DIV/0! | #DIV/0! | #DIV/0! | #DIV/0! | 2715 | 0 | 0 | 0 | 0 | 0
6 | 8 | 2006 | 159 | 4 | 0.086667 | 0 | #DIV/0! | #DIV/0! | #DIV/0! | #DIV/0! | #DIV/0! | #DIV/0! | #DIV/0! | #DIV/0! | #DIV/0! | #DIV/0! | #DIV/0! | #DIV/0! | #DIV/0! | #DIV/0! | #DIV/0! | #DIV/0! | #DIV/0! | #DIV/0! | #DIV/0! | #DIV/0! | 2716 | 0 | 0 | 0 | 0 | 0
6 | 9 | 2006 | 160 | 5 | 0.093333 | 0 | #DIV/0! | #DIV/0! | #DIV/0! | #DIV/0! | #DIV/0! | #DIV/0! | #DIV/0! | #DIV/0! | #DIV/0! | #DIV/0! | #DIV/0! | #DIV/0! | #DIV/0! | #DIV/0! | #DIV/0! | #DIV/0! | #DIV/0! | #DIV/0! | #DIV/0! | #DIV/0! | 2717 | 0 | 0 | 0 | 0 | 0
6 | 10 | 2006 | 161 | 6 | 0 | 0 | #DIV/0! | #DIV/0! | #DIV/0! | #DIV/0! | #DIV/0! | #DIV/0! | #DIV/0! | #DIV/0! | #DIV/0! | #DIV/0! | #DIV/0! | #DIV/0! | #DIV/0! | #DIV/0! | #DIV/0! | #DIV/0! | #DIV/0! | #DIV/0! | #DIV/0! | #DIV/0! | 2718 | 0 | 0 | 0 | 0 | 0
6 | 11 | 2006 | 162 | 7 | 0 | 0 | #DIV/0! | #DIV/0! | #DIV/0! | #DIV/0! | #DIV/0! | #DIV/0! | #DIV/0! | #DIV/0! | #DIV/0! | #DIV/0! | #DIV/0! | #DIV/0! | #DIV/0! | #DIV/0! | #DIV/0! | #DIV/0! | #DIV/0! | #DIV/0! | #DIV/0! | #DIV/0! | 2719 | 0 | 0 | 0 | 0 | 0
6 | 12 | 2006 | 163 | 1 | 0.32667 | 0 | #DIV/0! | #DIV/0! | #DIV/0! | #DIV/0! | #DIV/0! | #DIV/0! | #DIV/0! | #DIV/0! | #DIV/0! | #DIV/0! | #DIV/0! | #DIV/0! | #DIV/0! | #DIV/0! | #DIV/0! | #DIV/0! | #DIV/0! | #DIV/0! | #DIV/0! | #DIV/0! | 2720 | 0 | 0 | 0 | 0 | 0
6 | 13 | 2006 | 164 | 2 | 0 | 0 | #DIV/0! | #DIV/0! | #DIV/0! | #DIV/0! | #DIV/0! | #DIV/0! | #DIV/0! | #DIV/0! | #DIV/0! | #DIV/0! | #DIV/0! | #DIV/0! | #DIV/0! | #DIV/0! | #DIV/0! | #DIV/0! | #DIV/0! | #DIV/0! | #DIV/0! | #DIV/0! | 2721 | 0 | 0 | 0 | 0 | 0
6 | 14 | 2006 | 165 | 3 | 0.0033333 | 0 | #DIV/0! | #DIV/0! | #DIV/0! | #DIV/0! | #DIV/0! | #DIV/0! | #DIV/0! | #DIV/0! | #DIV/0! | #DIV/0! | #DIV/0! | #DIV/0! | #DIV/0! | #DIV/0! | #DIV/0! | #DIV/0! | #DIV/0! | #DIV/0! | #DIV/0! | #DIV/0! | 2722 | 0 | 0 | 0 | 0 | 0
6 | 15 | 2006 | 166 | 4 | 0 | 0 | #DIV/0! | #DIV/0! | #DIV/0! | #DIV/0! | #DIV/0! | #DIV/0! | #DIV/0! | #DIV/0! | #DIV/0! | #DIV/0! | #DIV/0! | #DIV/0! | #DIV/0! | #DIV/0! | #DIV/0! | #DIV/0! | #DIV/0! | #DIV/0! | #DIV/0! | #DIV/0! | 2723 | 0 | 0 | 0 | 0 | 0
6 | 16 | 2006 | 167 | 5 | 0 | 0 | #DIV/0! | #DIV/0! | #DIV/0! | #DIV/0! | #DIV/0! | #DIV/0! | #DIV/0! | #DIV/0! | #DIV/0! | #DIV/0! | #DIV/0! | #DIV/0! | #DIV/0! | #DIV/0! | #DIV/0! | #DIV/0! | #DIV/0! | #DIV/0! | #DIV/0! | #DIV/0! | 2724 | 0 | 0 | 0 | 0 | 0
6 | 17 | 2006 | 168 | 6 | 0 | 0 | #DIV/0! | #DIV/0! | #DIV/0! | #DIV/0! | #DIV/0! | #DIV/0! | #DIV/0! | #DIV/0! | #DIV/0! | #DIV/0! | #DIV/0! | #DIV/0! | #DIV/0! | #DIV/0! | #DIV/0! | #DIV/0! | #DIV/0! | #DIV/0! | #DIV/0! | #DIV/0! | 2725 | 0 | 0 | 0 | 0 | 0
6 | 18 | 2006 | 169 | 7 | 0 | 0 | #DIV/0! | #DIV/0! | #DIV/0! | #DIV/0! | #DIV/0! | #DIV/0! | #DIV/0! | #DIV/0! | #DIV/0! | #DIV/0! | #DIV/0! | #DIV/0! | #DIV/0! | #DIV/0! | #DIV/0! | #DIV/0! | #DIV/0! | #DIV/0! | #DIV/0! | #DIV/0! | 2726 | 0 | 0 | 0 | 0 | 0
6 | 19 | 2006 | 170 | 1 | 0.86 | 0 | #DIV/0! | #DIV/0! | #DIV/0! | #DIV/0! | #DIV/0! | #DIV/0! | #DIV/0! | #DIV/0! | #DIV/0! | #DIV/0! | #DIV/0! | #DIV/0! | #DIV/0! | #DIV/0! | #DIV/0! | #DIV/0! | #DIV/0! | #DIV/0! | #DIV/0! | #DIV/0! | 2727 | 0 | 0 | 0 | 0 | 0
6 | 20 | 2006 | 171 | 2 | 0.016667 | 0 | #DIV/0! | #DIV/0! | #DIV/0! | #DIV/0! | #DIV/0! | #DIV/0! | #DIV/0! | #DIV/0! | #DIV/0! | #DIV/0! | #DIV/0! | #DIV/0! | #DIV/0! | #DIV/0! | #DIV/0! | #DIV/0! | #DIV/0! | #DIV/0! | #DIV/0! | #DIV/0! | 2728 | 0 | 0 | 0 | 0 | 0
6 | 21 | 2006 | 172 | 3 | 0 | 0 | #DIV/0! | #DIV/0! | #DIV/0! | #DIV/0! | #DIV/0! | #DIV/0! | #DIV/0! | #DIV/0! | #DIV/0! | #DIV/0! | #DIV/0! | #DIV/0! | #DIV/0! | #DIV/0! | #DIV/0! | #DIV/0! | #DIV/0! | #DIV/0! | #DIV/0! | #DIV/0! | 2729 | 0 | 0 | 0 | 0 | 0
6 | 22 | 2006 | 173 | 4 | 0.50333 | 0 | #DIV/0! | #DIV/0! | #DIV/0! | #DIV/0! | #DIV/0! | #DIV/0! | #DIV/0! | #DIV/0! | #DIV/0! | #DIV/0! | #DIV/0! | #DIV/0! | #DIV/0! | #DIV/0! | #DIV/0! | #DIV/0! | #DIV/0! | #DIV/0! | #DIV/0! | #DIV/0! | 2730 | 0 | 0 | 0 | 0 | 0
6 | 23 | 2006 | 174 | 5 | 0.27333 | 0 | #DIV/0! | #DIV/0! | #DIV/0! | #DIV/0! | #DIV/0! | #DIV/0! | #DIV/0! | #DIV/0! | #DIV/0! | #DIV/0! | #DIV/0! | #DIV/0! | #DIV/0! | #DIV/0! | #DIV/0! | #DIV/0! | #DIV/0! | #DIV/0! | #DIV/0! | #DIV/0! | 2731 | 0 | 0 | 0 | 0 | 0
6 | 24 | 2006 | 175 | 6 | 0.22333 | 0 | #DIV/0! | #DIV/0! | #DIV/0! | #DIV/0! | #DIV/0! | #DIV/0! | #DIV/0! | #DIV/0! | #DIV/0! | #DIV/0! | #DIV/0! | #DIV/0! | #DIV/0! | #DIV/0! | #DIV/0! | #DIV/0! | #DIV/0! | #DIV/0! | #DIV/0! | #DIV/0! | 2732 | 0 | 0 | 0 | 0 | 0
6 | 25 | 2006 | 176 | 7 | 4.6267 | 0 | #DIV/0! | #DIV/0! | #DIV/0! | #DIV/0! | #DIV/0! | #DIV/0! | #DIV/0! | #DIV/0! | #DIV/0! | #DIV/0! | #DIV/0! | #DIV/0! | #DIV/0! | #DIV/0! | #DIV/0! | #DIV/0! | #DIV/0! | #DIV/0! | #DIV/0! | #DIV/0! | 2733 | 0 | 0 | 0 | 0 | 0
6 | 26 | 2006 | 177 | 1 | 2.3233 | 0 | #DIV/0! | #DIV/0! | #DIV/0! | #DIV/0! | #DIV/0! | #DIV/0! | #DIV/0! | #DIV/0! | #DIV/0! | #DIV/0! | #DIV/0! | #DIV/0! | #DIV/0! | #DIV/0! | #DIV/0! | #DIV/0! | #DIV/0! | #DIV/0! | #DIV/0! | #DIV/0! | 2734 | 0 | 0 | 0 | 0 | 0
6 | 27 | 2006 | 178 | 2 | 1.19 | 0 | #DIV/0! | #DIV/0! | #DIV/0! | #DIV/0! | #DIV/0! | #DIV/0! | #DIV/0! | #DIV/0! | #DIV/0! | #DIV/0! | #DIV/0! | #DIV/0! | #DIV/0! | #DIV/0! | #DIV/0! | #DIV/0! | #DIV/0! | #DIV/0! | #DIV/0! | #DIV/0! | 2735 | 0 | 0 | 0 | 0 | 0
6 | 28 | 2006 | 179 | 3 | 0.24667 | 0 | #DIV/0! | #DIV/0! | #DIV/0! | #DIV/0! | #DIV/0! | #DIV/0! | #DIV/0! | #DIV/0! | #DIV/0! | #DIV/0! | #DIV/0! | #DIV/0! | #DIV/0! | #DIV/0! | #DIV/0! | #DIV/0! | #DIV/0! | #DIV/0! | #DIV/0! | #DIV/0! | 2736 | 0 | 0 | 0 | 0 | 0
6 | 29 | 2006 | 180 | 4 | 0.033333 | 0 | #DIV/0! | #DIV/0! | #DIV/0! | #DIV/0! | #DIV/0! | #DIV/0! | #DIV/0! | #DIV/0! | #DIV/0! | #DIV/0! | #DIV/0! | #DIV/0! | #DIV/0! | #DIV/0! | #DIV/0! | #DIV/0! | #DIV/0! | #DIV/0! | #DIV/0! | #DIV/0! | 2737 | 0 | 0 | 0 | 0 | 0
6 | 30 | 2006 | 181 | 5 | 0 | 0 | #DIV/0! | #DIV/0! | #DIV/0! | #DIV/0! | #DIV/0! | #DIV/0! | #DIV/0! | #DIV/0! | #DIV/0! | #DIV/0! | #DIV/0! | #DIV/0! | #DIV/0! | #DIV/0! | #DIV/0! | #DIV/0! | #DIV/0! | #DIV/0! | #DIV/0! | #DIV/0! | 2738 | 0 | 0 | 0 | 0 | 0
7 | 1 | 2006 | 182 | 6 | 0 | 0 | #DIV/0! | #DIV/0! | #DIV/0! | #DIV/0! | #DIV/0! | #DIV/0! | #DIV/0! | #DIV/0! | #DIV/0! | #DIV/0! | #DIV/0! | #DIV/0! | #DIV/0! | #DIV/0! | #DIV/0! | #DIV/0! | #DIV/0! | #DIV/0! | #DIV/0! | #DIV/0! | 2739 | 0 | 0 | 0 | 0 | 0
7 | 2 | 2006 | 183 | 7 | 0.26 | 0 | #DIV/0! | #DIV/0! | #DIV/0! | #DIV/0! | #DIV/0! | #DIV/0! | #DIV/0! | #DIV/0! | #DIV/0! | #DIV/0! | #DIV/0! | #DIV/0! | #DIV/0! | #DIV/0! | #DIV/0! | #DIV/0! | #DIV/0! | #DIV/0! | #DIV/0! | #DIV/0! | 2740 | 0 | 0 | 0 | 0 | 0
7 | 3 | 2006 | 184 | 1 | 0 | 0 | #DIV/0! | #DIV/0! | #DIV/0! | #DIV/0! | #DIV/0! | #DIV/0! | #DIV/0! | #DIV/0! | #DIV/0! | #DIV/0! | #DIV/0! | #DIV/0! | #DIV/0! | #DIV/0! | #DIV/0! | #DIV/0! | #DIV/0! | #DIV/0! | #DIV/0! | #DIV/0! | 2741 | 0 | 0 | 0 | 0 | 0
7 | 4 | 2006 | 185 | 2 | 0.21333 | 0 | #DIV/0! | #DIV/0! | #DIV/0! | #DIV/0! | #DIV/0! | #DIV/0! | #DIV/0! | #DIV/0! | #DIV/0! | #DIV/0! | #DIV/0! | #DIV/0! | #DIV/0! | #DIV/0! | #DIV/0! | #DIV/0! | #DIV/0! | #DIV/0! | #DIV/0! | #DIV/0! | 2742 | 0 | 0 | 0 | 0 | 0
7 | 5 | 2006 | 186 | 3 | 0.76 | 0 | #DIV/0! | #DIV/0! | #DIV/0! | #DIV/0! | #DIV/0! | #DIV/0! | #DIV/0! | #DIV/0! | #DIV/0! | #DIV/0! | #DIV/0! | #DIV/0! | #DIV/0! | #DIV/0! | #DIV/0! | #DIV/0! | #DIV/0! | #DIV/0! | #DIV/0! | #DIV/0! | 2743 | 0 | 0 | 0 | 0 | 0
7 | 6 | 2006 | 187 | 4 | 0.45 | 0 | #DIV/0! | #DIV/0! | #DIV/0! | #DIV/0! | #DIV/0! | #DIV/0! | #DIV/0! | #DIV/0! | #DIV/0! | #DIV/0! | #DIV/0! | #DIV/0! | #DIV/0! | #DIV/0! | #DIV/0! | #DIV/0! | #DIV/0! | #DIV/0! | #DIV/0! | #DIV/0! | 2744 | 0 | 0 | 0 | 0 | 0
7 | 7 | 2006 | 188 | 5 | 0 | 0 | #DIV/0! | #DIV/0! | #DIV/0! | #DIV/0! | #DIV/0! | #DIV/0! | #DIV/0! | #DIV/0! | #DIV/0! | #DIV/0! | #DIV/0! | #DIV/0! | #DIV/0! | #DIV/0! | #DIV/0! | #DIV/0! | #DIV/0! | #DIV/0! | #DIV/0! | #DIV/0! | 2745 | 0 | 0 | 0 | 0 | 0
7 | 8 | 2006 | 189 | 6 | 0 | 0 | #DIV/0! | #DIV/0! | #DIV/0! | #DIV/0! | #DIV/0! | #DIV/0! | #DIV/0! | #DIV/0! | #DIV/0! | #DIV/0! | #DIV/0! | #DIV/0! | #DIV/0! | #DIV/0! | #DIV/0! | #DIV/0! | #DIV/0! | #DIV/0! | #DIV/0! | #DIV/0! | 2746 | 0 | 0 | 0 | 0 | 0
7 | 9 | 2006 | 190 | 7 | 0 | 0 | #DIV/0! | #DIV/0! | #DIV/0! | #DIV/0! | #DIV/0! | #DIV/0! | #DIV/0! | #DIV/0! | #DIV/0! | #DIV/0! | #DIV/0! | #DIV/0! | #DIV/0! | #DIV/0! | #DIV/0! | #DIV/0! | #DIV/0! | #DIV/0! | #DIV/0! | #DIV/0! | 2747 | 0 | 0 | 0 | 0 | 0
7 | 10 | 2006 | 191 | 1 | 0 | 0 | #DIV/0! | #DIV/0! | #DIV/0! | #DIV/0! | #DIV/0! | #DIV/0! | #DIV/0! | #DIV/0! | #DIV/0! | #DIV/0! | #DIV/0! | #DIV/0! | #DIV/0! | #DIV/0! | #DIV/0! | #DIV/0! | #DIV/0! | #DIV/0! | #DIV/0! | #DIV/0! | 2748 | 0 | 0 | 0 | 0 | 0
7 | 11 | 2006 | 192 | 2 | 0 | 0 | #DIV/0! | #DIV/0! | #DIV/0! | #DIV/0! | #DIV/0! | #DIV/0! | #DIV/0! | #DIV/0! | #DIV/0! | #DIV/0! | #DIV/0! | #DIV/0! | #DIV/0! | #DIV/0! | #DIV/0! | #DIV/0! | #DIV/0! | #DIV/0! | #DIV/0! | #DIV/0! | 2749 | 0 | 0 | 0 | 0 | 0
7 | 12 | 2006 | 193 | 3 | 0.37333 | 0 | #DIV/0! | #DIV/0! | #DIV/0! | #DIV/0! | #DIV/0! | #DIV/0! | #DIV/0! | #DIV/0! | #DIV/0! | #DIV/0! | #DIV/0! | #DIV/0! | #DIV/0! | #DIV/0! | #DIV/0! | #DIV/0! | #DIV/0! | #DIV/0! | #DIV/0! | #DIV/0! | 2750 | 0 | 0 | 0 | 0 | 0
7 | 13 | 2006 | 194 | 4 | 0.013333 | 0 | #DIV/0! | #DIV/0! | #DIV/0! | #DIV/0! | #DIV/0! | #DIV/0! | #DIV/0! | #DIV/0! | #DIV/0! | #DIV/0! | #DIV/0! | #DIV/0! | #DIV/0! | #DIV/0! | #DIV/0! | #DIV/0! | #DIV/0! | #DIV/0! | #DIV/0! | #DIV/0! | 2751 | 0 | 0 | 0 | 0 | 0
7 | 14 | 2006 | 195 | 5 | 0.29 | 0 | #DIV/0! | #DIV/0! | #DIV/0! | #DIV/0! | #DIV/0! | #DIV/0! | #DIV/0! | #DIV/0! | #DIV/0! | #DIV/0! | #DIV/0! | #DIV/0! | #DIV/0! | #DIV/0! | #DIV/0! | #DIV/0! | #DIV/0! | #DIV/0! | #DIV/0! | #DIV/0! | 2752 | 0 | 0 | 0 | 0 | 0
7 | 15 | 2006 | 196 | 6 | 0.0033333 | 0 | #DIV/0! | #DIV/0! | #DIV/0! | #DIV/0! | #DIV/0! | #DIV/0! | #DIV/0! | #DIV/0! | #DIV/0! | #DIV/0! | #DIV/0! | #DIV/0! | #DIV/0! | #DIV/0! | #DIV/0! | #DIV/0! | #DIV/0! | #DIV/0! | #DIV/0! | #DIV/0! | 2753 | 0 | 0 | 0 | 0 | 0
7 | 16 | 2006 | 197 | 7 | 0 | 0 | #DIV/0! | #DIV/0! | #DIV/0! | #DIV/0! | #DIV/0! | #DIV/0! | #DIV/0! | #DIV/0! | #DIV/0! | #DIV/0! | #DIV/0! | #DIV/0! | #DIV/0! | #DIV/0! | #DIV/0! | #DIV/0! | #DIV/0! | #DIV/0! | #DIV/0! | #DIV/0! | 2754 | 0 | 0 | 0 | 0 | 0
7 | 17 | 2006 | 198 | 1 | 0 | 0 | #DIV/0! | #DIV/0! | #DIV/0! | #DIV/0! | #DIV/0! | #DIV/0! | #DIV/0! | #DIV/0! | #DIV/0! | #DIV/0! | #DIV/0! | #DIV/0! | #DIV/0! | #DIV/0! | #DIV/0! | #DIV/0! | #DIV/0! | #DIV/0! | #DIV/0! | #DIV/0! | 2755 | 0 | 0 | 0 | 0 | 0
7 | 18 | 2006 | 199 | 2 | 0 | 0 | #DIV/0! | #DIV/0! | #DIV/0! | #DIV/0! | #DIV/0! | #DIV/0! | #DIV/0! | #DIV/0! | #DIV/0! | #DIV/0! | #DIV/0! | #DIV/0! | #DIV/0! | #DIV/0! | #DIV/0! | #DIV/0! | #DIV/0! | #DIV/0! | #DIV/0! | #DIV/0! | 2756 | 0 | 0 | 0 | 0 | 0
7 | 19 | 2006 | 200 | 3 | 0 | 0 | #DIV/0! | #DIV/0! | #DIV/0! | #DIV/0! | #DIV/0! | #DIV/0! | #DIV/0! | #DIV/0! | #DIV/0! | #DIV/0! | #DIV/0! | #DIV/0! | #DIV/0! | #DIV/0! | #DIV/0! | #DIV/0! | #DIV/0! | #DIV/0! | #DIV/0! | #DIV/0! | 2757 | 0 | 0 | 0 | 0 | 0
7 | 20 | 2006 | 201 | 4 | 0 | 0 | #DIV/0! | #DIV/0! | #DIV/0! | #DIV/0! | #DIV/0! | #DIV/0! | #DIV/0! | #DIV/0! | #DIV/0! | #DIV/0! | #DIV/0! | #DIV/0! | #DIV/0! | #DIV/0! | #DIV/0! | #DIV/0! | #DIV/0! | #DIV/0! | #DIV/0! | #DIV/0! | 2758 | 0 | 0 | 0 | 0 | 0
7 | 21 | 2006 | 202 | 5 | 0 | 0 | #DIV/0! | #DIV/0! | #DIV/0! | #DIV/0! | #DIV/0! | #DIV/0! | #DIV/0! | #DIV/0! | #DIV/0! | #DIV/0! | #DIV/0! | #DIV/0! | #DIV/0! | #DIV/0! | #DIV/0! | #DIV/0! | #DIV/0! | #DIV/0! | #DIV/0! | #DIV/0! | 2759 | 0 | 0 | 0 | 0 | 0
7 | 22 | 2006 | 203 | 6 | 0.20667 | 0 | #DIV/0! | #DIV/0! | #DIV/0! | #DIV/0! | #DIV/0! | #DIV/0! | #DIV/0! | #DIV/0! | #DIV/0! | #DIV/0! | #DIV/0! | #DIV/0! | #DIV/0! | #DIV/0! | #DIV/0! | #DIV/0! | #DIV/0! | #DIV/0! | #DIV/0! | #DIV/0! | 2760 | 0 | 0 | 0 | 0 | 0
7 | 23 | 2006 | 204 | 7 | 0.0033333 | 0 | #DIV/0! | #DIV/0! | #DIV/0! | #DIV/0! | #DIV/0! | #DIV/0! | #DIV/0! | #DIV/0! | #DIV/0! | #DIV/0! | #DIV/0! | #DIV/0! | #DIV/0! | #DIV/0! | #DIV/0! | #DIV/0! | #DIV/0! | #DIV/0! | #DIV/0! | #DIV/0! | 2761 | 0 | 0 | 0 | 0 | 0
7 | 24 | 2006 | 205 | 1 | 0 | 0 | #DIV/0! | #DIV/0! | #DIV/0! | #DIV/0! | #DIV/0! | #DIV/0! | #DIV/0! | #DIV/0! | #DIV/0! | #DIV/0! | #DIV/0! | #DIV/0! | #DIV/0! | #DIV/0! | #DIV/0! | #DIV/0! | #DIV/0! | #DIV/0! | #DIV/0! | #DIV/0! | 2762 | 0 | 0 | 0 | 0 | 0
7 | 25 | 2006 | 206 | 2 | 0.033333 | 0 | #DIV/0! | #DIV/0! | #DIV/0! | #DIV/0! | #DIV/0! | #DIV/0! | #DIV/0! | #DIV/0! | #DIV/0! | #DIV/0! | #DIV/0! | #DIV/0! | #DIV/0! | #DIV/0! | #DIV/0! | #DIV/0! | #DIV/0! | #DIV/0! | #DIV/0! | #DIV/0! | 2763 | 0 | 0 | 0 | 0 | 0
7 | 26 | 2006 | 207 | 3 | 0 | 0 | #DIV/0! | #DIV/0! | #DIV/0! | #DIV/0! | #DIV/0! | #DIV/0! | #DIV/0! | #DIV/0! | #DIV/0! | #DIV/0! | #DIV/0! | #DIV/0! | #DIV/0! | #DIV/0! | #DIV/0! | #DIV/0! | #DIV/0! | #DIV/0! | #DIV/0! | #DIV/0! | 2764 | 0 | 0 | 0 | 0 | 0
7 | 27 | 2006 | 208 | 4 | 0 | 0 | #DIV/0! | #DIV/0! | #DIV/0! | #DIV/0! | #DIV/0! | #DIV/0! | #DIV/0! | #DIV/0! | #DIV/0! | #DIV/0! | #DIV/0! | #DIV/0! | #DIV/0! | #DIV/0! | #DIV/0! | #DIV/0! | #DIV/0! | #DIV/0! | #DIV/0! | #DIV/0! | 2765 | 0 | 0 | 0 | 0 | 0
7 | 28 | 2006 | 209 | 5 | 0.016667 | 0 | #DIV/0! | #DIV/0! | #DIV/0! | #DIV/0! | #DIV/0! | #DIV/0! | #DIV/0! | #DIV/0! | #DIV/0! | #DIV/0! | #DIV/0! | #DIV/0! | #DIV/0! | #DIV/0! | #DIV/0! | #DIV/0! | #DIV/0! | #DIV/0! | #DIV/0! | #DIV/0! | 2766 | 0 | 0 | 0 | 0 | 0
7 | 29 | 2006 | 210 | 6 | 0 | 0 | #DIV/0! | #DIV/0! | #DIV/0! | #DIV/0! | #DIV/0! | #DIV/0! | #DIV/0! | #DIV/0! | #DIV/0! | #DIV/0! | #DIV/0! | #DIV/0! | #DIV/0! | #DIV/0! | #DIV/0! | #DIV/0! | #DIV/0! | #DIV/0! | #DIV/0! | #DIV/0! | 2767 | 0 | 0 | 0 | 0 | 0
7 | 30 | 2006 | 211 | 7 | 0 | 0 | #DIV/0! | #DIV/0! | #DIV/0! | #DIV/0! | #DIV/0! | #DIV/0! | #DIV/0! | #DIV/0! | #DIV/0! | #DIV/0! | #DIV/0! | #DIV/0! | #DIV/0! | #DIV/0! | #DIV/0! | #DIV/0! | #DIV/0! | #DIV/0! | #DIV/0! | #DIV/0! | 2768 | 0 | 0 | 0 | 0 | 0
7 | 31 | 2006 | 212 | 1 | 0 | 0 | #DIV/0! | #DIV/0! | #DIV/0! | #DIV/0! | #DIV/0! | #DIV/0! | #DIV/0! | #DIV/0! | #DIV/0! | #DIV/0! | #DIV/0! | #DIV/0! | #DIV/0! | #DIV/0! | #DIV/0! | #DIV/0! | #DIV/0! | #DIV/0! | #DIV/0! | #DIV/0! | 2769 | 0 | 0 | 0 | 0 | 0
8 | 1 | 2006 | 213 | 2 | 0 | 0 | #DIV/0! | #DIV/0! | #DIV/0! | #DIV/0! | #DIV/0! | #DIV/0! | #DIV/0! | #DIV/0! | #DIV/0! | #DIV/0! | #DIV/0! | #DIV/0! | #DIV/0! | #DIV/0! | #DIV/0! | #DIV/0! | #DIV/0! | #DIV/0! | #DIV/0! | #DIV/0! | 2770 | 0 | 0 | 0 | 0 | 0
8 | 2 | 2006 | 214 | 3 | 0 | 0 | #DIV/0! | #DIV/0! | #DIV/0! | #DIV/0! | #DIV/0! | #DIV/0! | #DIV/0! | #DIV/0! | #DIV/0! | #DIV/0! | #DIV/0! | #DIV/0! | #DIV/0! | #DIV/0! | #DIV/0! | #DIV/0! | #DIV/0! | #DIV/0! | #DIV/0! | #DIV/0! | 2771 | 0 | 0 | 0 | 0 | 0
8 | 3 | 2006 | 215 | 4 | 0 | 0 | #DIV/0! | #DIV/0! | #DIV/0! | #DIV/0! | #DIV/0! | #DIV/0! | #DIV/0! | #DIV/0! | #DIV/0! | #DIV/0! | #DIV/0! | #DIV/0! | #DIV/0! | #DIV/0! | #DIV/0! | #DIV/0! | #DIV/0! | #DIV/0! | #DIV/0! | #DIV/0! | 2772 | 0 | 0 | 0 | 0 | 0
8 | 4 | 2006 | 216 | 5 | 0 | 0 | #DIV/0! | #DIV/0! | #DIV/0! | #DIV/0! | #DIV/0! | #DIV/0! | #DIV/0! | #DIV/0! | #DIV/0! | #DIV/0! | #DIV/0! | #DIV/0! | #DIV/0! | #DIV/0! | #DIV/0! | #DIV/0! | #DIV/0! | #DIV/0! | #DIV/0! | #DIV/0! | 2773 | 0 | 0 | 0 | 0 | 0
8 | 5 | 2006 | 217 | 6 | 0 | 0 | #DIV/0! | #DIV/0! | #DIV/0! | #DIV/0! | #DIV/0! | #DIV/0! | #DIV/0! | #DIV/0! | #DIV/0! | #DIV/0! | #DIV/0! | #DIV/0! | #DIV/0! | #DIV/0! | #DIV/0! | #DIV/0! | #DIV/0! | #DIV/0! | #DIV/0! | #DIV/0! | 2774 | 0 | 0 | 0 | 0 | 0
8 | 6 | 2006 | 218 | 7 | 0 | 0 | #DIV/0! | #DIV/0! | #DIV/0! | #DIV/0! | #DIV/0! | #DIV/0! | #DIV/0! | #DIV/0! | #DIV/0! | #DIV/0! | #DIV/0! | #DIV/0! | #DIV/0! | #DIV/0! | #DIV/0! | #DIV/0! | #DIV/0! | #DIV/0! | #DIV/0! | #DIV/0! | 2775 | 0 | 0 | 0 | 0 | 0
8 | 7 | 2006 | 219 | 1 | 0.90333 | 0 | #DIV/0! | #DIV/0! | #DIV/0! | #DIV/0! | #DIV/0! | #DIV/0! | #DIV/0! | #DIV/0! | #DIV/0! | #DIV/0! | #DIV/0! | #DIV/0! | #DIV/0! | #DIV/0! | #DIV/0! | #DIV/0! | #DIV/0! | #DIV/0! | #DIV/0! | #DIV/0! | 2776 | 0 | 0 | 0 | 0 | 0
8 | 8 | 2006 | 220 | 2 | 0 | 0 | #DIV/0! | #DIV/0! | #DIV/0! | #DIV/0! | #DIV/0! | #DIV/0! | #DIV/0! | #DIV/0! | #DIV/0! | #DIV/0! | #DIV/0! | #DIV/0! | #DIV/0! | #DIV/0! | #DIV/0! | #DIV/0! | #DIV/0! | #DIV/0! | #DIV/0! | #DIV/0! | 2777 | 0 | 0 | 0 | 0 | 0
8 | 9 | 2006 | 221 | 3 | 0 | 0 | #DIV/0! | #DIV/0! | #DIV/0! | #DIV/0! | #DIV/0! | #DIV/0! | #DIV/0! | #DIV/0! | #DIV/0! | #DIV/0! | #DIV/0! | #DIV/0! | #DIV/0! | #DIV/0! | #DIV/0! | #DIV/0! | #DIV/0! | #DIV/0! | #DIV/0! | #DIV/0! | 2778 | 0 | 0 | 0 | 0 | 0
8 | 10 | 2006 | 222 | 4 | 0.13333 | 0 | #DIV/0! | #DIV/0! | #DIV/0! | #DIV/0! | #DIV/0! | #DIV/0! | #DIV/0! | #DIV/0! | #DIV/0! | #DIV/0! | #DIV/0! | #DIV/0! | #DIV/0! | #DIV/0! | #DIV/0! | #DIV/0! | #DIV/0! | #DIV/0! | #DIV/0! | #DIV/0! | 2779 | 0 | 0 | 0 | 0 | 0
8 | 11 | 2006 | 223 | 5 | 0 | 0 | #DIV/0! | #DIV/0! | #DIV/0! | #DIV/0! | #DIV/0! | #DIV/0! | #DIV/0! | #DIV/0! | #DIV/0! | #DIV/0! | #DIV/0! | #DIV/0! | #DIV/0! | #DIV/0! | #DIV/0! | #DIV/0! | #DIV/0! | #DIV/0! | #DIV/0! | #DIV/0! | 2780 | 0 | 0 | 0 | 0 | 0
8 | 12 | 2006 | 224 | 6 | 0 | 0 | #DIV/0! | #DIV/0! | #DIV/0! | #DIV/0! | #DIV/0! | #DIV/0! | #DIV/0! | #DIV/0! | #DIV/0! | #DIV/0! | #DIV/0! | #DIV/0! | #DIV/0! | #DIV/0! | #DIV/0! | #DIV/0! | #DIV/0! | #DIV/0! | #DIV/0! | #DIV/0! | 2781 | 0 | 0 | 0 | 0 | 0
8 | 13 | 2006 | 225 | 7 | 0 | 0 | #DIV/0! | #DIV/0! | #DIV/0! | #DIV/0! | #DIV/0! | #DIV/0! | #DIV/0! | #DIV/0! | #DIV/0! | #DIV/0! | #DIV/0! | #DIV/0! | #DIV/0! | #DIV/0! | #DIV/0! | #DIV/0! | #DIV/0! | #DIV/0! | #DIV/0! | #DIV/0! | 2782 | 0 | 0 | 0 | 0 | 0
8 | 14 | 2006 | 226 | 1 | 0 | 0 | #DIV/0! | #DIV/0! | #DIV/0! | #DIV/0! | #DIV/0! | #DIV/0! | #DIV/0! | #DIV/0! | #DIV/0! | #DIV/0! | #DIV/0! | #DIV/0! | #DIV/0! | #DIV/0! | #DIV/0! | #DIV/0! | #DIV/0! | #DIV/0! | #DIV/0! | #DIV/0! | 2783 | 0 | 0 | 0 | 0 | 0
8 | 15 | 2006 | 227 | 2 | 0 | 0 | #DIV/0! | #DIV/0! | #DIV/0! | #DIV/0! | #DIV/0! | #DIV/0! | #DIV/0! | #DIV/0! | #DIV/0! | #DIV/0! | #DIV/0! | #DIV/0! | #DIV/0! | #DIV/0! | #DIV/0! | #DIV/0! | #DIV/0! | #DIV/0! | #DIV/0! | #DIV/0! | 2784 | 0 | 0 | 0 | 0 | 0
8 | 16 | 2006 | 228 | 3 | 0 | 0 | #DIV/0! | #DIV/0! | #DIV/0! | #DIV/0! | #DIV/0! | #DIV/0! | #DIV/0! | #DIV/0! | #DIV/0! | #DIV/0! | #DIV/0! | #DIV/0! | #DIV/0! | #DIV/0! | #DIV/0! | #DIV/0! | #DIV/0! | #DIV/0! | #DIV/0! | #DIV/0! | 2785 | 0 | 0 | 0 | 0 | 0
8 | 17 | 2006 | 229 | 4 | 0 | 0 | #DIV/0! | #DIV/0! | #DIV/0! | #DIV/0! | #DIV/0! | #DIV/0! | #DIV/0! | #DIV/0! | #DIV/0! | #DIV/0! | #DIV/0! | #DIV/0! | #DIV/0! | #DIV/0! | #DIV/0! | #DIV/0! | #DIV/0! | #DIV/0! | #DIV/0! | #DIV/0! | 2786 | 0 | 0 | 0 | 0 | 0
8 | 18 | 2006 | 230 | 5 | 0 | 0 | #DIV/0! | #DIV/0! | #DIV/0! | #DIV/0! | #DIV/0! | #DIV/0! | #DIV/0! | #DIV/0! | #DIV/0! | #DIV/0! | #DIV/0! | #DIV/0! | #DIV/0! | #DIV/0! | #DIV/0! | #DIV/0! | #DIV/0! | #DIV/0! | #DIV/0! | #DIV/0! | 2787 | 0 | 0 | 0 | 0 | 0
8 | 19 | 2006 | 231 | 6 | 0 | 0 | #DIV/0! | #DIV/0! | #DIV/0! | #DIV/0! | #DIV/0! | #DIV/0! | #DIV/0! | #DIV/0! | #DIV/0! | #DIV/0! | #DIV/0! | #DIV/0! | #DIV/0! | #DIV/0! | #DIV/0! | #DIV/0! | #DIV/0! | #DIV/0! | #DIV/0! | #DIV/0! | 2788 | 0 | 0 | 0 | 0 | 0
8 | 20 | 2006 | 232 | 7 | 0.15667 | 0 | #DIV/0! | #DIV/0! | #DIV/0! | #DIV/0! | #DIV/0! | #DIV/0! | #DIV/0! | #DIV/0! | #DIV/0! | #DIV/0! | #DIV/0! | #DIV/0! | #DIV/0! | #DIV/0! | #DIV/0! | #DIV/0! | #DIV/0! | #DIV/0! | #DIV/0! | #DIV/0! | 2789 | 0 | 0 | 0 | 0 | 0
8 | 21 | 2006 | 233 | 1 | 0 | 0 | #DIV/0! | #DIV/0! | #DIV/0! | #DIV/0! | #DIV/0! | #DIV/0! | #DIV/0! | #DIV/0! | #DIV/0! | #DIV/0! | #DIV/0! | #DIV/0! | #DIV/0! | #DIV/0! | #DIV/0! | #DIV/0! | #DIV/0! | #DIV/0! | #DIV/0! | #DIV/0! | 2790 | 0 | 0 | 0 | 0 | 0
8 | 22 | 2006 | 234 | 2 | 0 | 0 | #DIV/0! | #DIV/0! | #DIV/0! | #DIV/0! | #DIV/0! | #DIV/0! | #DIV/0! | #DIV/0! | #DIV/0! | #DIV/0! | #DIV/0! | #DIV/0! | #DIV/0! | #DIV/0! | #DIV/0! | #DIV/0! | #DIV/0! | #DIV/0! | #DIV/0! | #DIV/0! | 2791 | 0 | 0 | 0 | 0 | 0
8 | 23 | 2006 | 235 | 3 | 0 | 0 | #DIV/0! | #DIV/0! | #DIV/0! | #DIV/0! | #DIV/0! | #DIV/0! | #DIV/0! | #DIV/0! | #DIV/0! | #DIV/0! | #DIV/0! | #DIV/0! | #DIV/0! | #DIV/0! | #DIV/0! | #DIV/0! | #DIV/0! | #DIV/0! | #DIV/0! | #DIV/0! | 2792 | 0 | 0 | 0 | 0 | 0
8 | 24 | 2006 | 236 | 4 | 0 | 0 | #DIV/0! | #DIV/0! | #DIV/0! | #DIV/0! | #DIV/0! | #DIV/0! | #DIV/0! | #DIV/0! | #DIV/0! | #DIV/0! | #DIV/0! | #DIV/0! | #DIV/0! | #DIV/0! | #DIV/0! | #DIV/0! | #DIV/0! | #DIV/0! | #DIV/0! | #DIV/0! | 2793 | 0 | 0 | 0 | 0 | 0
8 | 25 | 2006 | 237 | 5 | 0 | 0 | #DIV/0! | #DIV/0! | #DIV/0! | #DIV/0! | #DIV/0! | #DIV/0! | #DIV/0! | #DIV/0! | #DIV/0! | #DIV/0! | #DIV/0! | #DIV/0! | #DIV/0! | #DIV/0! | #DIV/0! | #DIV/0! | #DIV/0! | #DIV/0! | #DIV/0! | #DIV/0! | 2794 | 0 | 0 | 0 | 0 | 0
8 | 26 | 2006 | 238 | 6 | 0.0033333 | 0 | #DIV/0! | #DIV/0! | #DIV/0! | #DIV/0! | #DIV/0! | #DIV/0! | #DIV/0! | #DIV/0! | #DIV/0! | #DIV/0! | #DIV/0! | #DIV/0! | #DIV/0! | #DIV/0! | #DIV/0! | #DIV/0! | #DIV/0! | #DIV/0! | #DIV/0! | #DIV/0! | 2795 | 0 | 0 | 0 | 0 | 0
8 | 27 | 2006 | 239 | 7 | 0 | 0 | #DIV/0! | #DIV/0! | #DIV/0! | #DIV/0! | #DIV/0! | #DIV/0! | #DIV/0! | #DIV/0! | #DIV/0! | #DIV/0! | #DIV/0! | #DIV/0! | #DIV/0! | #DIV/0! | #DIV/0! | #DIV/0! | #DIV/0! | #DIV/0! | #DIV/0! | #DIV/0! | 2796 | 0 | 0 | 0 | 0 | 0
8 | 28 | 2006 | 240 | 1 | 0.0066667 | 0 | #DIV/0! | #DIV/0! | #DIV/0! | #DIV/0! | #DIV/0! | #DIV/0! | #DIV/0! | #DIV/0! | #DIV/0! | #DIV/0! | #DIV/0! | #DIV/0! | #DIV/0! | #DIV/0! | #DIV/0! | #DIV/0! | #DIV/0! | #DIV/0! | #DIV/0! | #DIV/0! | 2797 | 0 | 0 | 0 | 0 | 0
8 | 29 | 2006 | 241 | 2 | 0.0066667 | 0 | #DIV/0! | #DIV/0! | #DIV/0! | #DIV/0! | #DIV/0! | #DIV/0! | #DIV/0! | #DIV/0! | #DIV/0! | #DIV/0! | #DIV/0! | #DIV/0! | #DIV/0! | #DIV/0! | #DIV/0! | #DIV/0! | #DIV/0! | #DIV/0! | #DIV/0! | #DIV/0! | 2798 | 0 | 0 | 0 | 0 | 0
8 | 30 | 2006 | 242 | 3 | 0.03 | 0 | #DIV/0! | #DIV/0! | #DIV/0! | #DIV/0! | #DIV/0! | #DIV/0! | #DIV/0! | #DIV/0! | #DIV/0! | #DIV/0! | #DIV/0! | #DIV/0! | #DIV/0! | #DIV/0! | #DIV/0! | #DIV/0! | #DIV/0! | #DIV/0! | #DIV/0! | #DIV/0! | 2799 | 0 | 0 | 0 | 0 | 0
8 | 31 | 2006 | 243 | 4 | 0 | 0 | #DIV/0! | #DIV/0! | #DIV/0! | #DIV/0! | #DIV/0! | #DIV/0! | #DIV/0! | #DIV/0! | #DIV/0! | #DIV/0! | #DIV/0! | #DIV/0! | #DIV/0! | #DIV/0! | #DIV/0! | #DIV/0! | #DIV/0! | #DIV/0! | #DIV/0! | #DIV/0! | 2800 | 0 | 0 | 0 | 0 | 0
9 | 1 | 2006 | 244 | 5 | 2.3667 | 0 | #DIV/0! | #DIV/0! | #DIV/0! | #DIV/0! | #DIV/0! | #DIV/0! | #DIV/0! | #DIV/0! | #DIV/0! | #DIV/0! | #DIV/0! | #DIV/0! | #DIV/0! | #DIV/0! | #DIV/0! | #DIV/0! | #DIV/0! | #DIV/0! | #DIV/0! | #DIV/0! | 2801 | 0 | 0 | 0 | 0 | 0
9 | 2 | 2006 | 245 | 6 | 0.82333 | 0 | #DIV/0! | #DIV/0! | #DIV/0! | #DIV/0! | #DIV/0! | #DIV/0! | #DIV/0! | #DIV/0! | #DIV/0! | #DIV/0! | #DIV/0! | #DIV/0! | #DIV/0! | #DIV/0! | #DIV/0! | #DIV/0! | #DIV/0! | #DIV/0! | #DIV/0! | #DIV/0! | 2802 | 0 | 0 | 0 | 0 | 0
9 | 3 | 2006 | 246 | 7 | 0 | 0 | #DIV/0! | #DIV/0! | #DIV/0! | #DIV/0! | #DIV/0! | #DIV/0! | #DIV/0! | #DIV/0! | #DIV/0! | #DIV/0! | #DIV/0! | #DIV/0! | #DIV/0! | #DIV/0! | #DIV/0! | #DIV/0! | #DIV/0! | #DIV/0! | #DIV/0! | #DIV/0! | 2803 | 0 | 0 | 0 | 0 | 0
9 | 4 | 2006 | 247 | 1 | 0.0066667 | 0 | #DIV/0! | #DIV/0! | #DIV/0! | #DIV/0! | #DIV/0! | #DIV/0! | #DIV/0! | #DIV/0! | #DIV/0! | #DIV/0! | #DIV/0! | #DIV/0! | #DIV/0! | #DIV/0! | #DIV/0! | #DIV/0! | #DIV/0! | #DIV/0! | #DIV/0! | #DIV/0! | 2804 | 0 | 0 | 0 | 0 | 0
9 | 5 | 2006 | 248 | 2 | 1.6333 | 0 | #DIV/0! | #DIV/0! | #DIV/0! | #DIV/0! | #DIV/0! | #DIV/0! | #DIV/0! | #DIV/0! | #DIV/0! | #DIV/0! | #DIV/0! | #DIV/0! | #DIV/0! | #DIV/0! | #DIV/0! | #DIV/0! | #DIV/0! | #DIV/0! | #DIV/0! | #DIV/0! | 2805 | 0 | 0 | 0 | 0 | 0
9 | 6 | 2006 | 249 | 3 | 0 | 0 | #DIV/0! | #DIV/0! | #DIV/0! | #DIV/0! | #DIV/0! | #DIV/0! | #DIV/0! | #DIV/0! | #DIV/0! | #DIV/0! | #DIV/0! | #DIV/0! | #DIV/0! | #DIV/0! | #DIV/0! | #DIV/0! | #DIV/0! | #DIV/0! | #DIV/0! | #DIV/0! | 2806 | 0 | 0 | 0 | 0 | 0
9 | 7 | 2006 | 250 | 4 | 0 | 0 | #DIV/0! | #DIV/0! | #DIV/0! | #DIV/0! | #DIV/0! | #DIV/0! | #DIV/0! | #DIV/0! | #DIV/0! | #DIV/0! | #DIV/0! | #DIV/0! | #DIV/0! | #DIV/0! | #DIV/0! | #DIV/0! | #DIV/0! | #DIV/0! | #DIV/0! | #DIV/0! | 2807 | 0 | 0 | 0 | 0 | 0
9 | 8 | 2006 | 251 | 5 | 0.24333 | 0 | #DIV/0! | #DIV/0! | #DIV/0! | #DIV/0! | #DIV/0! | #DIV/0! | #DIV/0! | #DIV/0! | #DIV/0! | #DIV/0! | #DIV/0! | #DIV/0! | #DIV/0! | #DIV/0! | #DIV/0! | #DIV/0! | #DIV/0! | #DIV/0! | #DIV/0! | #DIV/0! | 2808 | 0 | 0 | 0 | 0 | 0
9 | 9 | 2006 | 252 | 6 | 0 | 0 | #DIV/0! | #DIV/0! | #DIV/0! | #DIV/0! | #DIV/0! | #DIV/0! | #DIV/0! | #DIV/0! | #DIV/0! | #DIV/0! | #DIV/0! | #DIV/0! | #DIV/0! | #DIV/0! | #DIV/0! | #DIV/0! | #DIV/0! | #DIV/0! | #DIV/0! | #DIV/0! | 2809 | 0 | 0 | 0 | 0 | 0
9 | 10 | 2006 | 253 | 7 | 0 | 0 | #DIV/0! | #DIV/0! | #DIV/0! | #DIV/0! | #DIV/0! | #DIV/0! | #DIV/0! | #DIV/0! | #DIV/0! | #DIV/0! | #DIV/0! | #DIV/0! | #DIV/0! | #DIV/0! | #DIV/0! | #DIV/0! | #DIV/0! | #DIV/0! | #DIV/0! | #DIV/0! | 2810 | 0 | 0 | 0 | 0 | 0
9 | 11 | 2006 | 254 | 1 | 0.016667 | 0 | #DIV/0! | #DIV/0! | #DIV/0! | #DIV/0! | #DIV/0! | #DIV/0! | #DIV/0! | #DIV/0! | #DIV/0! | #DIV/0! | #DIV/0! | #DIV/0! | #DIV/0! | #DIV/0! | #DIV/0! | #DIV/0! | #DIV/0! | #DIV/0! | #DIV/0! | #DIV/0! | 2811 | 0 | 0 | 0 | 0 | 0
9 | 12 | 2006 | 255 | 2 | 0 | 0 | #DIV/0! | #DIV/0! | #DIV/0! | #DIV/0! | #DIV/0! | #DIV/0! | #DIV/0! | #DIV/0! | #DIV/0! | #DIV/0! | #DIV/0! | #DIV/0! | #DIV/0! | #DIV/0! | #DIV/0! | #DIV/0! | #DIV/0! | #DIV/0! | #DIV/0! | #DIV/0! | 2812 | 0 | 0 | 0 | 0 | 0
9 | 13 | 2006 | 256 | 3 | 0.01 | 0 | #DIV/0! | #DIV/0! | #DIV/0! | #DIV/0! | #DIV/0! | #DIV/0! | #DIV/0! | #DIV/0! | #DIV/0! | #DIV/0! | #DIV/0! | #DIV/0! | #DIV/0! | #DIV/0! | #DIV/0! | #DIV/0! | #DIV/0! | #DIV/0! | #DIV/0! | #DIV/0! | 2813 | 0 | 0 | 0 | 0 | 0
9 | 14 | 2006 | 257 | 4 | 0.75 | 0 | #DIV/0! | #DIV/0! | #DIV/0! | #DIV/0! | #DIV/0! | #DIV/0! | #DIV/0! | #DIV/0! | #DIV/0! | #DIV/0! | #DIV/0! | #DIV/0! | #DIV/0! | #DIV/0! | #DIV/0! | #DIV/0! | #DIV/0! | #DIV/0! | #DIV/0! | #DIV/0! | 2814 | 0 | 0 | 0 | 0 | 0
9 | 15 | 2006 | 258 | 5 | 0.17667 | 0 | #DIV/0! | #DIV/0! | #DIV/0! | #DIV/0! | #DIV/0! | #DIV/0! | #DIV/0! | #DIV/0! | #DIV/0! | #DIV/0! | #DIV/0! | #DIV/0! | #DIV/0! | #DIV/0! | #DIV/0! | #DIV/0! | #DIV/0! | #DIV/0! | #DIV/0! | #DIV/0! | 2815 | 0 | 0 | 0 | 0 | 0
9 | 16 | 2006 | 259 | 6 | 0.02 | 0 | #DIV/0! | #DIV/0! | #DIV/0! | #DIV/0! | #DIV/0! | #DIV/0! | #DIV/0! | #DIV/0! | #DIV/0! | #DIV/0! | #DIV/0! | #DIV/0! | #DIV/0! | #DIV/0! | #DIV/0! | #DIV/0! | #DIV/0! | #DIV/0! | #DIV/0! | #DIV/0! | 2816 | 0 | 0 | 0 | 0 | 0
9 | 17 | 2006 | 260 | 7 | 0 | 0 | #DIV/0! | #DIV/0! | #DIV/0! | #DIV/0! | #DIV/0! | #DIV/0! | #DIV/0! | #DIV/0! | #DIV/0! | #DIV/0! | #DIV/0! | #DIV/0! | #DIV/0! | #DIV/0! | #DIV/0! | #DIV/0! | #DIV/0! | #DIV/0! | #DIV/0! | #DIV/0! | 2817 | 0 | 0 | 0 | 0 | 0
9 | 18 | 2006 | 261 | 1 | 0 | 0 | #DIV/0! | #DIV/0! | #DIV/0! | #DIV/0! | #DIV/0! | #DIV/0! | #DIV/0! | #DIV/0! | #DIV/0! | #DIV/0! | #DIV/0! | #DIV/0! | #DIV/0! | #DIV/0! | #DIV/0! | #DIV/0! | #DIV/0! | #DIV/0! | #DIV/0! | #DIV/0! | 2818 | 0 | 0 | 0 | 0 | 0
9 | 19 | 2006 | 262 | 2 | 0 | 0 | #DIV/0! | #DIV/0! | #DIV/0! | #DIV/0! | #DIV/0! | #DIV/0! | #DIV/0! | #DIV/0! | #DIV/0! | #DIV/0! | #DIV/0! | #DIV/0! | #DIV/0! | #DIV/0! | #DIV/0! | #DIV/0! | #DIV/0! | #DIV/0! | #DIV/0! | #DIV/0! | 2819 | 0 | 0 | 0 | 0 | 0
9 | 20 | 2006 | 263 | 3 | 0 | 0 | #DIV/0! | #DIV/0! | #DIV/0! | #DIV/0! | #DIV/0! | #DIV/0! | #DIV/0! | #DIV/0! | #DIV/0! | #DIV/0! | #DIV/0! | #DIV/0! | #DIV/0! | #DIV/0! | #DIV/0! | #DIV/0! | #DIV/0! | #DIV/0! | #DIV/0! | #DIV/0! | 2820 | 0 | 0 | 0 | 0 | 0
9 | 21 | 2006 | 264 | 4 | 0 | 0 | #DIV/0! | #DIV/0! | #DIV/0! | #DIV/0! | #DIV/0! | #DIV/0! | #DIV/0! | #DIV/0! | #DIV/0! | #DIV/0! | #DIV/0! | #DIV/0! | #DIV/0! | #DIV/0! | #DIV/0! | #DIV/0! | #DIV/0! | #DIV/0! | #DIV/0! | #DIV/0! | 2821 | 0 | 0 | 0 | 0 | 0
9 | 22 | 2006 | 265 | 5 | 0 | 0 | #DIV/0! | #DIV/0! | #DIV/0! | #DIV/0! | #DIV/0! | #DIV/0! | #DIV/0! | #DIV/0! | #DIV/0! | #DIV/0! | #DIV/0! | #DIV/0! | #DIV/0! | #DIV/0! | #DIV/0! | #DIV/0! | #DIV/0! | #DIV/0! | #DIV/0! | #DIV/0! | 2822 | 0 | 0 | 0 | 0 | 0
9 | 23 | 2006 | 266 | 6 | 0 | 0 | #DIV/0! | #DIV/0! | #DIV/0! | #DIV/0! | #DIV/0! | #DIV/0! | #DIV/0! | #DIV/0! | #DIV/0! | #DIV/0! | #DIV/0! | #DIV/0! | #DIV/0! | #DIV/0! | #DIV/0! | #DIV/0! | #DIV/0! | #DIV/0! | #DIV/0! | #DIV/0! | 2823 | 0 | 0 | 0 | 0 | 0
9 | 24 | 2006 | 267 | 7 | 0.01 | 0 | #DIV/0! | #DIV/0! | #DIV/0! | #DIV/0! | #DIV/0! | #DIV/0! | #DIV/0! | #DIV/0! | #DIV/0! | #DIV/0! | #DIV/0! | #DIV/0! | #DIV/0! | #DIV/0! | #DIV/0! | #DIV/0! | #DIV/0! | #DIV/0! | #DIV/0! | #DIV/0! | 2824 | 0 | 0 | 0 | 0 | 0
9 | 25 | 2006 | 268 | 1 | 0 | 0 | #DIV/0! | #DIV/0! | #DIV/0! | #DIV/0! | #DIV/0! | #DIV/0! | #DIV/0! | #DIV/0! | #DIV/0! | #DIV/0! | #DIV/0! | #DIV/0! | #DIV/0! | #DIV/0! | #DIV/0! | #DIV/0! | #DIV/0! | #DIV/0! | #DIV/0! | #DIV/0! | 2825 | 0 | 0 | 0 | 0 | 0
9 | 26 | 2006 | 269 | 2 | 0 | 0 | #DIV/0! | #DIV/0! | #DIV/0! | #DIV/0! | #DIV/0! | #DIV/0! | #DIV/0! | #DIV/0! | #DIV/0! | #DIV/0! | #DIV/0! | #DIV/0! | #DIV/0! | #DIV/0! | #DIV/0! | #DIV/0! | #DIV/0! | #DIV/0! | #DIV/0! | #DIV/0! | 2826 | 0 | 0 | 0 | 0 | 0
9 | 27 | 2006 | 270 | 3 | 0 | 0 | #DIV/0! | #DIV/0! | #DIV/0! | #DIV/0! | #DIV/0! | #DIV/0! | #DIV/0! | #DIV/0! | #DIV/0! | #DIV/0! | #DIV/0! | #DIV/0! | #DIV/0! | #DIV/0! | #DIV/0! | #DIV/0! | #DIV/0! | #DIV/0! | #DIV/0! | #DIV/0! | 2827 | 0 | 0 | 0 | 0 | 0
9 | 28 | 2006 | 271 | 4 | 0.91333 | 0 | #DIV/0! | #DIV/0! | #DIV/0! | #DIV/0! | #DIV/0! | #DIV/0! | #DIV/0! | #DIV/0! | #DIV/0! | #DIV/0! | #DIV/0! | #DIV/0! | #DIV/0! | #DIV/0! | #DIV/0! | #DIV/0! | #DIV/0! | #DIV/0! | #DIV/0! | #DIV/0! | 2828 | 0 | 0 | 0 | 0 | 0
9 | 29 | 2006 | 272 | 5 | 0 | 0 | #DIV/0! | #DIV/0! | #DIV/0! | #DIV/0! | #DIV/0! | #DIV/0! | #DIV/0! | #DIV/0! | #DIV/0! | #DIV/0! | #DIV/0! | #DIV/0! | #DIV/0! | #DIV/0! | #DIV/0! | #DIV/0! | #DIV/0! | #DIV/0! | #DIV/0! | #DIV/0! | 2829 | 0 | 0 | 0 | 0 | 0
9 | 30 | 2006 | 273 | 6 | 0.026667 | 0 | #DIV/0! | #DIV/0! | #DIV/0! | #DIV/0! | #DIV/0! | #DIV/0! | #DIV/0! | #DIV/0! | #DIV/0! | #DIV/0! | #DIV/0! | #DIV/0! | #DIV/0! | #DIV/0! | #DIV/0! | #DIV/0! | #DIV/0! | #DIV/0! | #DIV/0! | #DIV/0! | 2830 | 0 | 0 | 0 | 0 | 0
10 | 1 | 2006 | 274 | 7 | 0.13667 | 0 | #DIV/0! | #DIV/0! | #DIV/0! | #DIV/0! | #DIV/0! | #DIV/0! | #DIV/0! | #DIV/0! | #DIV/0! | #DIV/0! | #DIV/0! | #DIV/0! | #DIV/0! | #DIV/0! | #DIV/0! | #DIV/0! | #DIV/0! | #DIV/0! | #DIV/0! | #DIV/0! | 2831 | 0 | 0 | 0 | 0 | 0
10 | 2 | 2006 | 275 | 1 | 0 | 0 | #DIV/0! | #DIV/0! | #DIV/0! | #DIV/0! | #DIV/0! | #DIV/0! | #DIV/0! | #DIV/0! | #DIV/0! | #DIV/0! | #DIV/0! | #DIV/0! | #DIV/0! | #DIV/0! | #DIV/0! | #DIV/0! | #DIV/0! | #DIV/0! | #DIV/0! | #DIV/0! | 2832 | 0 | 0 | 0 | 0 | 0
10 | 3 | 2006 | 276 | 2 | 0 | 0 | #DIV/0! | #DIV/0! | #DIV/0! | #DIV/0! | #DIV/0! | #DIV/0! | #DIV/0! | #DIV/0! | #DIV/0! | #DIV/0! | #DIV/0! | #DIV/0! | #DIV/0! | #DIV/0! | #DIV/0! | #DIV/0! | #DIV/0! | #DIV/0! | #DIV/0! | #DIV/0! | 2833 | 0 | 0 | 0 | 0 | 0
10 | 4 | 2006 | 277 | 3 | 0 | 0 | #DIV/0! | #DIV/0! | #DIV/0! | #DIV/0! | #DIV/0! | #DIV/0! | #DIV/0! | #DIV/0! | #DIV/0! | #DIV/0! | #DIV/0! | #DIV/0! | #DIV/0! | #DIV/0! | #DIV/0! | #DIV/0! | #DIV/0! | #DIV/0! | #DIV/0! | #DIV/0! | 2834 | 0 | 0 | 0 | 0 | 0
10 | 5 | 2006 | 278 | 4 | 0.51667 | 0 | #DIV/0! | #DIV/0! | #DIV/0! | #DIV/0! | #DIV/0! | #DIV/0! | #DIV/0! | #DIV/0! | #DIV/0! | #DIV/0! | #DIV/0! | #DIV/0! | #DIV/0! | #DIV/0! | #DIV/0! | #DIV/0! | #DIV/0! | #DIV/0! | #DIV/0! | #DIV/0! | 2835 | 0 | 0 | 0 | 0 | 0
10 | 6 | 2006 | 279 | 5 | 1.22 | 0 | #DIV/0! | #DIV/0! | #DIV/0! | #DIV/0! | #DIV/0! | #DIV/0! | #DIV/0! | #DIV/0! | #DIV/0! | #DIV/0! | #DIV/0! | #DIV/0! | #DIV/0! | #DIV/0! | #DIV/0! | #DIV/0! | #DIV/0! | #DIV/0! | #DIV/0! | #DIV/0! | 2836 | 0 | 0 | 0 | 0 | 0
10 | 7 | 2006 | 280 | 6 | 0.3 | 0 | #DIV/0! | #DIV/0! | #DIV/0! | #DIV/0! | #DIV/0! | #DIV/0! | #DIV/0! | #DIV/0! | #DIV/0! | #DIV/0! | #DIV/0! | #DIV/0! | #DIV/0! | #DIV/0! | #DIV/0! | #DIV/0! | #DIV/0! | #DIV/0! | #DIV/0! | #DIV/0! | 2837 | 0 | 0 | 0 | 0 | 0
10 | 8 | 2006 | 281 | 7 | 0 | 0 | #DIV/0! | #DIV/0! | #DIV/0! | #DIV/0! | #DIV/0! | #DIV/0! | #DIV/0! | #DIV/0! | #DIV/0! | #DIV/0! | #DIV/0! | #DIV/0! | #DIV/0! | #DIV/0! | #DIV/0! | #DIV/0! | #DIV/0! | #DIV/0! | #DIV/0! | #DIV/0! | 2838 | 0 | 0 | 0 | 0 | 0
10 | 9 | 2006 | 282 | 1 | 0 | 0 | #DIV/0! | #DIV/0! | #DIV/0! | #DIV/0! | #DIV/0! | #DIV/0! | #DIV/0! | #DIV/0! | #DIV/0! | #DIV/0! | #DIV/0! | #DIV/0! | #DIV/0! | #DIV/0! | #DIV/0! | #DIV/0! | #DIV/0! | #DIV/0! | #DIV/0! | #DIV/0! | 2839 | 0 | 0 | 0 | 0 | 0
10 | 10 | 2006 | 283 | 2 | 0 | 0 | #DIV/0! | #DIV/0! | #DIV/0! | #DIV/0! | #DIV/0! | #DIV/0! | #DIV/0! | #DIV/0! | #DIV/0! | #DIV/0! | #DIV/0! | #DIV/0! | #DIV/0! | #DIV/0! | #DIV/0! | #DIV/0! | #DIV/0! | #DIV/0! | #DIV/0! | #DIV/0! | 2840 | 0 | 0 | 0 | 0 | 0
10 | 11 | 2006 | 284 | 3 | 0 | 0 | #DIV/0! | #DIV/0! | #DIV/0! | #DIV/0! | #DIV/0! | #DIV/0! | #DIV/0! | #DIV/0! | #DIV/0! | #DIV/0! | #DIV/0! | #DIV/0! | #DIV/0! | #DIV/0! | #DIV/0! | #DIV/0! | #DIV/0! | #DIV/0! | #DIV/0! | #DIV/0! | 2841 | 0 | 0 | 0 | 0 | 0
10 | 12 | 2006 | 285 | 4 | 0.12333 | 0 | #DIV/0! | #DIV/0! | #DIV/0! | #DIV/0! | #DIV/0! | #DIV/0! | #DIV/0! | #DIV/0! | #DIV/0! | #DIV/0! | #DIV/0! | #DIV/0! | #DIV/0! | #DIV/0! | #DIV/0! | #DIV/0! | #DIV/0! | #DIV/0! | #DIV/0! | #DIV/0! | 2842 | 0 | 0 | 0 | 0 | 0
10 | 13 | 2006 | 286 | 5 | 0 | 0 | #DIV/0! | #DIV/0! | #DIV/0! | #DIV/0! | #DIV/0! | #DIV/0! | #DIV/0! | #DIV/0! | #DIV/0! | #DIV/0! | #DIV/0! | #DIV/0! | #DIV/0! | #DIV/0! | #DIV/0! | #DIV/0! | #DIV/0! | #DIV/0! | #DIV/0! | #DIV/0! | 2843 | 0 | 0 | 0 | 0 | 0
10 | 14 | 2006 | 287 | 6 | 0 | 0 | #DIV/0! | #DIV/0! | #DIV/0! | #DIV/0! | #DIV/0! | #DIV/0! | #DIV/0! | #DIV/0! | #DIV/0! | #DIV/0! | #DIV/0! | #DIV/0! | #DIV/0! | #DIV/0! | #DIV/0! | #DIV/0! | #DIV/0! | #DIV/0! | #DIV/0! | #DIV/0! | 2844 | 0 | 0 | 0 | 0 | 0
10 | 15 | 2006 | 288 | 7 | 0 | 0 | #DIV/0! | #DIV/0! | #DIV/0! | #DIV/0! | #DIV/0! | #DIV/0! | #DIV/0! | #DIV/0! | #DIV/0! | #DIV/0! | #DIV/0! | #DIV/0! | #DIV/0! | #DIV/0! | #DIV/0! | #DIV/0! | #DIV/0! | #DIV/0! | #DIV/0! | #DIV/0! | 2845 | 0 | 0 | 0 | 0 | 0
10 | 16 | 2006 | 289 | 1 | 0 | 0 | #DIV/0! | #DIV/0! | #DIV/0! | #DIV/0! | #DIV/0! | #DIV/0! | #DIV/0! | #DIV/0! | #DIV/0! | #DIV/0! | #DIV/0! | #DIV/0! | #DIV/0! | #DIV/0! | #DIV/0! | #DIV/0! | #DIV/0! | #DIV/0! | #DIV/0! | #DIV/0! | 2846 | 0 | 0 | 0 | 0 | 0
10 | 17 | 2006 | 290 | 2 | 0.77 | 0 | #DIV/0! | #DIV/0! | #DIV/0! | #DIV/0! | #DIV/0! | #DIV/0! | #DIV/0! | #DIV/0! | #DIV/0! | #DIV/0! | #DIV/0! | #DIV/0! | #DIV/0! | #DIV/0! | #DIV/0! | #DIV/0! | #DIV/0! | #DIV/0! | #DIV/0! | #DIV/0! | 2847 | 0 | 0 | 0 | 0 | 0
10 | 18 | 2006 | 291 | 3 | 0 | 0 | #DIV/0! | #DIV/0! | #DIV/0! | #DIV/0! | #DIV/0! | #DIV/0! | #DIV/0! | #DIV/0! | #DIV/0! | #DIV/0! | #DIV/0! | #DIV/0! | #DIV/0! | #DIV/0! | #DIV/0! | #DIV/0! | #DIV/0! | #DIV/0! | #DIV/0! | #DIV/0! | 2848 | 0 | 0 | 0 | 0 | 0
10 | 19 | 2006 | 292 | 4 | 0.063333 | 0 | #DIV/0! | #DIV/0! | #DIV/0! | #DIV/0! | #DIV/0! | #DIV/0! | #DIV/0! | #DIV/0! | #DIV/0! | #DIV/0! | #DIV/0! | #DIV/0! | #DIV/0! | #DIV/0! | #DIV/0! | #DIV/0! | #DIV/0! | #DIV/0! | #DIV/0! | #DIV/0! | 2849 | 0 | 0 | 0 | 0 | 0
10 | 20 | 2006 | 293 | 5 | 0.33 | 0 | #DIV/0! | #DIV/0! | #DIV/0! | #DIV/0! | #DIV/0! | #DIV/0! | #DIV/0! | #DIV/0! | #DIV/0! | #DIV/0! | #DIV/0! | #DIV/0! | #DIV/0! | #DIV/0! | #DIV/0! | #DIV/0! | #DIV/0! | #DIV/0! | #DIV/0! | #DIV/0! | 2850 | 0 | 0 | 0 | 0 | 0
10 | 21 | 2006 | 294 | 6 | 0 | 0 | #DIV/0! | #DIV/0! | #DIV/0! | #DIV/0! | #DIV/0! | #DIV/0! | #DIV/0! | #DIV/0! | #DIV/0! | #DIV/0! | #DIV/0! | #DIV/0! | #DIV/0! | #DIV/0! | #DIV/0! | #DIV/0! | #DIV/0! | #DIV/0! | #DIV/0! | #DIV/0! | 2851 | 0 | 0 | 0 | 0 | 0
10 | 22 | 2006 | 295 | 7 | 0 | 0 | #DIV/0! | #DIV/0! | #DIV/0! | #DIV/0! | #DIV/0! | #DIV/0! | #DIV/0! | #DIV/0! | #DIV/0! | #DIV/0! | #DIV/0! | #DIV/0! | #DIV/0! | #DIV/0! | #DIV/0! | #DIV/0! | #DIV/0! | #DIV/0! | #DIV/0! | #DIV/0! | 2852 | 0 | 0 | 0 | 0 | 0
10 | 23 | 2006 | 296 | 1 | 0 | 0 | #DIV/0! | #DIV/0! | #DIV/0! | #DIV/0! | #DIV/0! | #DIV/0! | #DIV/0! | #DIV/0! | #DIV/0! | #DIV/0! | #DIV/0! | #DIV/0! | #DIV/0! | #DIV/0! | #DIV/0! | #DIV/0! | #DIV/0! | #DIV/0! | #DIV/0! | #DIV/0! | 2853 | 0 | 0 | 0 | 0 | 0
10 | 24 | 2006 | 297 | 2 | 0 | 0 | #DIV/0! | #DIV/0! | #DIV/0! | #DIV/0! | #DIV/0! | #DIV/0! | #DIV/0! | #DIV/0! | #DIV/0! | #DIV/0! | #DIV/0! | #DIV/0! | #DIV/0! | #DIV/0! | #DIV/0! | #DIV/0! | #DIV/0! | #DIV/0! | #DIV/0! | #DIV/0! | 2854 | 0 | 0 | 0 | 0 | 0
10 | 25 | 2006 | 298 | 3 | 0 | 0 | #DIV/0! | #DIV/0! | #DIV/0! | #DIV/0! | #DIV/0! | #DIV/0! | #DIV/0! | #DIV/0! | #DIV/0! | #DIV/0! | #DIV/0! | #DIV/0! | #DIV/0! | #DIV/0! | #DIV/0! | #DIV/0! | #DIV/0! | #DIV/0! | #DIV/0! | #DIV/0! | 2855 | 0 | 0 | 0 | 0 | 0
10 | 26 | 2006 | 299 | 4 | 0 | 0 | #DIV/0! | #DIV/0! | #DIV/0! | #DIV/0! | #DIV/0! | #DIV/0! | #DIV/0! | #DIV/0! | #DIV/0! | #DIV/0! | #DIV/0! | #DIV/0! | #DIV/0! | #DIV/0! | #DIV/0! | #DIV/0! | #DIV/0! | #DIV/0! | #DIV/0! | #DIV/0! | 2856 | 0 | 0 | 0 | 0 | 0
10 | 27 | 2006 | 300 | 5 | 0.79 | 0 | #DIV/0! | #DIV/0! | #DIV/0! | #DIV/0! | #DIV/0! | #DIV/0! | #DIV/0! | #DIV/0! | #DIV/0! | #DIV/0! | #DIV/0! | #DIV/0! | #DIV/0! | #DIV/0! | #DIV/0! | #DIV/0! | #DIV/0! | #DIV/0! | #DIV/0! | #DIV/0! | 2857 | 0 | 0 | 0 | 0 | 0
10 | 28 | 2006 | 301 | 6 | 0.96 | 0 | #DIV/0! | #DIV/0! | #DIV/0! | #DIV/0! | #DIV/0! | #DIV/0! | #DIV/0! | #DIV/0! | #DIV/0! | #DIV/0! | #DIV/0! | #DIV/0! | #DIV/0! | #DIV/0! | #DIV/0! | #DIV/0! | #DIV/0! | #DIV/0! | #DIV/0! | #DIV/0! | 2858 | 0 | 0 | 0 | 0 | 0
10 | 29 | 2006 | 302 | 7 | 0 | 0 | #DIV/0! | #DIV/0! | #DIV/0! | #DIV/0! | #DIV/0! | #DIV/0! | #DIV/0! | #DIV/0! | #DIV/0! | #DIV/0! | #DIV/0! | #DIV/0! | #DIV/0! | #DIV/0! | #DIV/0! | #DIV/0! | #DIV/0! | #DIV/0! | #DIV/0! | #DIV/0! | 2859 | 0 | 0 | 0 | 0 | 0
10 | 30 | 2006 | 303 | 1 | 0 | 0 | #DIV/0! | #DIV/0! | #DIV/0! | #DIV/0! | #DIV/0! | #DIV/0! | #DIV/0! | #DIV/0! | #DIV/0! | #DIV/0! | #DIV/0! | #DIV/0! | #DIV/0! | #DIV/0! | #DIV/0! | #DIV/0! | #DIV/0! | #DIV/0! | #DIV/0! | #DIV/0! | 2860 | 0 | 0 | 0 | 0 | 0
10 | 31 | 2006 | 304 | 2 | 0 | 0 | #DIV/0! | #DIV/0! | #DIV/0! | #DIV/0! | #DIV/0! | #DIV/0! | #DIV/0! | #DIV/0! | #DIV/0! | #DIV/0! | #DIV/0! | #DIV/0! | #DIV/0! | #DIV/0! | #DIV/0! | #DIV/0! | #DIV/0! | #DIV/0! | #DIV/0! | #DIV/0! | 2861 | 0 | 0 | 0 | 0 | 0
11 | 1 | 2006 | 305 | 3 | 0.0033333 | 0 | #DIV/0! | #DIV/0! | #DIV/0! | #DIV/0! | #DIV/0! | #DIV/0! | #DIV/0! | #DIV/0! | #DIV/0! | #DIV/0! | #DIV/0! | #DIV/0! | #DIV/0! | #DIV/0! | #DIV/0! | #DIV/0! | #DIV/0! | #DIV/0! | #DIV/0! | #DIV/0! | 2862 | 0 | 0 | 0 | 0 | 0
11 | 2 | 2006 | 306 | 4 | 0.36333 | 0 | #DIV/0! | #DIV/0! | #DIV/0! | #DIV/0! | #DIV/0! | #DIV/0! | #DIV/0! | #DIV/0! | #DIV/0! | #DIV/0! | #DIV/0! | #DIV/0! | #DIV/0! | #DIV/0! | #DIV/0! | #DIV/0! | #DIV/0! | #DIV/0! | #DIV/0! | #DIV/0! | 2863 | 0 | 0 | 0 | 0 | 0
11 | 3 | 2006 | 307 | 5 | 0 | 0 | #DIV/0! | #DIV/0! | #DIV/0! | #DIV/0! | #DIV/0! | #DIV/0! | #DIV/0! | #DIV/0! | #DIV/0! | #DIV/0! | #DIV/0! | #DIV/0! | #DIV/0! | #DIV/0! | #DIV/0! | #DIV/0! | #DIV/0! | #DIV/0! | #DIV/0! | #DIV/0! | 2864 | 0 | 0 | 0 | 0 | 0
11 | 4 | 2006 | 308 | 6 | 0 | 0 | #DIV/0! | #DIV/0! | #DIV/0! | #DIV/0! | #DIV/0! | #DIV/0! | #DIV/0! | #DIV/0! | #DIV/0! | #DIV/0! | #DIV/0! | #DIV/0! | #DIV/0! | #DIV/0! | #DIV/0! | #DIV/0! | #DIV/0! | #DIV/0! | #DIV/0! | #DIV/0! | 2865 | 0 | 0 | 0 | 0 | 0
11 | 5 | 2006 | 309 | 7 | 0 | 0 | #DIV/0! | #DIV/0! | #DIV/0! | #DIV/0! | #DIV/0! | #DIV/0! | #DIV/0! | #DIV/0! | #DIV/0! | #DIV/0! | #DIV/0! | #DIV/0! | #DIV/0! | #DIV/0! | #DIV/0! | #DIV/0! | #DIV/0! | #DIV/0! | #DIV/0! | #DIV/0! | 2866 | 0 | 0 | 0 | 0 | 0
11 | 6 | 2006 | 310 | 1 | 0 | 0 | #DIV/0! | #DIV/0! | #DIV/0! | #DIV/0! | #DIV/0! | #DIV/0! | #DIV/0! | #DIV/0! | #DIV/0! | #DIV/0! | #DIV/0! | #DIV/0! | #DIV/0! | #DIV/0! | #DIV/0! | #DIV/0! | #DIV/0! | #DIV/0! | #DIV/0! | #DIV/0! | 2867 | 0 | 0 | 0 | 0 | 0
11 | 7 | 2006 | 311 | 2 | 0.22333 | 0 | #DIV/0! | #DIV/0! | #DIV/0! | #DIV/0! | #DIV/0! | #DIV/0! | #DIV/0! | #DIV/0! | #DIV/0! | #DIV/0! | #DIV/0! | #DIV/0! | #DIV/0! | #DIV/0! | #DIV/0! | #DIV/0! | #DIV/0! | #DIV/0! | #DIV/0! | #DIV/0! | 2868 | 0 | 0 | 0 | 0 | 0
11 | 8 | 2006 | 312 | 3 | 1.4833 | 0 | #DIV/0! | #DIV/0! | #DIV/0! | #DIV/0! | #DIV/0! | #DIV/0! | #DIV/0! | #DIV/0! | #DIV/0! | #DIV/0! | #DIV/0! | #DIV/0! | #DIV/0! | #DIV/0! | #DIV/0! | #DIV/0! | #DIV/0! | #DIV/0! | #DIV/0! | #DIV/0! | 2869 | 0 | 0 | 0 | 0 | 0
11 | 9 | 2006 | 313 | 4 | 0 | 0 | #DIV/0! | #DIV/0! | #DIV/0! | #DIV/0! | #DIV/0! | #DIV/0! | #DIV/0! | #DIV/0! | #DIV/0! | #DIV/0! | #DIV/0! | #DIV/0! | #DIV/0! | #DIV/0! | #DIV/0! | #DIV/0! | #DIV/0! | #DIV/0! | #DIV/0! | #DIV/0! | 2870 | 0 | 0 | 0 | 0 | 0
11 | 10 | 2006 | 314 | 5 | 0 | 0 | #DIV/0! | #DIV/0! | #DIV/0! | #DIV/0! | #DIV/0! | #DIV/0! | #DIV/0! | #DIV/0! | #DIV/0! | #DIV/0! | #DIV/0! | #DIV/0! | #DIV/0! | #DIV/0! | #DIV/0! | #DIV/0! | #DIV/0! | #DIV/0! | #DIV/0! | #DIV/0! | 2871 | 0 | 0 | 0 | 0 | 0
11 | 11 | 2006 | 315 | 6 | 0.016667 | 0 | #DIV/0! | #DIV/0! | #DIV/0! | #DIV/0! | #DIV/0! | #DIV/0! | #DIV/0! | #DIV/0! | #DIV/0! | #DIV/0! | #DIV/0! | #DIV/0! | #DIV/0! | #DIV/0! | #DIV/0! | #DIV/0! | #DIV/0! | #DIV/0! | #DIV/0! | #DIV/0! | 2872 | 0 | 0 | 0 | 0 | 0
11 | 12 | 2006 | 316 | 7 | 0.80667 | 0 | #DIV/0! | #DIV/0! | #DIV/0! | #DIV/0! | #DIV/0! | #DIV/0! | #DIV/0! | #DIV/0! | #DIV/0! | #DIV/0! | #DIV/0! | #DIV/0! | #DIV/0! | #DIV/0! | #DIV/0! | #DIV/0! | #DIV/0! | #DIV/0! | #DIV/0! | #DIV/0! | 2873 | 0 | 0 | 0 | 0 | 0
11 | 13 | 2006 | 317 | 1 | 0.083333 | 0 | #DIV/0! | #DIV/0! | #DIV/0! | #DIV/0! | #DIV/0! | #DIV/0! | #DIV/0! | #DIV/0! | #DIV/0! | #DIV/0! | #DIV/0! | #DIV/0! | #DIV/0! | #DIV/0! | #DIV/0! | #DIV/0! | #DIV/0! | #DIV/0! | #DIV/0! | #DIV/0! | 2874 | 0 | 0 | 0 | 0 | 0
11 | 14 | 2006 | 318 | 2 | 0 | 0 | #DIV/0! | #DIV/0! | #DIV/0! | #DIV/0! | #DIV/0! | #DIV/0! | #DIV/0! | #DIV/0! | #DIV/0! | #DIV/0! | #DIV/0! | #DIV/0! | #DIV/0! | #DIV/0! | #DIV/0! | #DIV/0! | #DIV/0! | #DIV/0! | #DIV/0! | #DIV/0! | 2875 | 0 | 0 | 0 | 0 | 0
11 | 15 | 2006 | 319 | 3 | 0 | 0 | #DIV/0! | #DIV/0! | #DIV/0! | #DIV/0! | #DIV/0! | #DIV/0! | #DIV/0! | #DIV/0! | #DIV/0! | #DIV/0! | #DIV/0! | #DIV/0! | #DIV/0! | #DIV/0! | #DIV/0! | #DIV/0! | #DIV/0! | #DIV/0! | #DIV/0! | #DIV/0! | 2876 | 0 | 0 | 0 | 0 | 0
11 | 16 | 2006 | 320 | 4 | 1.51 | 0 | #DIV/0! | #DIV/0! | #DIV/0! | #DIV/0! | #DIV/0! | #DIV/0! | #DIV/0! | #DIV/0! | #DIV/0! | #DIV/0! | #DIV/0! | #DIV/0! | #DIV/0! | #DIV/0! | #DIV/0! | #DIV/0! | #DIV/0! | #DIV/0! | #DIV/0! | #DIV/0! | 2877 | 0 | 0 | 0 | 0 | 0
11 | 17 | 2006 | 321 | 5 | 0 | 0 | #DIV/0! | #DIV/0! | #DIV/0! | #DIV/0! | #DIV/0! | #DIV/0! | #DIV/0! | #DIV/0! | #DIV/0! | #DIV/0! | #DIV/0! | #DIV/0! | #DIV/0! | #DIV/0! | #DIV/0! | #DIV/0! | #DIV/0! | #DIV/0! | #DIV/0! | #DIV/0! | 2878 | 0 | 0 | 0 | 0 | 0
11 | 18 | 2006 | 322 | 6 | 0 | 0 | #DIV/0! | #DIV/0! | #DIV/0! | #DIV/0! | #DIV/0! | #DIV/0! | #DIV/0! | #DIV/0! | #DIV/0! | #DIV/0! | #DIV/0! | #DIV/0! | #DIV/0! | #DIV/0! | #DIV/0! | #DIV/0! | #DIV/0! | #DIV/0! | #DIV/0! | #DIV/0! | 2879 | 0 | 0 | 0 | 0 | 0
11 | 19 | 2006 | 323 | 7 | 0.0033333 | 0 | #DIV/0! | #DIV/0! | #DIV/0! | #DIV/0! | #DIV/0! | #DIV/0! | #DIV/0! | #DIV/0! | #DIV/0! | #DIV/0! | #DIV/0! | #DIV/0! | #DIV/0! | #DIV/0! | #DIV/0! | #DIV/0! | #DIV/0! | #DIV/0! | #DIV/0! | #DIV/0! | 2880 | 0 | 0 | 0 | 0 | 0
11 | 20 | 2006 | 324 | 1 | 0 | 0 | #DIV/0! | #DIV/0! | #DIV/0! | #DIV/0! | #DIV/0! | #DIV/0! | #DIV/0! | #DIV/0! | #DIV/0! | #DIV/0! | #DIV/0! | #DIV/0! | #DIV/0! | #DIV/0! | #DIV/0! | #DIV/0! | #DIV/0! | #DIV/0! | #DIV/0! | #DIV/0! | 2881 | 0 | 0 | 0 | 0 | 0
11 | 21 | 2006 | 325 | 2 | 0 | 0 | #DIV/0! | #DIV/0! | #DIV/0! | #DIV/0! | #DIV/0! | #DIV/0! | #DIV/0! | #DIV/0! | #DIV/0! | #DIV/0! | #DIV/0! | #DIV/0! | #DIV/0! | #DIV/0! | #DIV/0! | #DIV/0! | #DIV/0! | #DIV/0! | #DIV/0! | #DIV/0! | 2882 | 0 | 0 | 0 | 0 | 0
11 | 22 | 2006 | 326 | 3 | 0.98333 | 0 | #DIV/0! | #DIV/0! | #DIV/0! | #DIV/0! | #DIV/0! | #DIV/0! | #DIV/0! | #DIV/0! | #DIV/0! | #DIV/0! | #DIV/0! | #DIV/0! | #DIV/0! | #DIV/0! | #DIV/0! | #DIV/0! | #DIV/0! | #DIV/0! | #DIV/0! | #DIV/0! | 2883 | 0 | 0 | 0 | 0 | 0
11 | 23 | 2006 | 327 | 4 | 0.096667 | 0 | #DIV/0! | #DIV/0! | #DIV/0! | #DIV/0! | #DIV/0! | #DIV/0! | #DIV/0! | #DIV/0! | #DIV/0! | #DIV/0! | #DIV/0! | #DIV/0! | #DIV/0! | #DIV/0! | #DIV/0! | #DIV/0! | #DIV/0! | #DIV/0! | #DIV/0! | #DIV/0! | 2884 | 0 | 0 | 0 | 0 | 0
11 | 24 | 2006 | 328 | 5 | 0 | 0 | #DIV/0! | #DIV/0! | #DIV/0! | #DIV/0! | #DIV/0! | #DIV/0! | #DIV/0! | #DIV/0! | #DIV/0! | #DIV/0! | #DIV/0! | #DIV/0! | #DIV/0! | #DIV/0! | #DIV/0! | #DIV/0! | #DIV/0! | #DIV/0! | #DIV/0! | #DIV/0! | 2885 | 0 | 0 | 0 | 0 | 0
11 | 25 | 2006 | 329 | 6 | 0 | 0 | #DIV/0! | #DIV/0! | #DIV/0! | #DIV/0! | #DIV/0! | #DIV/0! | #DIV/0! | #DIV/0! | #DIV/0! | #DIV/0! | #DIV/0! | #DIV/0! | #DIV/0! | #DIV/0! | #DIV/0! | #DIV/0! | #DIV/0! | #DIV/0! | #DIV/0! | #DIV/0! | 2886 | 0 | 0 | 0 | 0 | 0
11 | 26 | 2006 | 330 | 7 | 0 | 0 | #DIV/0! | #DIV/0! | #DIV/0! | #DIV/0! | #DIV/0! | #DIV/0! | #DIV/0! | #DIV/0! | #DIV/0! | #DIV/0! | #DIV/0! | #DIV/0! | #DIV/0! | #DIV/0! | #DIV/0! | #DIV/0! | #DIV/0! | #DIV/0! | #DIV/0! | #DIV/0! | 2887 | 0 | 0 | 0 | 0 | 0
11 | 27 | 2006 | 331 | 1 | 0 | 0 | #DIV/0! | #DIV/0! | #DIV/0! | #DIV/0! | #DIV/0! | #DIV/0! | #DIV/0! | #DIV/0! | #DIV/0! | #DIV/0! | #DIV/0! | #DIV/0! | #DIV/0! | #DIV/0! | #DIV/0! | #DIV/0! | #DIV/0! | #DIV/0! | #DIV/0! | #DIV/0! | 2888 | 0 | 0 | 0 | 0 | 0
11 | 28 | 2006 | 332 | 2 | 0 | 0 | #DIV/0! | #DIV/0! | #DIV/0! | #DIV/0! | #DIV/0! | #DIV/0! | #DIV/0! | #DIV/0! | #DIV/0! | #DIV/0! | #DIV/0! | #DIV/0! | #DIV/0! | #DIV/0! | #DIV/0! | #DIV/0! | #DIV/0! | #DIV/0! | #DIV/0! | #DIV/0! | 2889 | 0 | 0 | 0 | 0 | 0
11 | 29 | 2006 | 333 | 3 | 0 | 0 | #DIV/0! | #DIV/0! | #DIV/0! | #DIV/0! | #DIV/0! | #DIV/0! | #DIV/0! | #DIV/0! | #DIV/0! | #DIV/0! | #DIV/0! | #DIV/0! | #DIV/0! | #DIV/0! | #DIV/0! | #DIV/0! | #DIV/0! | #DIV/0! | #DIV/0! | #DIV/0! | 2890 | 0 | 0 | 0 | 0 | 0
11 | 30 | 2006 | 334 | 4 | 0 | 0 | #DIV/0! | #DIV/0! | #DIV/0! | #DIV/0! | #DIV/0! | #DIV/0! | #DIV/0! | #DIV/0! | #DIV/0! | #DIV/0! | #DIV/0! | #DIV/0! | #DIV/0! | #DIV/0! | #DIV/0! | #DIV/0! | #DIV/0! | #DIV/0! | #DIV/0! | #DIV/0! | 2891 | 0 | 0 | 0 | 0 | 0
12 | 1 | 2006 | 335 | 5 | 0.056667 | 0 | #DIV/0! | #DIV/0! | #DIV/0! | #DIV/0! | #DIV/0! | #DIV/0! | #DIV/0! | #DIV/0! | #DIV/0! | #DIV/0! | #DIV/0! | #DIV/0! | #DIV/0! | #DIV/0! | #DIV/0! | #DIV/0! | #DIV/0! | #DIV/0! | #DIV/0! | #DIV/0! | 2892 | 0 | 0 | 0 | 0 | 0
12 | 2 | 2006 | 336 | 6 | 0 | 0 | #DIV/0! | #DIV/0! | #DIV/0! | #DIV/0! | #DIV/0! | #DIV/0! | #DIV/0! | #DIV/0! | #DIV/0! | #DIV/0! | #DIV/0! | #DIV/0! | #DIV/0! | #DIV/0! | #DIV/0! | #DIV/0! | #DIV/0! | #DIV/0! | #DIV/0! | #DIV/0! | 2893 | 0 | 0 | 0 | 0 | 0
12 | 3 | 2006 | 337 | 7 | 0 | 0 | #DIV/0! | #DIV/0! | #DIV/0! | #DIV/0! | #DIV/0! | #DIV/0! | #DIV/0! | #DIV/0! | #DIV/0! | #DIV/0! | #DIV/0! | #DIV/0! | #DIV/0! | #DIV/0! | #DIV/0! | #DIV/0! | #DIV/0! | #DIV/0! | #DIV/0! | #DIV/0! | 2894 | 0 | 0 | 0 | 0 | 0
12 | 4 | 2006 | 338 | 1 | 0 | 0 | #DIV/0! | #DIV/0! | #DIV/0! | #DIV/0! | #DIV/0! | #DIV/0! | #DIV/0! | #DIV/0! | #DIV/0! | #DIV/0! | #DIV/0! | #DIV/0! | #DIV/0! | #DIV/0! | #DIV/0! | #DIV/0! | #DIV/0! | #DIV/0! | #DIV/0! | #DIV/0! | 2895 | 0 | 0 | 0 | 0 | 0
12 | 5 | 2006 | 339 | 2 | 0 | 0 | #DIV/0! | #DIV/0! | #DIV/0! | #DIV/0! | #DIV/0! | #DIV/0! | #DIV/0! | #DIV/0! | #DIV/0! | #DIV/0! | #DIV/0! | #DIV/0! | #DIV/0! | #DIV/0! | #DIV/0! | #DIV/0! | #DIV/0! | #DIV/0! | #DIV/0! | #DIV/0! | 2896 | 0 | 0 | 0 | 0 | 0
12 | 6 | 2006 | 340 | 3 | 0 | 0 | #DIV/0! | #DIV/0! | #DIV/0! | #DIV/0! | #DIV/0! | #DIV/0! | #DIV/0! | #DIV/0! | #DIV/0! | #DIV/0! | #DIV/0! | #DIV/0! | #DIV/0! | #DIV/0! | #DIV/0! | #DIV/0! | #DIV/0! | #DIV/0! | #DIV/0! | #DIV/0! | 2897 | 0 | 0 | 0 | 0 | 0
12 | 7 | 2006 | 341 | 4 | 0 | 0 | #DIV/0! | #DIV/0! | #DIV/0! | #DIV/0! | #DIV/0! | #DIV/0! | #DIV/0! | #DIV/0! | #DIV/0! | #DIV/0! | #DIV/0! | #DIV/0! | #DIV/0! | #DIV/0! | #DIV/0! | #DIV/0! | #DIV/0! | #DIV/0! | #DIV/0! | #DIV/0! | 2898 | 0 | 0 | 0 | 0 | 0
12 | 8 | 2006 | 342 | 5 | 0 | 0 | #DIV/0! | #DIV/0! | #DIV/0! | #DIV/0! | #DIV/0! | #DIV/0! | #DIV/0! | #DIV/0! | #DIV/0! | #DIV/0! | #DIV/0! | #DIV/0! | #DIV/0! | #DIV/0! | #DIV/0! | #DIV/0! | #DIV/0! | #DIV/0! | #DIV/0! | #DIV/0! | 2899 | 0 | 0 | 0 | 0 | 0
12 | 9 | 2006 | 343 | 6 | 0 | 0 | #DIV/0! | #DIV/0! | #DIV/0! | #DIV/0! | #DIV/0! | #DIV/0! | #DIV/0! | #DIV/0! | #DIV/0! | #DIV/0! | #DIV/0! | #DIV/0! | #DIV/0! | #DIV/0! | #DIV/0! | #DIV/0! | #DIV/0! | #DIV/0! | #DIV/0! | #DIV/0! | 2900 | 0 | 0 | 0 | 0 | 0
12 | 10 | 2006 | 344 | 7 | 0 | 0 | #DIV/0! | #DIV/0! | #DIV/0! | #DIV/0! | #DIV/0! | #DIV/0! | #DIV/0! | #DIV/0! | #DIV/0! | #DIV/0! | #DIV/0! | #DIV/0! | #DIV/0! | #DIV/0! | #DIV/0! | #DIV/0! | #DIV/0! | #DIV/0! | #DIV/0! | #DIV/0! | 2901 | 0 | 0 | 0 | 0 | 0
12 | 11 | 2006 | 345 | 1 | 0 | 0 | #DIV/0! | #DIV/0! | #DIV/0! | #DIV/0! | #DIV/0! | #DIV/0! | #DIV/0! | #DIV/0! | #DIV/0! | #DIV/0! | #DIV/0! | #DIV/0! | #DIV/0! | #DIV/0! | #DIV/0! | #DIV/0! | #DIV/0! | #DIV/0! | #DIV/0! | #DIV/0! | 2902 | 0 | 0 | 0 | 0 | 0
12 | 12 | 2006 | 346 | 2 | 0 | 0 | #DIV/0! | #DIV/0! | #DIV/0! | #DIV/0! | #DIV/0! | #DIV/0! | #DIV/0! | #DIV/0! | #DIV/0! | #DIV/0! | #DIV/0! | #DIV/0! | #DIV/0! | #DIV/0! | #DIV/0! | #DIV/0! | #DIV/0! | #DIV/0! | #DIV/0! | #DIV/0! | 2903 | 0 | 0 | 0 | 0 | 0
12 | 13 | 2006 | 347 | 3 | 0.12 | 0 | #DIV/0! | #DIV/0! | #DIV/0! | #DIV/0! | #DIV/0! | #DIV/0! | #DIV/0! | #DIV/0! | #DIV/0! | #DIV/0! | #DIV/0! | #DIV/0! | #DIV/0! | #DIV/0! | #DIV/0! | #DIV/0! | #DIV/0! | #DIV/0! | #DIV/0! | #DIV/0! | 2904 | 0 | 0 | 0 | 0 | 0
12 | 14 | 2006 | 348 | 4 | 0 | 0 | #DIV/0! | #DIV/0! | #DIV/0! | #DIV/0! | #DIV/0! | #DIV/0! | #DIV/0! | #DIV/0! | #DIV/0! | #DIV/0! | #DIV/0! | #DIV/0! | #DIV/0! | #DIV/0! | #DIV/0! | #DIV/0! | #DIV/0! | #DIV/0! | #DIV/0! | #DIV/0! | 2905 | 0 | 0 | 0 | 0 | 0
12 | 15 | 2006 | 349 | 5 | 0 | 0 | #DIV/0! | #DIV/0! | #DIV/0! | #DIV/0! | #DIV/0! | #DIV/0! | #DIV/0! | #DIV/0! | #DIV/0! | #DIV/0! | #DIV/0! | #DIV/0! | #DIV/0! | #DIV/0! | #DIV/0! | #DIV/0! | #DIV/0! | #DIV/0! | #DIV/0! | #DIV/0! | 2906 | 0 | 0 | 0 | 0 | 0
12 | 16 | 2006 | 350 | 6 | 0 | 0 | #DIV/0! | #DIV/0! | #DIV/0! | #DIV/0! | #DIV/0! | #DIV/0! | #DIV/0! | #DIV/0! | #DIV/0! | #DIV/0! | #DIV/0! | #DIV/0! | #DIV/0! | #DIV/0! | #DIV/0! | #DIV/0! | #DIV/0! | #DIV/0! | #DIV/0! | #DIV/0! | 2907 | 0 | 0 | 0 | 0 | 0
12 | 17 | 2006 | 351 | 7 | 0 | 0 | #DIV/0! | #DIV/0! | #DIV/0! | #DIV/0! | #DIV/0! | #DIV/0! | #DIV/0! | #DIV/0! | #DIV/0! | #DIV/0! | #DIV/0! | #DIV/0! | #DIV/0! | #DIV/0! | #DIV/0! | #DIV/0! | #DIV/0! | #DIV/0! | #DIV/0! | #DIV/0! | 2908 | 0 | 0 | 0 | 0 | 0
12 | 18 | 2006 | 352 | 1 | 0 | 0 | #DIV/0! | #DIV/0! | #DIV/0! | #DIV/0! | #DIV/0! | #DIV/0! | #DIV/0! | #DIV/0! | #DIV/0! | #DIV/0! | #DIV/0! | #DIV/0! | #DIV/0! | #DIV/0! | #DIV/0! | #DIV/0! | #DIV/0! | #DIV/0! | #DIV/0! | #DIV/0! | 2909 | 0 | 0 | 0 | 0 | 0
12 | 19 | 2006 | 353 | 2 | 0 | 0 | #DIV/0! | #DIV/0! | #DIV/0! | #DIV/0! | #DIV/0! | #DIV/0! | #DIV/0! | #DIV/0! | #DIV/0! | #DIV/0! | #DIV/0! | #DIV/0! | #DIV/0! | #DIV/0! | #DIV/0! | #DIV/0! | #DIV/0! | #DIV/0! | #DIV/0! | #DIV/0! | 2910 | 0 | 0 | 0 | 0 | 0
12 | 20 | 2006 | 354 | 3 | 0 | 0 | #DIV/0! | #DIV/0! | #DIV/0! | #DIV/0! | #DIV/0! | #DIV/0! | #DIV/0! | #DIV/0! | #DIV/0! | #DIV/0! | #DIV/0! | #DIV/0! | #DIV/0! | #DIV/0! | #DIV/0! | #DIV/0! | #DIV/0! | #DIV/0! | #DIV/0! | #DIV/0! | 2911 | 0 | 0 | 0 | 0 | 0
12 | 21 | 2006 | 355 | 4 | 0 | 0 | #DIV/0! | #DIV/0! | #DIV/0! | #DIV/0! | #DIV/0! | #DIV/0! | #DIV/0! | #DIV/0! | #DIV/0! | #DIV/0! | #DIV/0! | #DIV/0! | #DIV/0! | #DIV/0! | #DIV/0! | #DIV/0! | #DIV/0! | #DIV/0! | #DIV/0! | #DIV/0! | 2912 | 0 | 0 | 0 | 0 | 0
12 | 22 | 2006 | 356 | 5 | 0.83333 | 0 | #DIV/0! | #DIV/0! | #DIV/0! | #DIV/0! | #DIV/0! | #DIV/0! | #DIV/0! | #DIV/0! | #DIV/0! | #DIV/0! | #DIV/0! | #DIV/0! | #DIV/0! | #DIV/0! | #DIV/0! | #DIV/0! | #DIV/0! | #DIV/0! | #DIV/0! | #DIV/0! | 2913 | 0 | 0 | 0 | 0 | 0
12 | 23 | 2006 | 357 | 6 | 0.063333 | 0 | #DIV/0! | #DIV/0! | #DIV/0! | #DIV/0! | #DIV/0! | #DIV/0! | #DIV/0! | #DIV/0! | #DIV/0! | #DIV/0! | #DIV/0! | #DIV/0! | #DIV/0! | #DIV/0! | #DIV/0! | #DIV/0! | #DIV/0! | #DIV/0! | #DIV/0! | #DIV/0! | 2914 | 0 | 0 | 0 | 0 | 0
12 | 24 | 2006 | 358 | 7 | 0 | 0 | #DIV/0! | #DIV/0! | #DIV/0! | #DIV/0! | #DIV/0! | #DIV/0! | #DIV/0! | #DIV/0! | #DIV/0! | #DIV/0! | #DIV/0! | #DIV/0! | #DIV/0! | #DIV/0! | #DIV/0! | #DIV/0! | #DIV/0! | #DIV/0! | #DIV/0! | #DIV/0! | 2915 | 0 | 0 | 0 | 0 | 0
12 | 25 | 2006 | 359 | 1 | 0.52667 | 0 | #DIV/0! | #DIV/0! | #DIV/0! | #DIV/0! | #DIV/0! | #DIV/0! | #DIV/0! | #DIV/0! | #DIV/0! | #DIV/0! | #DIV/0! | #DIV/0! | #DIV/0! | #DIV/0! | #DIV/0! | #DIV/0! | #DIV/0! | #DIV/0! | #DIV/0! | #DIV/0! | 2916 | 0 | 0 | 0 | 0 | 0
12 | 26 | 2006 | 360 | 2 | 0.056667 | 0 | #DIV/0! | #DIV/0! | #DIV/0! | #DIV/0! | #DIV/0! | #DIV/0! | #DIV/0! | #DIV/0! | #DIV/0! | #DIV/0! | #DIV/0! | #DIV/0! | #DIV/0! | #DIV/0! | #DIV/0! | #DIV/0! | #DIV/0! | #DIV/0! | #DIV/0! | #DIV/0! | 2917 | 0 | 0 | 0 | 0 | 0
12 | 27 | 2006 | 361 | 3 | 0 | 0 | #DIV/0! | #DIV/0! | #DIV/0! | #DIV/0! | #DIV/0! | #DIV/0! | #DIV/0! | #DIV/0! | #DIV/0! | #DIV/0! | #DIV/0! | #DIV/0! | #DIV/0! | #DIV/0! | #DIV/0! | #DIV/0! | #DIV/0! | #DIV/0! | #DIV/0! | #DIV/0! | 2918 | 0 | 0 | 0 | 0 | 0
12 | 28 | 2006 | 362 | 4 | 0 | 0 | #DIV/0! | #DIV/0! | #DIV/0! | #DIV/0! | #DIV/0! | #DIV/0! | #DIV/0! | #DIV/0! | #DIV/0! | #DIV/0! | #DIV/0! | #DIV/0! | #DIV/0! | #DIV/0! | #DIV/0! | #DIV/0! | #DIV/0! | #DIV/0! | #DIV/0! | #DIV/0! | 2919 | 0 | 0 | 0 | 0 | 0
12 | 29 | 2006 | 363 | 5 | 0 | 0 | #DIV/0! | #DIV/0! | #DIV/0! | #DIV/0! | #DIV/0! | #DIV/0! | #DIV/0! | #DIV/0! | #DIV/0! | #DIV/0! | #DIV/0! | #DIV/0! | #DIV/0! | #DIV/0! | #DIV/0! | #DIV/0! | #DIV/0! | #DIV/0! | #DIV/0! | #DIV/0! | 2920 | 0 | 0 | 0 | 0 | 0
12 | 30 | 2006 | 364 | 6 | 0 | 0 | #DIV/0! | #DIV/0! | #DIV/0! | #DIV/0! | #DIV/0! | #DIV/0! | #DIV/0! | #DIV/0! | #DIV/0! | #DIV/0! | #DIV/0! | #DIV/0! | #DIV/0! | #DIV/0! | #DIV/0! | #DIV/0! | #DIV/0! | #DIV/0! | #DIV/0! | #DIV/0! | 2921 | 0 | 0 | 0 | 0 | 0
12 | 31 | 2006 | 365 | 7 | 0.07 | 0 | #DIV/0! | #DIV/0! | #DIV/0! | #DIV/0! | #DIV/0! | #DIV/0! | #DIV/0! | #DIV/0! | #DIV/0! | #DIV/0! | #DIV/0! | #DIV/0! | #DIV/0! | #DIV/0! | #DIV/0! | #DIV/0! | #DIV/0! | #DIV/0! | #DIV/0! | #DIV/0! | 2922 | 0 | 0 | 0 | 0 | 0
1 | 1 | 2007 | 1 | 1 | 0.92667 | 0 | #DIV/0! | #DIV/0! | #DIV/0! | #DIV/0! | #DIV/0! | #DIV/0! | #DIV/0! | #DIV/0! | #DIV/0! | #DIV/0! | #DIV/0! | #DIV/0! | #DIV/0! | #DIV/0! | #DIV/0! | #DIV/0! | #DIV/0! | #DIV/0! | #DIV/0! | #DIV/0! | 2923 | 0 | 0 | 0 | 0 | 0
1 | 2 | 2007 | 2 | 2 | 0 | 0 | #DIV/0! | #DIV/0! | #DIV/0! | #DIV/0! | #DIV/0! | #DIV/0! | #DIV/0! | #DIV/0! | #DIV/0! | #DIV/0! | #DIV/0! | #DIV/0! | #DIV/0! | #DIV/0! | #DIV/0! | #DIV/0! | #DIV/0! | #DIV/0! | #DIV/0! | #DIV/0! | 2924 | 0 | 0 | 0 | 0 | 0
1 | 3 | 2007 | 3 | 3 | 0 | 0 | #DIV/0! | #DIV/0! | #DIV/0! | #DIV/0! | #DIV/0! | #DIV/0! | #DIV/0! | #DIV/0! | #DIV/0! | #DIV/0! | #DIV/0! | #DIV/0! | #DIV/0! | #DIV/0! | #DIV/0! | #DIV/0! | #DIV/0! | #DIV/0! | #DIV/0! | #DIV/0! | 2925 | 0 | 0 | 0 | 0 | 0
1 | 4 | 2007 | 4 | 4 | 0 | 0 | #DIV/0! | #DIV/0! | #DIV/0! | #DIV/0! | #DIV/0! | #DIV/0! | #DIV/0! | #DIV/0! | #DIV/0! | #DIV/0! | #DIV/0! | #DIV/0! | #DIV/0! | #DIV/0! | #DIV/0! | #DIV/0! | #DIV/0! | #DIV/0! | #DIV/0! | #DIV/0! | 2926 | 0 | 0 | 0 | 0 | 0
1 | 5 | 2007 | 5 | 5 | 0.26333 | 0 | #DIV/0! | #DIV/0! | #DIV/0! | #DIV/0! | #DIV/0! | #DIV/0! | #DIV/0! | #DIV/0! | #DIV/0! | #DIV/0! | #DIV/0! | #DIV/0! | #DIV/0! | #DIV/0! | #DIV/0! | #DIV/0! | #DIV/0! | #DIV/0! | #DIV/0! | #DIV/0! | 2927 | 0 | 0 | 0 | 0 | 0
1 | 6 | 2007 | 6 | 6 | 0.02 | 0 | #DIV/0! | #DIV/0! | #DIV/0! | #DIV/0! | #DIV/0! | #DIV/0! | #DIV/0! | #DIV/0! | #DIV/0! | #DIV/0! | #DIV/0! | #DIV/0! | #DIV/0! | #DIV/0! | #DIV/0! | #DIV/0! | #DIV/0! | #DIV/0! | #DIV/0! | #DIV/0! | 2928 | 0 | 0 | 0 | 0 | 0
1 | 7 | 2007 | 7 | 7 | 0.32 | 0 | #DIV/0! | #DIV/0! | #DIV/0! | #DIV/0! | #DIV/0! | #DIV/0! | #DIV/0! | #DIV/0! | #DIV/0! | #DIV/0! | #DIV/0! | #DIV/0! | #DIV/0! | #DIV/0! | #DIV/0! | #DIV/0! | #DIV/0! | #DIV/0! | #DIV/0! | #DIV/0! | 2929 | 0 | 0 | 0 | 0 | 0
1 | 8 | 2007 | 8 | 1 | 0.43 | 0 | #DIV/0! | #DIV/0! | #DIV/0! | #DIV/0! | #DIV/0! | #DIV/0! | #DIV/0! | #DIV/0! | #DIV/0! | #DIV/0! | #DIV/0! | #DIV/0! | #DIV/0! | #DIV/0! | #DIV/0! | #DIV/0! | #DIV/0! | #DIV/0! | #DIV/0! | #DIV/0! | 2930 | 0 | 0 | 0 | 0 | 0
1 | 9 | 2007 | 9 | 2 | 0.01 | 0 | #DIV/0! | #DIV/0! | #DIV/0! | #DIV/0! | #DIV/0! | #DIV/0! | #DIV/0! | #DIV/0! | #DIV/0! | #DIV/0! | #DIV/0! | #DIV/0! | #DIV/0! | #DIV/0! | #DIV/0! | #DIV/0! | #DIV/0! | #DIV/0! | #DIV/0! | #DIV/0! | 2931 | 0 | 0 | 0 | 0 | 0
1 | 10 | 2007 | 10 | 3 | 0 | 0 | #DIV/0! | #DIV/0! | #DIV/0! | #DIV/0! | #DIV/0! | #DIV/0! | #DIV/0! | #DIV/0! | #DIV/0! | #DIV/0! | #DIV/0! | #DIV/0! | #DIV/0! | #DIV/0! | #DIV/0! | #DIV/0! | #DIV/0! | #DIV/0! | #DIV/0! | #DIV/0! | 2932 | 0 | 0 | 0 | 0 | 0
1 | 11 | 2007 | 11 | 4 | 0 | 0 | #DIV/0! | #DIV/0! | #DIV/0! | #DIV/0! | #DIV/0! | #DIV/0! | #DIV/0! | #DIV/0! | #DIV/0! | #DIV/0! | #DIV/0! | #DIV/0! | #DIV/0! | #DIV/0! | #DIV/0! | #DIV/0! | #DIV/0! | #DIV/0! | #DIV/0! | #DIV/0! | 2933 | 0 | 0 | 0 | 0 | 0
1 | 12 | 2007 | 12 | 5 | 0.033333 | 0 | #DIV/0! | #DIV/0! | #DIV/0! | #DIV/0! | #DIV/0! | #DIV/0! | #DIV/0! | #DIV/0! | #DIV/0! | #DIV/0! | #DIV/0! | #DIV/0! | #DIV/0! | #DIV/0! | #DIV/0! | #DIV/0! | #DIV/0! | #DIV/0! | #DIV/0! | #DIV/0! | 2934 | 0 | 0 | 0 | 0 | 0
1 | 13 | 2007 | 13 | 6 | 0.0033333 | 0 | #DIV/0! | #DIV/0! | #DIV/0! | #DIV/0! | #DIV/0! | #DIV/0! | #DIV/0! | #DIV/0! | #DIV/0! | #DIV/0! | #DIV/0! | #DIV/0! | #DIV/0! | #DIV/0! | #DIV/0! | #DIV/0! | #DIV/0! | #DIV/0! | #DIV/0! | #DIV/0! | 2935 | 0 | 0 | 0 | 0 | 0
1 | 14 | 2007 | 14 | 7 | 0.07 | 0 | #DIV/0! | #DIV/0! | #DIV/0! | #DIV/0! | #DIV/0! | #DIV/0! | #DIV/0! | #DIV/0! | #DIV/0! | #DIV/0! | #DIV/0! | #DIV/0! | #DIV/0! | #DIV/0! | #DIV/0! | #DIV/0! | #DIV/0! | #DIV/0! | #DIV/0! | #DIV/0! | 2936 | 0 | 0 | 0 | 0 | 0
1 | 15 | 2007 | 15 | 1 | 0 | 0 | #DIV/0! | #DIV/0! | #DIV/0! | #DIV/0! | #DIV/0! | #DIV/0! | #DIV/0! | #DIV/0! | #DIV/0! | #DIV/0! | #DIV/0! | #DIV/0! | #DIV/0! | #DIV/0! | #DIV/0! | #DIV/0! | #DIV/0! | #DIV/0! | #DIV/0! | #DIV/0! | 2937 | 0 | 0 | 0 | 0 | 0
1 | 16 | 2007 | 16 | 2 | 0 | 0 | #DIV/0! | #DIV/0! | #DIV/0! | #DIV/0! | #DIV/0! | #DIV/0! | #DIV/0! | #DIV/0! | #DIV/0! | #DIV/0! | #DIV/0! | #DIV/0! | #DIV/0! | #DIV/0! | #DIV/0! | #DIV/0! | #DIV/0! | #DIV/0! | #DIV/0! | #DIV/0! | 2938 | 0 | 0 | 0 | 0 | 0
1 | 17 | 2007 | 17 | 3 | 0 | 0 | #DIV/0! | #DIV/0! | #DIV/0! | #DIV/0! | #DIV/0! | #DIV/0! | #DIV/0! | #DIV/0! | #DIV/0! | #DIV/0! | #DIV/0! | #DIV/0! | #DIV/0! | #DIV/0! | #DIV/0! | #DIV/0! | #DIV/0! | #DIV/0! | #DIV/0! | #DIV/0! | 2939 | 0 | 0 | 0 | 0 | 0
1 | 18 | 2007 | 18 | 4 | 0 | 0 | #DIV/0! | #DIV/0! | #DIV/0! | #DIV/0! | #DIV/0! | #DIV/0! | #DIV/0! | #DIV/0! | #DIV/0! | #DIV/0! | #DIV/0! | #DIV/0! | #DIV/0! | #DIV/0! | #DIV/0! | #DIV/0! | #DIV/0! | #DIV/0! | #DIV/0! | #DIV/0! | 2940 | 0 | 0 | 0 | 0 | 0
1 | 19 | 2007 | 19 | 5 | 0 | 0 | #DIV/0! | #DIV/0! | #DIV/0! | #DIV/0! | #DIV/0! | #DIV/0! | #DIV/0! | #DIV/0! | #DIV/0! | #DIV/0! | #DIV/0! | #DIV/0! | #DIV/0! | #DIV/0! | #DIV/0! | #DIV/0! | #DIV/0! | #DIV/0! | #DIV/0! | #DIV/0! | 2941 | 0 | 0 | 0 | 0 | 0
1 | 20 | 2007 | 20 | 6 | 0 | 0 | #DIV/0! | #DIV/0! | #DIV/0! | #DIV/0! | #DIV/0! | #DIV/0! | #DIV/0! | #DIV/0! | #DIV/0! | #DIV/0! | #DIV/0! | #DIV/0! | #DIV/0! | #DIV/0! | #DIV/0! | #DIV/0! | #DIV/0! | #DIV/0! | #DIV/0! | #DIV/0! | 2942 | 0 | 0 | 0 | 0 | 0
1 | 21 | 2007 | 21 | 7 | 0.23333 | 0 | #DIV/0! | #DIV/0! | #DIV/0! | #DIV/0! | #DIV/0! | #DIV/0! | #DIV/0! | #DIV/0! | #DIV/0! | #DIV/0! | #DIV/0! | #DIV/0! | #DIV/0! | #DIV/0! | #DIV/0! | #DIV/0! | #DIV/0! | #DIV/0! | #DIV/0! | #DIV/0! | 2943 | 0 | 0 | 0 | 0 | 0
1 | 22 | 2007 | 22 | 1 | 0.013333 | 0 | #DIV/0! | #DIV/0! | #DIV/0! | #DIV/0! | #DIV/0! | #DIV/0! | #DIV/0! | #DIV/0! | #DIV/0! | #DIV/0! | #DIV/0! | #DIV/0! | #DIV/0! | #DIV/0! | #DIV/0! | #DIV/0! | #DIV/0! | #DIV/0! | #DIV/0! | #DIV/0! | 2944 | 0 | 0 | 0 | 0 | 0
1 | 23 | 2007 | 23 | 2 | 0 | 0 | #DIV/0! | #DIV/0! | #DIV/0! | #DIV/0! | #DIV/0! | #DIV/0! | #DIV/0! | #DIV/0! | #DIV/0! | #DIV/0! | #DIV/0! | #DIV/0! | #DIV/0! | #DIV/0! | #DIV/0! | #DIV/0! | #DIV/0! | #DIV/0! | #DIV/0! | #DIV/0! | 2945 | 0 | 0 | 0 | 0 | 0
1 | 24 | 2007 | 24 | 3 | 0.0033333 | 0 | #DIV/0! | #DIV/0! | #DIV/0! | #DIV/0! | #DIV/0! | #DIV/0! | #DIV/0! | #DIV/0! | #DIV/0! | #DIV/0! | #DIV/0! | #DIV/0! | #DIV/0! | #DIV/0! | #DIV/0! | #DIV/0! | #DIV/0! | #DIV/0! | #DIV/0! | #DIV/0! | 2946 | 0 | 0 | 0 | 0 | 0
1 | 25 | 2007 | 25 | 4 | 0 | 0 | #DIV/0! | #DIV/0! | #DIV/0! | #DIV/0! | #DIV/0! | #DIV/0! | #DIV/0! | #DIV/0! | #DIV/0! | #DIV/0! | #DIV/0! | #DIV/0! | #DIV/0! | #DIV/0! | #DIV/0! | #DIV/0! | #DIV/0! | #DIV/0! | #DIV/0! | #DIV/0! | 2947 | 0 | 0 | 0 | 0 | 0
1 | 26 | 2007 | 26 | 5 | 0 | 0 | #DIV/0! | #DIV/0! | #DIV/0! | #DIV/0! | #DIV/0! | #DIV/0! | #DIV/0! | #DIV/0! | #DIV/0! | #DIV/0! | #DIV/0! | #DIV/0! | #DIV/0! | #DIV/0! | #DIV/0! | #DIV/0! | #DIV/0! | #DIV/0! | #DIV/0! | #DIV/0! | 2948 | 0 | 0 | 0 | 0 | 0
1 | 27 | 2007 | 27 | 6 | 0 | 0 | #DIV/0! | #DIV/0! | #DIV/0! | #DIV/0! | #DIV/0! | #DIV/0! | #DIV/0! | #DIV/0! | #DIV/0! | #DIV/0! | #DIV/0! | #DIV/0! | #DIV/0! | #DIV/0! | #DIV/0! | #DIV/0! | #DIV/0! | #DIV/0! | #DIV/0! | #DIV/0! | 2949 | 0 | 0 | 0 | 0 | 0
1 | 28 | 2007 | 28 | 7 | 0.023333 | 0 | #DIV/0! | #DIV/0! | #DIV/0! | #DIV/0! | #DIV/0! | #DIV/0! | #DIV/0! | #DIV/0! | #DIV/0! | #DIV/0! | #DIV/0! | #DIV/0! | #DIV/0! | #DIV/0! | #DIV/0! | #DIV/0! | #DIV/0! | #DIV/0! | #DIV/0! | #DIV/0! | 2950 | 0 | 0 | 0 | 0 | 0
1 | 29 | 2007 | 29 | 1 | 0 | 0 | #DIV/0! | #DIV/0! | #DIV/0! | #DIV/0! | #DIV/0! | #DIV/0! | #DIV/0! | #DIV/0! | #DIV/0! | #DIV/0! | #DIV/0! | #DIV/0! | #DIV/0! | #DIV/0! | #DIV/0! | #DIV/0! | #DIV/0! | #DIV/0! | #DIV/0! | #DIV/0! | 2951 | 0 | 0 | 0 | 0 | 0
1 | 30 | 2007 | 30 | 2 | 0 | 0 | #DIV/0! | #DIV/0! | #DIV/0! | #DIV/0! | #DIV/0! | #DIV/0! | #DIV/0! | #DIV/0! | #DIV/0! | #DIV/0! | #DIV/0! | #DIV/0! | #DIV/0! | #DIV/0! | #DIV/0! | #DIV/0! | #DIV/0! | #DIV/0! | #DIV/0! | #DIV/0! | 2952 | 0 | 0 | 0 | 0 | 0
1 | 31 | 2007 | 31 | 3 | 0 | 0 | #DIV/0! | #DIV/0! | #DIV/0! | #DIV/0! | #DIV/0! | #DIV/0! | #DIV/0! | #DIV/0! | #DIV/0! | #DIV/0! | #DIV/0! | #DIV/0! | #DIV/0! | #DIV/0! | #DIV/0! | #DIV/0! | #DIV/0! | #DIV/0! | #DIV/0! | #DIV/0! | 2953 | 0 | 0 | 0 | 0 | 0
2 | 1 | 2007 | 32 | 4 | 0.0033333 | 0 | #DIV/0! | #DIV/0! | #DIV/0! | #DIV/0! | #DIV/0! | #DIV/0! | #DIV/0! | #DIV/0! | #DIV/0! | #DIV/0! | #DIV/0! | #DIV/0! | #DIV/0! | #DIV/0! | #DIV/0! | #DIV/0! | #DIV/0! | #DIV/0! | #DIV/0! | #DIV/0! | 2954 | 0 | 0 | 0 | 0 | 0
2 | 2 | 2007 | 33 | 5 | 0.096667 | 0 | #DIV/0! | #DIV/0! | #DIV/0! | #DIV/0! | #DIV/0! | #DIV/0! | #DIV/0! | #DIV/0! | #DIV/0! | #DIV/0! | #DIV/0! | #DIV/0! | #DIV/0! | #DIV/0! | #DIV/0! | #DIV/0! | #DIV/0! | #DIV/0! | #DIV/0! | #DIV/0! | 2955 | 0 | 0 | 0 | 0 | 0
2 | 3 | 2007 | 34 | 6 | 0 | 0 | #DIV/0! | #DIV/0! | #DIV/0! | #DIV/0! | #DIV/0! | #DIV/0! | #DIV/0! | #DIV/0! | #DIV/0! | #DIV/0! | #DIV/0! | #DIV/0! | #DIV/0! | #DIV/0! | #DIV/0! | #DIV/0! | #DIV/0! | #DIV/0! | #DIV/0! | #DIV/0! | 2956 | 0 | 0 | 0 | 0 | 0
2 | 4 | 2007 | 35 | 7 | 0 | 0 | #DIV/0! | #DIV/0! | #DIV/0! | #DIV/0! | #DIV/0! | #DIV/0! | #DIV/0! | #DIV/0! | #DIV/0! | #DIV/0! | #DIV/0! | #DIV/0! | #DIV/0! | #DIV/0! | #DIV/0! | #DIV/0! | #DIV/0! | #DIV/0! | #DIV/0! | #DIV/0! | 2957 | 0 | 0 | 0 | 0 | 0
2 | 5 | 2007 | 36 | 1 | 0 | 0 | #DIV/0! | #DIV/0! | #DIV/0! | #DIV/0! | #DIV/0! | #DIV/0! | #DIV/0! | #DIV/0! | #DIV/0! | #DIV/0! | #DIV/0! | #DIV/0! | #DIV/0! | #DIV/0! | #DIV/0! | #DIV/0! | #DIV/0! | #DIV/0! | #DIV/0! | #DIV/0! | 2958 | 0 | 0 | 0 | 0 | 0
2 | 6 | 2007 | 37 | 2 | 0.016667 | 0 | #DIV/0! | #DIV/0! | #DIV/0! | #DIV/0! | #DIV/0! | #DIV/0! | #DIV/0! | #DIV/0! | #DIV/0! | #DIV/0! | #DIV/0! | #DIV/0! | #DIV/0! | #DIV/0! | #DIV/0! | #DIV/0! | #DIV/0! | #DIV/0! | #DIV/0! | #DIV/0! | 2959 | 0 | 0 | 0 | 0 | 0
2 | 7 | 2007 | 38 | 3 | 0.04 | 0 | #DIV/0! | #DIV/0! | #DIV/0! | #DIV/0! | #DIV/0! | #DIV/0! | #DIV/0! | #DIV/0! | #DIV/0! | #DIV/0! | #DIV/0! | #DIV/0! | #DIV/0! | #DIV/0! | #DIV/0! | #DIV/0! | #DIV/0! | #DIV/0! | #DIV/0! | #DIV/0! | 2960 | 0 | 0 | 0 | 0 | 0
2 | 8 | 2007 | 39 | 4 | 0 | 0 | #DIV/0! | #DIV/0! | #DIV/0! | #DIV/0! | #DIV/0! | #DIV/0! | #DIV/0! | #DIV/0! | #DIV/0! | #DIV/0! | #DIV/0! | #DIV/0! | #DIV/0! | #DIV/0! | #DIV/0! | #DIV/0! | #DIV/0! | #DIV/0! | #DIV/0! | #DIV/0! | 2961 | 0 | 0 | 0 | 0 | 0
2 | 9 | 2007 | 40 | 5 | 0 | 0 | #DIV/0! | #DIV/0! | #DIV/0! | #DIV/0! | #DIV/0! | #DIV/0! | #DIV/0! | #DIV/0! | #DIV/0! | #DIV/0! | #DIV/0! | #DIV/0! | #DIV/0! | #DIV/0! | #DIV/0! | #DIV/0! | #DIV/0! | #DIV/0! | #DIV/0! | #DIV/0! | 2962 | 0 | 0 | 0 | 0 | 0
2 | 10 | 2007 | 41 | 6 | 0 | 0 | #DIV/0! | #DIV/0! | #DIV/0! | #DIV/0! | #DIV/0! | #DIV/0! | #DIV/0! | #DIV/0! | #DIV/0! | #DIV/0! | #DIV/0! | #DIV/0! | #DIV/0! | #DIV/0! | #DIV/0! | #DIV/0! | #DIV/0! | #DIV/0! | #DIV/0! | #DIV/0! | 2963 | 0 | 0 | 0 | 0 | 0
2 | 11 | 2007 | 42 | 7 | 0 | 0 | #DIV/0! | #DIV/0! | #DIV/0! | #DIV/0! | #DIV/0! | #DIV/0! | #DIV/0! | #DIV/0! | #DIV/0! | #DIV/0! | #DIV/0! | #DIV/0! | #DIV/0! | #DIV/0! | #DIV/0! | #DIV/0! | #DIV/0! | #DIV/0! | #DIV/0! | #DIV/0! | 2964 | 0 | 0 | 0 | 0 | 0
2 | 12 | 2007 | 43 | 1 | 0.0033333 | 0 | #DIV/0! | #DIV/0! | #DIV/0! | #DIV/0! | #DIV/0! | #DIV/0! | #DIV/0! | #DIV/0! | #DIV/0! | #DIV/0! | #DIV/0! | #DIV/0! | #DIV/0! | #DIV/0! | #DIV/0! | #DIV/0! | #DIV/0! | #DIV/0! | #DIV/0! | #DIV/0! | 2965 | 0 | 0 | 0 | 0 | 0
2 | 13 | 2007 | 44 | 2 | 0.22667 | 0 | #DIV/0! | #DIV/0! | #DIV/0! | #DIV/0! | #DIV/0! | #DIV/0! | #DIV/0! | #DIV/0! | #DIV/0! | #DIV/0! | #DIV/0! | #DIV/0! | #DIV/0! | #DIV/0! | #DIV/0! | #DIV/0! | #DIV/0! | #DIV/0! | #DIV/0! | #DIV/0! | 2966 | 0 | 0 | 0 | 0 | 0
2 | 14 | 2007 | 45 | 3 | 0.93667 | 0 | #DIV/0! | #DIV/0! | #DIV/0! | #DIV/0! | #DIV/0! | #DIV/0! | #DIV/0! | #DIV/0! | #DIV/0! | #DIV/0! | #DIV/0! | #DIV/0! | #DIV/0! | #DIV/0! | #DIV/0! | #DIV/0! | #DIV/0! | #DIV/0! | #DIV/0! | #DIV/0! | 2967 | 0 | 0 | 0 | 0 | 0
2 | 15 | 2007 | 46 | 4 | 0 | 0 | #DIV/0! | #DIV/0! | #DIV/0! | #DIV/0! | #DIV/0! | #DIV/0! | #DIV/0! | #DIV/0! | #DIV/0! | #DIV/0! | #DIV/0! | #DIV/0! | #DIV/0! | #DIV/0! | #DIV/0! | #DIV/0! | #DIV/0! | #DIV/0! | #DIV/0! | #DIV/0! | 2968 | 0 | 0 | 0 | 0 | 0
2 | 16 | 2007 | 47 | 5 | 0 | 0 | #DIV/0! | #DIV/0! | #DIV/0! | #DIV/0! | #DIV/0! | #DIV/0! | #DIV/0! | #DIV/0! | #DIV/0! | #DIV/0! | #DIV/0! | #DIV/0! | #DIV/0! | #DIV/0! | #DIV/0! | #DIV/0! | #DIV/0! | #DIV/0! | #DIV/0! | #DIV/0! | 2969 | 0 | 0 | 0 | 0 | 0
2 | 17 | 2007 | 48 | 6 | 0 | 0 | #DIV/0! | #DIV/0! | #DIV/0! | #DIV/0! | #DIV/0! | #DIV/0! | #DIV/0! | #DIV/0! | #DIV/0! | #DIV/0! | #DIV/0! | #DIV/0! | #DIV/0! | #DIV/0! | #DIV/0! | #DIV/0! | #DIV/0! | #DIV/0! | #DIV/0! | #DIV/0! | 2970 | 0 | 0 | 0 | 0 | 0
2 | 18 | 2007 | 49 | 7 | 0 | 0 | #DIV/0! | #DIV/0! | #DIV/0! | #DIV/0! | #DIV/0! | #DIV/0! | #DIV/0! | #DIV/0! | #DIV/0! | #DIV/0! | #DIV/0! | #DIV/0! | #DIV/0! | #DIV/0! | #DIV/0! | #DIV/0! | #DIV/0! | #DIV/0! | #DIV/0! | #DIV/0! | 2971 | 0 | 0 | 0 | 0 | 0
2 | 19 | 2007 | 50 | 1 | 0 | 0 | #DIV/0! | #DIV/0! | #DIV/0! | #DIV/0! | #DIV/0! | #DIV/0! | #DIV/0! | #DIV/0! | #DIV/0! | #DIV/0! | #DIV/0! | #DIV/0! | #DIV/0! | #DIV/0! | #DIV/0! | #DIV/0! | #DIV/0! | #DIV/0! | #DIV/0! | #DIV/0! | 2972 | 0 | 0 | 0 | 0 | 0
2 | 20 | 2007 | 51 | 2 | 0.19667 | 0 | #DIV/0! | #DIV/0! | #DIV/0! | #DIV/0! | #DIV/0! | #DIV/0! | #DIV/0! | #DIV/0! | #DIV/0! | #DIV/0! | #DIV/0! | #DIV/0! | #DIV/0! | #DIV/0! | #DIV/0! | #DIV/0! | #DIV/0! | #DIV/0! | #DIV/0! | #DIV/0! | 2973 | 0 | 0 | 0 | 0 | 0
2 | 21 | 2007 | 52 | 3 | 0 | 0 | #DIV/0! | #DIV/0! | #DIV/0! | #DIV/0! | #DIV/0! | #DIV/0! | #DIV/0! | #DIV/0! | #DIV/0! | #DIV/0! | #DIV/0! | #DIV/0! | #DIV/0! | #DIV/0! | #DIV/0! | #DIV/0! | #DIV/0! | #DIV/0! | #DIV/0! | #DIV/0! | 2974 | 0 | 0 | 0 | 0 | 0
2 | 22 | 2007 | 53 | 4 | 0.0033333 | 0 | #DIV/0! | #DIV/0! | #DIV/0! | #DIV/0! | #DIV/0! | #DIV/0! | #DIV/0! | #DIV/0! | #DIV/0! | #DIV/0! | #DIV/0! | #DIV/0! | #DIV/0! | #DIV/0! | #DIV/0! | #DIV/0! | #DIV/0! | #DIV/0! | #DIV/0! | #DIV/0! | 2975 | 0 | 0 | 0 | 0 | 0
2 | 23 | 2007 | 54 | 5 | 0 | 0 | #DIV/0! | #DIV/0! | #DIV/0! | #DIV/0! | #DIV/0! | #DIV/0! | #DIV/0! | #DIV/0! | #DIV/0! | #DIV/0! | #DIV/0! | #DIV/0! | #DIV/0! | #DIV/0! | #DIV/0! | #DIV/0! | #DIV/0! | #DIV/0! | #DIV/0! | #DIV/0! | 2976 | 0 | 0 | 0 | 0 | 0
2 | 24 | 2007 | 55 | 6 | 0 | 0 | #DIV/0! | #DIV/0! | #DIV/0! | #DIV/0! | #DIV/0! | #DIV/0! | #DIV/0! | #DIV/0! | #DIV/0! | #DIV/0! | #DIV/0! | #DIV/0! | #DIV/0! | #DIV/0! | #DIV/0! | #DIV/0! | #DIV/0! | #DIV/0! | #DIV/0! | #DIV/0! | 2977 | 0 | 0 | 0 | 0 | 0
2 | 25 | 2007 | 56 | 7 | 0.74333 | 0 | #DIV/0! | #DIV/0! | #DIV/0! | #DIV/0! | #DIV/0! | #DIV/0! | #DIV/0! | #DIV/0! | #DIV/0! | #DIV/0! | #DIV/0! | #DIV/0! | #DIV/0! | #DIV/0! | #DIV/0! | #DIV/0! | #DIV/0! | #DIV/0! | #DIV/0! | #DIV/0! | 2978 | 0 | 0 | 0 | 0 | 0
2 | 26 | 2007 | 57 | 1 | 0 | 0 | #DIV/0! | #DIV/0! | #DIV/0! | #DIV/0! | #DIV/0! | #DIV/0! | #DIV/0! | #DIV/0! | #DIV/0! | #DIV/0! | #DIV/0! | #DIV/0! | #DIV/0! | #DIV/0! | #DIV/0! | #DIV/0! | #DIV/0! | #DIV/0! | #DIV/0! | #DIV/0! | 2979 | 0 | 0 | 0 | 0 | 0
2 | 27 | 2007 | 58 | 2 | 0 | 0 | #DIV/0! | #DIV/0! | #DIV/0! | #DIV/0! | #DIV/0! | #DIV/0! | #DIV/0! | #DIV/0! | #DIV/0! | #DIV/0! | #DIV/0! | #DIV/0! | #DIV/0! | #DIV/0! | #DIV/0! | #DIV/0! | #DIV/0! | #DIV/0! | #DIV/0! | #DIV/0! | 2980 | 0 | 0 | 0 | 0 | 0
2 | 28 | 2007 | 59 | 3 | 0 | 0 | #DIV/0! | #DIV/0! | #DIV/0! | #DIV/0! | #DIV/0! | #DIV/0! | #DIV/0! | #DIV/0! | #DIV/0! | #DIV/0! | #DIV/0! | #DIV/0! | #DIV/0! | #DIV/0! | #DIV/0! | #DIV/0! | #DIV/0! | #DIV/0! | #DIV/0! | #DIV/0! | 2981 | 0 | 0 | 0 | 0 | 0
3 | 1 | 2007 | 60 | 4 | 0.19333 | 0 | #DIV/0! | #DIV/0! | #DIV/0! | #DIV/0! | #DIV/0! | #DIV/0! | #DIV/0! | #DIV/0! | #DIV/0! | #DIV/0! | #DIV/0! | #DIV/0! | #DIV/0! | #DIV/0! | #DIV/0! | #DIV/0! | #DIV/0! | #DIV/0! | #DIV/0! | #DIV/0! | 2982 | 0 | 0 | 0 | 0 | 0
3 | 2 | 2007 | 61 | 5 | 0.58333 | 0 | #DIV/0! | #DIV/0! | #DIV/0! | #DIV/0! | #DIV/0! | #DIV/0! | #DIV/0! | #DIV/0! | #DIV/0! | #DIV/0! | #DIV/0! | #DIV/0! | #DIV/0! | #DIV/0! | #DIV/0! | #DIV/0! | #DIV/0! | #DIV/0! | #DIV/0! | #DIV/0! | 2983 | 0 | 0 | 0 | 0 | 0
3 | 3 | 2007 | 62 | 6 | 0 | 0 | #DIV/0! | #DIV/0! | #DIV/0! | #DIV/0! | #DIV/0! | #DIV/0! | #DIV/0! | #DIV/0! | #DIV/0! | #DIV/0! | #DIV/0! | #DIV/0! | #DIV/0! | #DIV/0! | #DIV/0! | #DIV/0! | #DIV/0! | #DIV/0! | #DIV/0! | #DIV/0! | 2984 | 0 | 0 | 0 | 0 | 0
3 | 4 | 2007 | 63 | 7 | 0 | 0 | #DIV/0! | #DIV/0! | #DIV/0! | #DIV/0! | #DIV/0! | #DIV/0! | #DIV/0! | #DIV/0! | #DIV/0! | #DIV/0! | #DIV/0! | #DIV/0! | #DIV/0! | #DIV/0! | #DIV/0! | #DIV/0! | #DIV/0! | #DIV/0! | #DIV/0! | #DIV/0! | 2985 | 0 | 0 | 0 | 0 | 0
3 | 5 | 2007 | 64 | 1 | 0 | 0 | #DIV/0! | #DIV/0! | #DIV/0! | #DIV/0! | #DIV/0! | #DIV/0! | #DIV/0! | #DIV/0! | #DIV/0! | #DIV/0! | #DIV/0! | #DIV/0! | #DIV/0! | #DIV/0! | #DIV/0! | #DIV/0! | #DIV/0! | #DIV/0! | #DIV/0! | #DIV/0! | 2986 | 0 | 0 | 0 | 0 | 0
3 | 6 | 2007 | 65 | 2 | 0 | 0 | #DIV/0! | #DIV/0! | #DIV/0! | #DIV/0! | #DIV/0! | #DIV/0! | #DIV/0! | #DIV/0! | #DIV/0! | #DIV/0! | #DIV/0! | #DIV/0! | #DIV/0! | #DIV/0! | #DIV/0! | #DIV/0! | #DIV/0! | #DIV/0! | #DIV/0! | #DIV/0! | 2987 | 0 | 0 | 0 | 0 | 0
3 | 7 | 2007 | 66 | 3 | 0.11667 | 0 | #DIV/0! | #DIV/0! | #DIV/0! | #DIV/0! | #DIV/0! | #DIV/0! | #DIV/0! | #DIV/0! | #DIV/0! | #DIV/0! | #DIV/0! | #DIV/0! | #DIV/0! | #DIV/0! | #DIV/0! | #DIV/0! | #DIV/0! | #DIV/0! | #DIV/0! | #DIV/0! | 2988 | 0 | 0 | 0 | 0 | 0
3 | 8 | 2007 | 67 | 4 | 0 | 0 | #DIV/0! | #DIV/0! | #DIV/0! | #DIV/0! | #DIV/0! | #DIV/0! | #DIV/0! | #DIV/0! | #DIV/0! | #DIV/0! | #DIV/0! | #DIV/0! | #DIV/0! | #DIV/0! | #DIV/0! | #DIV/0! | #DIV/0! | #DIV/0! | #DIV/0! | #DIV/0! | 2989 | 0 | 0 | 0 | 0 | 0
3 | 9 | 2007 | 68 | 5 | 0 | 0 | #DIV/0! | #DIV/0! | #DIV/0! | #DIV/0! | #DIV/0! | #DIV/0! | #DIV/0! | #DIV/0! | #DIV/0! | #DIV/0! | #DIV/0! | #DIV/0! | #DIV/0! | #DIV/0! | #DIV/0! | #DIV/0! | #DIV/0! | #DIV/0! | #DIV/0! | #DIV/0! | 2990 | 0 | 0 | 0 | 0 | 0
3 | 10 | 2007 | 69 | 6 | 0.066667 | 0 | #DIV/0! | #DIV/0! | #DIV/0! | #DIV/0! | #DIV/0! | #DIV/0! | #DIV/0! | #DIV/0! | #DIV/0! | #DIV/0! | #DIV/0! | #DIV/0! | #DIV/0! | #DIV/0! | #DIV/0! | #DIV/0! | #DIV/0! | #DIV/0! | #DIV/0! | #DIV/0! | 2991 | 0 | 0 | 0 | 0 | 0
3 | 11 | 2007 | 70 | 7 | 0.033333 | 0 | #DIV/0! | #DIV/0! | #DIV/0! | #DIV/0! | #DIV/0! | #DIV/0! | #DIV/0! | #DIV/0! | #DIV/0! | #DIV/0! | #DIV/0! | #DIV/0! | #DIV/0! | #DIV/0! | #DIV/0! | #DIV/0! | #DIV/0! | #DIV/0! | #DIV/0! | #DIV/0! | 2992 | 0 | 0 | 0 | 0 | 0
3 | 12 | 2007 | 71 | 1 | 0 | 0 | #DIV/0! | #DIV/0! | #DIV/0! | #DIV/0! | #DIV/0! | #DIV/0! | #DIV/0! | #DIV/0! | #DIV/0! | #DIV/0! | #DIV/0! | #DIV/0! | #DIV/0! | #DIV/0! | #DIV/0! | #DIV/0! | #DIV/0! | #DIV/0! | #DIV/0! | #DIV/0! | 2993 | 0 | 0 | 0 | 0 | 0
3 | 13 | 2007 | 72 | 2 | 0 | 0 | #DIV/0! | #DIV/0! | #DIV/0! | #DIV/0! | #DIV/0! | #DIV/0! | #DIV/0! | #DIV/0! | #DIV/0! | #DIV/0! | #DIV/0! | #DIV/0! | #DIV/0! | #DIV/0! | #DIV/0! | #DIV/0! | #DIV/0! | #DIV/0! | #DIV/0! | #DIV/0! | 2994 | 0 | 0 | 0 | 0 | 0
3 | 14 | 2007 | 73 | 3 | 0 | 0 | #DIV/0! | #DIV/0! | #DIV/0! | #DIV/0! | #DIV/0! | #DIV/0! | #DIV/0! | #DIV/0! | #DIV/0! | #DIV/0! | #DIV/0! | #DIV/0! | #DIV/0! | #DIV/0! | #DIV/0! | #DIV/0! | #DIV/0! | #DIV/0! | #DIV/0! | #DIV/0! | 2995 | 0 | 0 | 0 | 0 | 0
3 | 15 | 2007 | 74 | 4 | 0.46667 | 0 | #DIV/0! | #DIV/0! | #DIV/0! | #DIV/0! | #DIV/0! | #DIV/0! | #DIV/0! | #DIV/0! | #DIV/0! | #DIV/0! | #DIV/0! | #DIV/0! | #DIV/0! | #DIV/0! | #DIV/0! | #DIV/0! | #DIV/0! | #DIV/0! | #DIV/0! | #DIV/0! | 2996 | 0 | 0 | 0 | 0 | 0
3 | 16 | 2007 | 75 | 5 | 1.83 | 0 | #DIV/0! | #DIV/0! | #DIV/0! | #DIV/0! | #DIV/0! | #DIV/0! | #DIV/0! | #DIV/0! | #DIV/0! | #DIV/0! | #DIV/0! | #DIV/0! | #DIV/0! | #DIV/0! | #DIV/0! | #DIV/0! | #DIV/0! | #DIV/0! | #DIV/0! | #DIV/0! | 2997 | 0 | 0 | 0 | 0 | 0
3 | 17 | 2007 | 76 | 6 | 0 | 0 | #DIV/0! | #DIV/0! | #DIV/0! | #DIV/0! | #DIV/0! | #DIV/0! | #DIV/0! | #DIV/0! | #DIV/0! | #DIV/0! | #DIV/0! | #DIV/0! | #DIV/0! | #DIV/0! | #DIV/0! | #DIV/0! | #DIV/0! | #DIV/0! | #DIV/0! | #DIV/0! | 2998 | 0 | 0 | 0 | 0 | 0
3 | 18 | 2007 | 77 | 7 | 0 | 0 | #DIV/0! | #DIV/0! | #DIV/0! | #DIV/0! | #DIV/0! | #DIV/0! | #DIV/0! | #DIV/0! | #DIV/0! | #DIV/0! | #DIV/0! | #DIV/0! | #DIV/0! | #DIV/0! | #DIV/0! | #DIV/0! | #DIV/0! | #DIV/0! | #DIV/0! | #DIV/0! | 2999 | 0 | 0 | 0 | 0 | 0
3 | 19 | 2007 | 78 | 1 | 0 | 0 | #DIV/0! | #DIV/0! | #DIV/0! | #DIV/0! | #DIV/0! | #DIV/0! | #DIV/0! | #DIV/0! | #DIV/0! | #DIV/0! | #DIV/0! | #DIV/0! | #DIV/0! | #DIV/0! | #DIV/0! | #DIV/0! | #DIV/0! | #DIV/0! | #DIV/0! | #DIV/0! | 3000 | 0 | 0 | 0 | 0 | 0
3 | 20 | 2007 | 79 | 2 | 0 | 0 | #DIV/0! | #DIV/0! | #DIV/0! | #DIV/0! | #DIV/0! | #DIV/0! | #DIV/0! | #DIV/0! | #DIV/0! | #DIV/0! | #DIV/0! | #DIV/0! | #DIV/0! | #DIV/0! | #DIV/0! | #DIV/0! | #DIV/0! | #DIV/0! | #DIV/0! | #DIV/0! | 3001 | 0 | 0 | 0 | 0 | 0
3 | 21 | 2007 | 80 | 3 | 0 | 0 | #DIV/0! | #DIV/0! | #DIV/0! | #DIV/0! | #DIV/0! | #DIV/0! | #DIV/0! | #DIV/0! | #DIV/0! | #DIV/0! | #DIV/0! | #DIV/0! | #DIV/0! | #DIV/0! | #DIV/0! | #DIV/0! | #DIV/0! | #DIV/0! | #DIV/0! | #DIV/0! | 3002 | 0 | 0 | 0 | 0 | 0
3 | 22 | 2007 | 81 | 4 | 0.0066667 | 0 | #DIV/0! | #DIV/0! | #DIV/0! | #DIV/0! | #DIV/0! | #DIV/0! | #DIV/0! | #DIV/0! | #DIV/0! | #DIV/0! | #DIV/0! | #DIV/0! | #DIV/0! | #DIV/0! | #DIV/0! | #DIV/0! | #DIV/0! | #DIV/0! | #DIV/0! | #DIV/0! | 3003 | 0 | 0 | 0 | 0 | 0
3 | 23 | 2007 | 82 | 5 | 0.05 | 0 | #DIV/0! | #DIV/0! | #DIV/0! | #DIV/0! | #DIV/0! | #DIV/0! | #DIV/0! | #DIV/0! | #DIV/0! | #DIV/0! | #DIV/0! | #DIV/0! | #DIV/0! | #DIV/0! | #DIV/0! | #DIV/0! | #DIV/0! | #DIV/0! | #DIV/0! | #DIV/0! | 3004 | 0 | 0 | 0 | 0 | 0
3 | 24 | 2007 | 83 | 6 | 0.083333 | 0 | #DIV/0! | #DIV/0! | #DIV/0! | #DIV/0! | #DIV/0! | #DIV/0! | #DIV/0! | #DIV/0! | #DIV/0! | #DIV/0! | #DIV/0! | #DIV/0! | #DIV/0! | #DIV/0! | #DIV/0! | #DIV/0! | #DIV/0! | #DIV/0! | #DIV/0! | #DIV/0! | 3005 | 0 | 0 | 0 | 0 | 0
3 | 25 | 2007 | 84 | 7 | 0 | 0 | #DIV/0! | #DIV/0! | #DIV/0! | #DIV/0! | #DIV/0! | #DIV/0! | #DIV/0! | #DIV/0! | #DIV/0! | #DIV/0! | #DIV/0! | #DIV/0! | #DIV/0! | #DIV/0! | #DIV/0! | #DIV/0! | #DIV/0! | #DIV/0! | #DIV/0! | #DIV/0! | 3006 | 0 | 0 | 0 | 0 | 0
3 | 26 | 2007 | 85 | 1 | 0 | 0 | #DIV/0! | #DIV/0! | #DIV/0! | #DIV/0! | #DIV/0! | #DIV/0! | #DIV/0! | #DIV/0! | #DIV/0! | #DIV/0! | #DIV/0! | #DIV/0! | #DIV/0! | #DIV/0! | #DIV/0! | #DIV/0! | #DIV/0! | #DIV/0! | #DIV/0! | #DIV/0! | 3007 | 0 | 0 | 0 | 0 | 0
3 | 27 | 2007 | 86 | 2 | 0 | 0 | #DIV/0! | #DIV/0! | #DIV/0! | #DIV/0! | #DIV/0! | #DIV/0! | #DIV/0! | #DIV/0! | #DIV/0! | #DIV/0! | #DIV/0! | #DIV/0! | #DIV/0! | #DIV/0! | #DIV/0! | #DIV/0! | #DIV/0! | #DIV/0! | #DIV/0! | #DIV/0! | 3008 | 0 | 0 | 0 | 0 | 0
3 | 28 | 2007 | 87 | 3 | 0 | 0 | #DIV/0! | #DIV/0! | #DIV/0! | #DIV/0! | #DIV/0! | #DIV/0! | #DIV/0! | #DIV/0! | #DIV/0! | #DIV/0! | #DIV/0! | #DIV/0! | #DIV/0! | #DIV/0! | #DIV/0! | #DIV/0! | #DIV/0! | #DIV/0! | #DIV/0! | #DIV/0! | 3009 | 0 | 0 | 0 | 0 | 0
3 | 29 | 2007 | 88 | 4 | 0 | 0 | #DIV/0! | #DIV/0! | #DIV/0! | #DIV/0! | #DIV/0! | #DIV/0! | #DIV/0! | #DIV/0! | #DIV/0! | #DIV/0! | #DIV/0! | #DIV/0! | #DIV/0! | #DIV/0! | #DIV/0! | #DIV/0! | #DIV/0! | #DIV/0! | #DIV/0! | #DIV/0! | 3010 | 0 | 0 | 0 | 0 | 0
3 | 30 | 2007 | 89 | 5 | 0 | 0 | #DIV/0! | #DIV/0! | #DIV/0! | #DIV/0! | #DIV/0! | #DIV/0! | #DIV/0! | #DIV/0! | #DIV/0! | #DIV/0! | #DIV/0! | #DIV/0! | #DIV/0! | #DIV/0! | #DIV/0! | #DIV/0! | #DIV/0! | #DIV/0! | #DIV/0! | #DIV/0! | 3011 | 0 | 0 | 0 | 0 | 0
3 | 31 | 2007 | 90 | 6 | 0 | 0 | #DIV/0! | #DIV/0! | #DIV/0! | #DIV/0! | #DIV/0! | #DIV/0! | #DIV/0! | #DIV/0! | #DIV/0! | #DIV/0! | #DIV/0! | #DIV/0! | #DIV/0! | #DIV/0! | #DIV/0! | #DIV/0! | #DIV/0! | #DIV/0! | #DIV/0! | #DIV/0! | 3012 | 0 | 0 | 0 | 0 | 0
4 | 1 | 2007 | 91 | 7 | 0 | 0 | #DIV/0! | #DIV/0! | #DIV/0! | #DIV/0! | #DIV/0! | #DIV/0! | #DIV/0! | #DIV/0! | #DIV/0! | #DIV/0! | #DIV/0! | #DIV/0! | #DIV/0! | #DIV/0! | #DIV/0! | #DIV/0! | #DIV/0! | #DIV/0! | #DIV/0! | #DIV/0! | 3013 | 0 | 0 | 0 | 0 | 0
4 | 2 | 2007 | 92 | 1 | 0.02 | 0 | #DIV/0! | #DIV/0! | #DIV/0! | #DIV/0! | #DIV/0! | #DIV/0! | #DIV/0! | #DIV/0! | #DIV/0! | #DIV/0! | #DIV/0! | #DIV/0! | #DIV/0! | #DIV/0! | #DIV/0! | #DIV/0! | #DIV/0! | #DIV/0! | #DIV/0! | #DIV/0! | 3014 | 0 | 0 | 0 | 0 | 0
4 | 3 | 2007 | 93 | 2 | 0 | 0 | #DIV/0! | #DIV/0! | #DIV/0! | #DIV/0! | #DIV/0! | #DIV/0! | #DIV/0! | #DIV/0! | #DIV/0! | #DIV/0! | #DIV/0! | #DIV/0! | #DIV/0! | #DIV/0! | #DIV/0! | #DIV/0! | #DIV/0! | #DIV/0! | #DIV/0! | #DIV/0! | 3015 | 0 | 0 | 0 | 0 | 0
4 | 4 | 2007 | 94 | 3 | 0.33667 | 0 | #DIV/0! | #DIV/0! | #DIV/0! | #DIV/0! | #DIV/0! | #DIV/0! | #DIV/0! | #DIV/0! | #DIV/0! | #DIV/0! | #DIV/0! | #DIV/0! | #DIV/0! | #DIV/0! | #DIV/0! | #DIV/0! | #DIV/0! | #DIV/0! | #DIV/0! | #DIV/0! | 3016 | 0 | 0 | 0 | 0 | 0
4 | 5 | 2007 | 95 | 4 | 0 | 0 | #DIV/0! | #DIV/0! | #DIV/0! | #DIV/0! | #DIV/0! | #DIV/0! | #DIV/0! | #DIV/0! | #DIV/0! | #DIV/0! | #DIV/0! | #DIV/0! | #DIV/0! | #DIV/0! | #DIV/0! | #DIV/0! | #DIV/0! | #DIV/0! | #DIV/0! | #DIV/0! | 3017 | 0 | 0 | 0 | 0 | 0
4 | 6 | 2007 | 96 | 5 | 0 | 0 | #DIV/0! | #DIV/0! | #DIV/0! | #DIV/0! | #DIV/0! | #DIV/0! | #DIV/0! | #DIV/0! | #DIV/0! | #DIV/0! | #DIV/0! | #DIV/0! | #DIV/0! | #DIV/0! | #DIV/0! | #DIV/0! | #DIV/0! | #DIV/0! | #DIV/0! | #DIV/0! | 3018 | 0 | 0 | 0 | 0 | 0
4 | 7 | 2007 | 97 | 6 | 0.046667 | 0 | #DIV/0! | #DIV/0! | #DIV/0! | #DIV/0! | #DIV/0! | #DIV/0! | #DIV/0! | #DIV/0! | #DIV/0! | #DIV/0! | #DIV/0! | #DIV/0! | #DIV/0! | #DIV/0! | #DIV/0! | #DIV/0! | #DIV/0! | #DIV/0! | #DIV/0! | #DIV/0! | 3019 | 0 | 0 | 0 | 0 | 0
4 | 8 | 2007 | 98 | 7 | 0 | 0 | #DIV/0! | #DIV/0! | #DIV/0! | #DIV/0! | #DIV/0! | #DIV/0! | #DIV/0! | #DIV/0! | #DIV/0! | #DIV/0! | #DIV/0! | #DIV/0! | #DIV/0! | #DIV/0! | #DIV/0! | #DIV/0! | #DIV/0! | #DIV/0! | #DIV/0! | #DIV/0! | 3020 | 0 | 0 | 0 | 0 | 0
4 | 9 | 2007 | 99 | 1 | 0 | 0 | #DIV/0! | #DIV/0! | #DIV/0! | #DIV/0! | #DIV/0! | #DIV/0! | #DIV/0! | #DIV/0! | #DIV/0! | #DIV/0! | #DIV/0! | #DIV/0! | #DIV/0! | #DIV/0! | #DIV/0! | #DIV/0! | #DIV/0! | #DIV/0! | #DIV/0! | #DIV/0! | 3021 | 0 | 0 | 0 | 0 | 0
4 | 10 | 2007 | 100 | 2 | 0 | 0 | #DIV/0! | #DIV/0! | #DIV/0! | #DIV/0! | #DIV/0! | #DIV/0! | #DIV/0! | #DIV/0! | #DIV/0! | #DIV/0! | #DIV/0! | #DIV/0! | #DIV/0! | #DIV/0! | #DIV/0! | #DIV/0! | #DIV/0! | #DIV/0! | #DIV/0! | #DIV/0! | 3022 | 0 | 0 | 0 | 0 | 0
4 | 11 | 2007 | 101 | 3 | 0.26333 | 0 | #DIV/0! | #DIV/0! | #DIV/0! | #DIV/0! | #DIV/0! | #DIV/0! | #DIV/0! | #DIV/0! | #DIV/0! | #DIV/0! | #DIV/0! | #DIV/0! | #DIV/0! | #DIV/0! | #DIV/0! | #DIV/0! | #DIV/0! | #DIV/0! | #DIV/0! | #DIV/0! | 3023 | 0 | 0 | 0 | 0 | 0
4 | 12 | 2007 | 102 | 4 | 0.66333 | 0 | #DIV/0! | #DIV/0! | #DIV/0! | #DIV/0! | #DIV/0! | #DIV/0! | #DIV/0! | #DIV/0! | #DIV/0! | #DIV/0! | #DIV/0! | #DIV/0! | #DIV/0! | #DIV/0! | #DIV/0! | #DIV/0! | #DIV/0! | #DIV/0! | #DIV/0! | #DIV/0! | 3024 | 0 | 0 | 0 | 0 | 0
4 | 13 | 2007 | 103 | 5 | 0 | 0 | #DIV/0! | #DIV/0! | #DIV/0! | #DIV/0! | #DIV/0! | #DIV/0! | #DIV/0! | #DIV/0! | #DIV/0! | #DIV/0! | #DIV/0! | #DIV/0! | #DIV/0! | #DIV/0! | #DIV/0! | #DIV/0! | #DIV/0! | #DIV/0! | #DIV/0! | #DIV/0! | 3025 | 0 | 0 | 0 | 0 | 0
4 | 14 | 2007 | 104 | 6 | 0.20667 | 0 | #DIV/0! | #DIV/0! | #DIV/0! | #DIV/0! | #DIV/0! | #DIV/0! | #DIV/0! | #DIV/0! | #DIV/0! | #DIV/0! | #DIV/0! | #DIV/0! | #DIV/0! | #DIV/0! | #DIV/0! | #DIV/0! | #DIV/0! | #DIV/0! | #DIV/0! | #DIV/0! | 3026 | 0 | 0 | 0 | 0 | 0
4 | 15 | 2007 | 105 | 7 | 2.2867 | 0 | #DIV/0! | #DIV/0! | #DIV/0! | #DIV/0! | #DIV/0! | #DIV/0! | #DIV/0! | #DIV/0! | #DIV/0! | #DIV/0! | #DIV/0! | #DIV/0! | #DIV/0! | #DIV/0! | #DIV/0! | #DIV/0! | #DIV/0! | #DIV/0! | #DIV/0! | #DIV/0! | 3027 | 0 | 0 | 0 | 0 | 0
4 | 16 | 2007 | 106 | 1 | 0.0033333 | 0 | #DIV/0! | #DIV/0! | #DIV/0! | #DIV/0! | #DIV/0! | #DIV/0! | #DIV/0! | #DIV/0! | #DIV/0! | #DIV/0! | #DIV/0! | #DIV/0! | #DIV/0! | #DIV/0! | #DIV/0! | #DIV/0! | #DIV/0! | #DIV/0! | #DIV/0! | #DIV/0! | 3028 | 0 | 0 | 0 | 0 | 0
4 | 17 | 2007 | 107 | 2 | 0 | 0 | #DIV/0! | #DIV/0! | #DIV/0! | #DIV/0! | #DIV/0! | #DIV/0! | #DIV/0! | #DIV/0! | #DIV/0! | #DIV/0! | #DIV/0! | #DIV/0! | #DIV/0! | #DIV/0! | #DIV/0! | #DIV/0! | #DIV/0! | #DIV/0! | #DIV/0! | #DIV/0! | 3029 | 0 | 0 | 0 | 0 | 0
4 | 18 | 2007 | 108 | 3 | 0 | 0 | #DIV/0! | #DIV/0! | #DIV/0! | #DIV/0! | #DIV/0! | #DIV/0! | #DIV/0! | #DIV/0! | #DIV/0! | #DIV/0! | #DIV/0! | #DIV/0! | #DIV/0! | #DIV/0! | #DIV/0! | #DIV/0! | #DIV/0! | #DIV/0! | #DIV/0! | #DIV/0! | 3030 | 0 | 0 | 0 | 0 | 0
4 | 19 | 2007 | 109 | 4 | 0 | 0 | #DIV/0! | #DIV/0! | #DIV/0! | #DIV/0! | #DIV/0! | #DIV/0! | #DIV/0! | #DIV/0! | #DIV/0! | #DIV/0! | #DIV/0! | #DIV/0! | #DIV/0! | #DIV/0! | #DIV/0! | #DIV/0! | #DIV/0! | #DIV/0! | #DIV/0! | #DIV/0! | 3031 | 0 | 0 | 0 | 0 | 0
4 | 20 | 2007 | 110 | 5 | 0 | 0 | #DIV/0! | #DIV/0! | #DIV/0! | #DIV/0! | #DIV/0! | #DIV/0! | #DIV/0! | #DIV/0! | #DIV/0! | #DIV/0! | #DIV/0! | #DIV/0! | #DIV/0! | #DIV/0! | #DIV/0! | #DIV/0! | #DIV/0! | #DIV/0! | #DIV/0! | #DIV/0! | 3032 | 0 | 0 | 0 | 0 | 0
4 | 21 | 2007 | 111 | 6 | 0 | 0 | #DIV/0! | #DIV/0! | #DIV/0! | #DIV/0! | #DIV/0! | #DIV/0! | #DIV/0! | #DIV/0! | #DIV/0! | #DIV/0! | #DIV/0! | #DIV/0! | #DIV/0! | #DIV/0! | #DIV/0! | #DIV/0! | #DIV/0! | #DIV/0! | #DIV/0! | #DIV/0! | 3033 | 0 | 0 | 0 | 0 | 0
4 | 22 | 2007 | 112 | 7 | 0 | 0 | #DIV/0! | #DIV/0! | #DIV/0! | #DIV/0! | #DIV/0! | #DIV/0! | #DIV/0! | #DIV/0! | #DIV/0! | #DIV/0! | #DIV/0! | #DIV/0! | #DIV/0! | #DIV/0! | #DIV/0! | #DIV/0! | #DIV/0! | #DIV/0! | #DIV/0! | #DIV/0! | 3034 | 0 | 0 | 0 | 0 | 0
4 | 23 | 2007 | 113 | 1 | 0 | 0 | #DIV/0! | #DIV/0! | #DIV/0! | #DIV/0! | #DIV/0! | #DIV/0! | #DIV/0! | #DIV/0! | #DIV/0! | #DIV/0! | #DIV/0! | #DIV/0! | #DIV/0! | #DIV/0! | #DIV/0! | #DIV/0! | #DIV/0! | #DIV/0! | #DIV/0! | #DIV/0! | 3035 | 0 | 0 | 0 | 0 | 0
4 | 24 | 2007 | 114 | 2 | 0 | 0 | #DIV/0! | #DIV/0! | #DIV/0! | #DIV/0! | #DIV/0! | #DIV/0! | #DIV/0! | #DIV/0! | #DIV/0! | #DIV/0! | #DIV/0! | #DIV/0! | #DIV/0! | #DIV/0! | #DIV/0! | #DIV/0! | #DIV/0! | #DIV/0! | #DIV/0! | #DIV/0! | 3036 | 0 | 0 | 0 | 0 | 0
4 | 25 | 2007 | 115 | 3 | 0 | 0 | #DIV/0! | #DIV/0! | #DIV/0! | #DIV/0! | #DIV/0! | #DIV/0! | #DIV/0! | #DIV/0! | #DIV/0! | #DIV/0! | #DIV/0! | #DIV/0! | #DIV/0! | #DIV/0! | #DIV/0! | #DIV/0! | #DIV/0! | #DIV/0! | #DIV/0! | #DIV/0! | 3037 | 0 | 0 | 0 | 0 | 0
4 | 26 | 2007 | 116 | 4 | 0.073333 | 0 | #DIV/0! | #DIV/0! | #DIV/0! | #DIV/0! | #DIV/0! | #DIV/0! | #DIV/0! | #DIV/0! | #DIV/0! | #DIV/0! | #DIV/0! | #DIV/0! | #DIV/0! | #DIV/0! | #DIV/0! | #DIV/0! | #DIV/0! | #DIV/0! | #DIV/0! | #DIV/0! | 3038 | 0 | 0 | 0 | 0 | 0
4 | 27 | 2007 | 117 | 5 | 0.28333 | 0 | #DIV/0! | #DIV/0! | #DIV/0! | #DIV/0! | #DIV/0! | #DIV/0! | #DIV/0! | #DIV/0! | #DIV/0! | #DIV/0! | #DIV/0! | #DIV/0! | #DIV/0! | #DIV/0! | #DIV/0! | #DIV/0! | #DIV/0! | #DIV/0! | #DIV/0! | #DIV/0! | 3039 | 0 | 0 | 0 | 0 | 0
4 | 28 | 2007 | 118 | 6 | 0 | 0 | #DIV/0! | #DIV/0! | #DIV/0! | #DIV/0! | #DIV/0! | #DIV/0! | #DIV/0! | #DIV/0! | #DIV/0! | #DIV/0! | #DIV/0! | #DIV/0! | #DIV/0! | #DIV/0! | #DIV/0! | #DIV/0! | #DIV/0! | #DIV/0! | #DIV/0! | #DIV/0! | 3040 | 0 | 0 | 0 | 0 | 0
4 | 29 | 2007 | 119 | 7 | 0 | 0 | #DIV/0! | #DIV/0! | #DIV/0! | #DIV/0! | #DIV/0! | #DIV/0! | #DIV/0! | #DIV/0! | #DIV/0! | #DIV/0! | #DIV/0! | #DIV/0! | #DIV/0! | #DIV/0! | #DIV/0! | #DIV/0! | #DIV/0! | #DIV/0! | #DIV/0! | #DIV/0! | 3041 | 0 | 0 | 0 | 0 | 0
4 | 30 | 2007 | 120 | 1 | 0 | 0 | #DIV/0! | #DIV/0! | #DIV/0! | #DIV/0! | #DIV/0! | #DIV/0! | #DIV/0! | #DIV/0! | #DIV/0! | #DIV/0! | #DIV/0! | #DIV/0! | #DIV/0! | #DIV/0! | #DIV/0! | #DIV/0! | #DIV/0! | #DIV/0! | #DIV/0! | #DIV/0! | 3042 | 0 | 0 | 0 | 0 | 0
5 | 1 | 2007 | 121 | 2 | 0.01 | 0 | #DIV/0! | #DIV/0! | #DIV/0! | #DIV/0! | #DIV/0! | #DIV/0! | #DIV/0! | #DIV/0! | #DIV/0! | #DIV/0! | #DIV/0! | #DIV/0! | #DIV/0! | #DIV/0! | #DIV/0! | #DIV/0! | #DIV/0! | #DIV/0! | #DIV/0! | #DIV/0! | 3043 | 0 | 0 | 0 | 0 | 0
5 | 2 | 2007 | 122 | 3 | 0 | 0 | #DIV/0! | #DIV/0! | #DIV/0! | #DIV/0! | #DIV/0! | #DIV/0! | #DIV/0! | #DIV/0! | #DIV/0! | #DIV/0! | #DIV/0! | #DIV/0! | #DIV/0! | #DIV/0! | #DIV/0! | #DIV/0! | #DIV/0! | #DIV/0! | #DIV/0! | #DIV/0! | 3044 | 0 | 0 | 0 | 0 | 0
5 | 3 | 2007 | 123 | 4 | 0 | 0 | #DIV/0! | #DIV/0! | #DIV/0! | #DIV/0! | #DIV/0! | #DIV/0! | #DIV/0! | #DIV/0! | #DIV/0! | #DIV/0! | #DIV/0! | #DIV/0! | #DIV/0! | #DIV/0! | #DIV/0! | #DIV/0! | #DIV/0! | #DIV/0! | #DIV/0! | #DIV/0! | 3045 | 0 | 0 | 0 | 0 | 0
5 | 4 | 2007 | 124 | 5 | 0 | 0 | #DIV/0! | #DIV/0! | #DIV/0! | #DIV/0! | #DIV/0! | #DIV/0! | #DIV/0! | #DIV/0! | #DIV/0! | #DIV/0! | #DIV/0! | #DIV/0! | #DIV/0! | #DIV/0! | #DIV/0! | #DIV/0! | #DIV/0! | #DIV/0! | #DIV/0! | #DIV/0! | 3046 | 0 | 0 | 0 | 0 | 0
5 | 5 | 2007 | 125 | 6 | 0.026667 | 0 | #DIV/0! | #DIV/0! | #DIV/0! | #DIV/0! | #DIV/0! | #DIV/0! | #DIV/0! | #DIV/0! | #DIV/0! | #DIV/0! | #DIV/0! | #DIV/0! | #DIV/0! | #DIV/0! | #DIV/0! | #DIV/0! | #DIV/0! | #DIV/0! | #DIV/0! | #DIV/0! | 3047 | 0 | 0 | 0 | 0 | 0
5 | 6 | 2007 | 126 | 7 | 0 | 0 | #DIV/0! | #DIV/0! | #DIV/0! | #DIV/0! | #DIV/0! | #DIV/0! | #DIV/0! | #DIV/0! | #DIV/0! | #DIV/0! | #DIV/0! | #DIV/0! | #DIV/0! | #DIV/0! | #DIV/0! | #DIV/0! | #DIV/0! | #DIV/0! | #DIV/0! | #DIV/0! | 3048 | 0 | 0 | 0 | 0 | 0
5 | 7 | 2007 | 127 | 1 | 0 | 0 | #DIV/0! | #DIV/0! | #DIV/0! | #DIV/0! | #DIV/0! | #DIV/0! | #DIV/0! | #DIV/0! | #DIV/0! | #DIV/0! | #DIV/0! | #DIV/0! | #DIV/0! | #DIV/0! | #DIV/0! | #DIV/0! | #DIV/0! | #DIV/0! | #DIV/0! | #DIV/0! | 3049 | 0 | 0 | 0 | 0 | 0
5 | 8 | 2007 | 128 | 2 | 0 | 0 | #DIV/0! | #DIV/0! | #DIV/0! | #DIV/0! | #DIV/0! | #DIV/0! | #DIV/0! | #DIV/0! | #DIV/0! | #DIV/0! | #DIV/0! | #DIV/0! | #DIV/0! | #DIV/0! | #DIV/0! | #DIV/0! | #DIV/0! | #DIV/0! | #DIV/0! | #DIV/0! | 3050 | 0 | 0 | 0 | 0 | 0
5 | 9 | 2007 | 129 | 3 | 0 | 0 | #DIV/0! | #DIV/0! | #DIV/0! | #DIV/0! | #DIV/0! | #DIV/0! | #DIV/0! | #DIV/0! | #DIV/0! | #DIV/0! | #DIV/0! | #DIV/0! | #DIV/0! | #DIV/0! | #DIV/0! | #DIV/0! | #DIV/0! | #DIV/0! | #DIV/0! | #DIV/0! | 3051 | 0 | 0 | 0 | 0 | 0
5 | 10 | 2007 | 130 | 4 | 0.0033333 | 0 | #DIV/0! | #DIV/0! | #DIV/0! | #DIV/0! | #DIV/0! | #DIV/0! | #DIV/0! | #DIV/0! | #DIV/0! | #DIV/0! | #DIV/0! | #DIV/0! | #DIV/0! | #DIV/0! | #DIV/0! | #DIV/0! | #DIV/0! | #DIV/0! | #DIV/0! | #DIV/0! | 3052 | 0 | 0 | 0 | 0 | 0
5 | 11 | 2007 | 131 | 5 | 0 | 0 | #DIV/0! | #DIV/0! | #DIV/0! | #DIV/0! | #DIV/0! | #DIV/0! | #DIV/0! | #DIV/0! | #DIV/0! | #DIV/0! | #DIV/0! | #DIV/0! | #DIV/0! | #DIV/0! | #DIV/0! | #DIV/0! | #DIV/0! | #DIV/0! | #DIV/0! | #DIV/0! | 3053 | 0 | 0 | 0 | 0 | 0
5 | 12 | 2007 | 132 | 6 | 0.45 | 0 | #DIV/0! | #DIV/0! | #DIV/0! | #DIV/0! | #DIV/0! | #DIV/0! | #DIV/0! | #DIV/0! | #DIV/0! | #DIV/0! | #DIV/0! | #DIV/0! | #DIV/0! | #DIV/0! | #DIV/0! | #DIV/0! | #DIV/0! | #DIV/0! | #DIV/0! | #DIV/0! | 3054 | 0 | 0 | 0 | 0 | 0
5 | 13 | 2007 | 133 | 7 | 0.016667 | 0 | #DIV/0! | #DIV/0! | #DIV/0! | #DIV/0! | #DIV/0! | #DIV/0! | #DIV/0! | #DIV/0! | #DIV/0! | #DIV/0! | #DIV/0! | #DIV/0! | #DIV/0! | #DIV/0! | #DIV/0! | #DIV/0! | #DIV/0! | #DIV/0! | #DIV/0! | #DIV/0! | 3055 | 0 | 0 | 0 | 0 | 0
5 | 14 | 2007 | 134 | 1 | 0 | 0 | #DIV/0! | #DIV/0! | #DIV/0! | #DIV/0! | #DIV/0! | #DIV/0! | #DIV/0! | #DIV/0! | #DIV/0! | #DIV/0! | #DIV/0! | #DIV/0! | #DIV/0! | #DIV/0! | #DIV/0! | #DIV/0! | #DIV/0! | #DIV/0! | #DIV/0! | #DIV/0! | 3056 | 0 | 0 | 0 | 0 | 0
5 | 15 | 2007 | 135 | 2 | 0 | 0 | #DIV/0! | #DIV/0! | #DIV/0! | #DIV/0! | #DIV/0! | #DIV/0! | #DIV/0! | #DIV/0! | #DIV/0! | #DIV/0! | #DIV/0! | #DIV/0! | #DIV/0! | #DIV/0! | #DIV/0! | #DIV/0! | #DIV/0! | #DIV/0! | #DIV/0! | #DIV/0! | 3057 | 0 | 0 | 0 | 0 | 0
5 | 16 | 2007 | 136 | 3 | 0.35 | 0 | #DIV/0! | #DIV/0! | #DIV/0! | #DIV/0! | #DIV/0! | #DIV/0! | #DIV/0! | #DIV/0! | #DIV/0! | #DIV/0! | #DIV/0! | #DIV/0! | #DIV/0! | #DIV/0! | #DIV/0! | #DIV/0! | #DIV/0! | #DIV/0! | #DIV/0! | #DIV/0! | 3058 | 0 | 0 | 0 | 0 | 0
5 | 17 | 2007 | 137 | 4 | 0 | 0 | #DIV/0! | #DIV/0! | #DIV/0! | #DIV/0! | #DIV/0! | #DIV/0! | #DIV/0! | #DIV/0! | #DIV/0! | #DIV/0! | #DIV/0! | #DIV/0! | #DIV/0! | #DIV/0! | #DIV/0! | #DIV/0! | #DIV/0! | #DIV/0! | #DIV/0! | #DIV/0! | 3059 | 0 | 0 | 0 | 0 | 0
5 | 18 | 2007 | 138 | 5 | 0.0033333 | 0 | #DIV/0! | #DIV/0! | #DIV/0! | #DIV/0! | #DIV/0! | #DIV/0! | #DIV/0! | #DIV/0! | #DIV/0! | #DIV/0! | #DIV/0! | #DIV/0! | #DIV/0! | #DIV/0! | #DIV/0! | #DIV/0! | #DIV/0! | #DIV/0! | #DIV/0! | #DIV/0! | 3060 | 0 | 0 | 0 | 0 | 0
5 | 19 | 2007 | 139 | 6 | 0.0033333 | 0 | #DIV/0! | #DIV/0! | #DIV/0! | #DIV/0! | #DIV/0! | #DIV/0! | #DIV/0! | #DIV/0! | #DIV/0! | #DIV/0! | #DIV/0! | #DIV/0! | #DIV/0! | #DIV/0! | #DIV/0! | #DIV/0! | #DIV/0! | #DIV/0! | #DIV/0! | #DIV/0! | 3061 | 0 | 0 | 0 | 0 | 0
5 | 20 | 2007 | 140 | 7 | 0.013333 | 0 | #DIV/0! | #DIV/0! | #DIV/0! | #DIV/0! | #DIV/0! | #DIV/0! | #DIV/0! | #DIV/0! | #DIV/0! | #DIV/0! | #DIV/0! | #DIV/0! | #DIV/0! | #DIV/0! | #DIV/0! | #DIV/0! | #DIV/0! | #DIV/0! | #DIV/0! | #DIV/0! | 3062 | 0 | 0 | 0 | 0 | 0
5 | 21 | 2007 | 141 | 1 | 0 | 0 | #DIV/0! | #DIV/0! | #DIV/0! | #DIV/0! | #DIV/0! | #DIV/0! | #DIV/0! | #DIV/0! | #DIV/0! | #DIV/0! | #DIV/0! | #DIV/0! | #DIV/0! | #DIV/0! | #DIV/0! | #DIV/0! | #DIV/0! | #DIV/0! | #DIV/0! | #DIV/0! | 3063 | 0 | 0 | 0 | 0 | 0
5 | 22 | 2007 | 142 | 2 | 0 | 0 | #DIV/0! | #DIV/0! | #DIV/0! | #DIV/0! | #DIV/0! | #DIV/0! | #DIV/0! | #DIV/0! | #DIV/0! | #DIV/0! | #DIV/0! | #DIV/0! | #DIV/0! | #DIV/0! | #DIV/0! | #DIV/0! | #DIV/0! | #DIV/0! | #DIV/0! | #DIV/0! | 3064 | 0 | 0 | 0 | 0 | 0
5 | 23 | 2007 | 143 | 3 | 0 | 0 | #DIV/0! | #DIV/0! | #DIV/0! | #DIV/0! | #DIV/0! | #DIV/0! | #DIV/0! | #DIV/0! | #DIV/0! | #DIV/0! | #DIV/0! | #DIV/0! | #DIV/0! | #DIV/0! | #DIV/0! | #DIV/0! | #DIV/0! | #DIV/0! | #DIV/0! | #DIV/0! | 3065 | 0 | 0 | 0 | 0 | 0
5 | 24 | 2007 | 144 | 4 | 0 | 0 | #DIV/0! | #DIV/0! | #DIV/0! | #DIV/0! | #DIV/0! | #DIV/0! | #DIV/0! | #DIV/0! | #DIV/0! | #DIV/0! | #DIV/0! | #DIV/0! | #DIV/0! | #DIV/0! | #DIV/0! | #DIV/0! | #DIV/0! | #DIV/0! | #DIV/0! | #DIV/0! | 3066 | 0 | 0 | 0 | 0 | 0
5 | 25 | 2007 | 145 | 5 | 0 | 0 | #DIV/0! | #DIV/0! | #DIV/0! | #DIV/0! | #DIV/0! | #DIV/0! | #DIV/0! | #DIV/0! | #DIV/0! | #DIV/0! | #DIV/0! | #DIV/0! | #DIV/0! | #DIV/0! | #DIV/0! | #DIV/0! | #DIV/0! | #DIV/0! | #DIV/0! | #DIV/0! | 3067 | 0 | 0 | 0 | 0 | 0
5 | 26 | 2007 | 146 | 6 | 0 | 0 | #DIV/0! | #DIV/0! | #DIV/0! | #DIV/0! | #DIV/0! | #DIV/0! | #DIV/0! | #DIV/0! | #DIV/0! | #DIV/0! | #DIV/0! | #DIV/0! | #DIV/0! | #DIV/0! | #DIV/0! | #DIV/0! | #DIV/0! | #DIV/0! | #DIV/0! | #DIV/0! | 3068 | 0 | 0 | 0 | 0 | 0
5 | 27 | 2007 | 147 | 7 | 0.13333 | 0 | #DIV/0! | #DIV/0! | #DIV/0! | #DIV/0! | #DIV/0! | #DIV/0! | #DIV/0! | #DIV/0! | #DIV/0! | #DIV/0! | #DIV/0! | #DIV/0! | #DIV/0! | #DIV/0! | #DIV/0! | #DIV/0! | #DIV/0! | #DIV/0! | #DIV/0! | #DIV/0! | 3069 | 0 | 0 | 0 | 0 | 0
5 | 28 | 2007 | 148 | 1 | 0 | 0 | #DIV/0! | #DIV/0! | #DIV/0! | #DIV/0! | #DIV/0! | #DIV/0! | #DIV/0! | #DIV/0! | #DIV/0! | #DIV/0! | #DIV/0! | #DIV/0! | #DIV/0! | #DIV/0! | #DIV/0! | #DIV/0! | #DIV/0! | #DIV/0! | #DIV/0! | #DIV/0! | 3070 | 0 | 0 | 0 | 0 | 0
5 | 29 | 2007 | 149 | 2 | 0 | 0 | #DIV/0! | #DIV/0! | #DIV/0! | #DIV/0! | #DIV/0! | #DIV/0! | #DIV/0! | #DIV/0! | #DIV/0! | #DIV/0! | #DIV/0! | #DIV/0! | #DIV/0! | #DIV/0! | #DIV/0! | #DIV/0! | #DIV/0! | #DIV/0! | #DIV/0! | #DIV/0! | 3071 | 0 | 0 | 0 | 0 | 0
5 | 30 | 2007 | 150 | 3 | 0 | 0 | #DIV/0! | #DIV/0! | #DIV/0! | #DIV/0! | #DIV/0! | #DIV/0! | #DIV/0! | #DIV/0! | #DIV/0! | #DIV/0! | #DIV/0! | #DIV/0! | #DIV/0! | #DIV/0! | #DIV/0! | #DIV/0! | #DIV/0! | #DIV/0! | #DIV/0! | #DIV/0! | 3072 | 0 | 0 | 0 | 0 | 0
5 | 31 | 2007 | 151 | 4 | 0 | 0 | #DIV/0! | #DIV/0! | #DIV/0! | #DIV/0! | #DIV/0! | #DIV/0! | #DIV/0! | #DIV/0! | #DIV/0! | #DIV/0! | #DIV/0! | #DIV/0! | #DIV/0! | #DIV/0! | #DIV/0! | #DIV/0! | #DIV/0! | #DIV/0! | #DIV/0! | #DIV/0! | 3073 | 0 | 0 | 0 | 0 | 0
6 | 1 | 2007 | 152 | 5 | 0 | 0 | #DIV/0! | #DIV/0! | #DIV/0! | #DIV/0! | #DIV/0! | #DIV/0! | #DIV/0! | #DIV/0! | #DIV/0! | #DIV/0! | #DIV/0! | #DIV/0! | #DIV/0! | #DIV/0! | #DIV/0! | #DIV/0! | #DIV/0! | #DIV/0! | #DIV/0! | #DIV/0! | 3074 | 0 | 0 | 0 | 0 | 0
6 | 2 | 2007 | 153 | 6 | 0 | 0 | #DIV/0! | #DIV/0! | #DIV/0! | #DIV/0! | #DIV/0! | #DIV/0! | #DIV/0! | #DIV/0! | #DIV/0! | #DIV/0! | #DIV/0! | #DIV/0! | #DIV/0! | #DIV/0! | #DIV/0! | #DIV/0! | #DIV/0! | #DIV/0! | #DIV/0! | #DIV/0! | 3075 | 0 | 0 | 0 | 0 | 0
6 | 3 | 2007 | 154 | 7 | 0.80333 | 0 | #DIV/0! | #DIV/0! | #DIV/0! | #DIV/0! | #DIV/0! | #DIV/0! | #DIV/0! | #DIV/0! | #DIV/0! | #DIV/0! | #DIV/0! | #DIV/0! | #DIV/0! | #DIV/0! | #DIV/0! | #DIV/0! | #DIV/0! | #DIV/0! | #DIV/0! | #DIV/0! | 3076 | 0 | 0 | 0 | 0 | 0
6 | 4 | 2007 | 155 | 1 | 0.17333 | 0 | #DIV/0! | #DIV/0! | #DIV/0! | #DIV/0! | #DIV/0! | #DIV/0! | #DIV/0! | #DIV/0! | #DIV/0! | #DIV/0! | #DIV/0! | #DIV/0! | #DIV/0! | #DIV/0! | #DIV/0! | #DIV/0! | #DIV/0! | #DIV/0! | #DIV/0! | #DIV/0! | 3077 | 0 | 0 | 0 | 0 | 0
6 | 5 | 2007 | 156 | 2 | 0 | 0 | #DIV/0! | #DIV/0! | #DIV/0! | #DIV/0! | #DIV/0! | #DIV/0! | #DIV/0! | #DIV/0! | #DIV/0! | #DIV/0! | #DIV/0! | #DIV/0! | #DIV/0! | #DIV/0! | #DIV/0! | #DIV/0! | #DIV/0! | #DIV/0! | #DIV/0! | #DIV/0! | 3078 | 0 | 0 | 0 | 0 | 0
6 | 6 | 2007 | 157 | 3 | 0.0033333 | 0 | #DIV/0! | #DIV/0! | #DIV/0! | #DIV/0! | #DIV/0! | #DIV/0! | #DIV/0! | #DIV/0! | #DIV/0! | #DIV/0! | #DIV/0! | #DIV/0! | #DIV/0! | #DIV/0! | #DIV/0! | #DIV/0! | #DIV/0! | #DIV/0! | #DIV/0! | #DIV/0! | 3079 | 0 | 0 | 0 | 0 | 0
6 | 7 | 2007 | 158 | 4 | 0 | 0 | #DIV/0! | #DIV/0! | #DIV/0! | #DIV/0! | #DIV/0! | #DIV/0! | #DIV/0! | #DIV/0! | #DIV/0! | #DIV/0! | #DIV/0! | #DIV/0! | #DIV/0! | #DIV/0! | #DIV/0! | #DIV/0! | #DIV/0! | #DIV/0! | #DIV/0! | #DIV/0! | 3080 | 0 | 0 | 0 | 0 | 0
6 | 8 | 2007 | 159 | 5 | 0.016667 | 0 | #DIV/0! | #DIV/0! | #DIV/0! | #DIV/0! | #DIV/0! | #DIV/0! | #DIV/0! | #DIV/0! | #DIV/0! | #DIV/0! | #DIV/0! | #DIV/0! | #DIV/0! | #DIV/0! | #DIV/0! | #DIV/0! | #DIV/0! | #DIV/0! | #DIV/0! | #DIV/0! | 3081 | 0 | 0 | 0 | 0 | 0
6 | 9 | 2007 | 160 | 6 | 0 | 0 | #DIV/0! | #DIV/0! | #DIV/0! | #DIV/0! | #DIV/0! | #DIV/0! | #DIV/0! | #DIV/0! | #DIV/0! | #DIV/0! | #DIV/0! | #DIV/0! | #DIV/0! | #DIV/0! | #DIV/0! | #DIV/0! | #DIV/0! | #DIV/0! | #DIV/0! | #DIV/0! | 3082 | 0 | 0 | 0 | 0 | 0
6 | 10 | 2007 | 161 | 7 | 0.10667 | 0 | #DIV/0! | #DIV/0! | #DIV/0! | #DIV/0! | #DIV/0! | #DIV/0! | #DIV/0! | #DIV/0! | #DIV/0! | #DIV/0! | #DIV/0! | #DIV/0! | #DIV/0! | #DIV/0! | #DIV/0! | #DIV/0! | #DIV/0! | #DIV/0! | #DIV/0! | #DIV/0! | 3083 | 0 | 0 | 0 | 0 | 0
6 | 11 | 2007 | 162 | 1 | 0 | 0 | #DIV/0! | #DIV/0! | #DIV/0! | #DIV/0! | #DIV/0! | #DIV/0! | #DIV/0! | #DIV/0! | #DIV/0! | #DIV/0! | #DIV/0! | #DIV/0! | #DIV/0! | #DIV/0! | #DIV/0! | #DIV/0! | #DIV/0! | #DIV/0! | #DIV/0! | #DIV/0! | 3084 | 0 | 0 | 0 | 0 | 0
6 | 12 | 2007 | 163 | 2 | 0.11 | 0 | #DIV/0! | #DIV/0! | #DIV/0! | #DIV/0! | #DIV/0! | #DIV/0! | #DIV/0! | #DIV/0! | #DIV/0! | #DIV/0! | #DIV/0! | #DIV/0! | #DIV/0! | #DIV/0! | #DIV/0! | #DIV/0! | #DIV/0! | #DIV/0! | #DIV/0! | #DIV/0! | 3085 | 0 | 0 | 0 | 0 | 0
6 | 13 | 2007 | 164 | 3 | 0.44333 | 0 | #DIV/0! | #DIV/0! | #DIV/0! | #DIV/0! | #DIV/0! | #DIV/0! | #DIV/0! | #DIV/0! | #DIV/0! | #DIV/0! | #DIV/0! | #DIV/0! | #DIV/0! | #DIV/0! | #DIV/0! | #DIV/0! | #DIV/0! | #DIV/0! | #DIV/0! | #DIV/0! | 3086 | 0 | 0 | 0 | 0 | 0
6 | 14 | 2007 | 165 | 4 | 0.013333 | 0 | #DIV/0! | #DIV/0! | #DIV/0! | #DIV/0! | #DIV/0! | #DIV/0! | #DIV/0! | #DIV/0! | #DIV/0! | #DIV/0! | #DIV/0! | #DIV/0! | #DIV/0! | #DIV/0! | #DIV/0! | #DIV/0! | #DIV/0! | #DIV/0! | #DIV/0! | #DIV/0! | 3087 | 0 | 0 | 0 | 0 | 0
6 | 15 | 2007 | 166 | 5 | 0 | 0 | #DIV/0! | #DIV/0! | #DIV/0! | #DIV/0! | #DIV/0! | #DIV/0! | #DIV/0! | #DIV/0! | #DIV/0! | #DIV/0! | #DIV/0! | #DIV/0! | #DIV/0! | #DIV/0! | #DIV/0! | #DIV/0! | #DIV/0! | #DIV/0! | #DIV/0! | #DIV/0! | 3088 | 0 | 0 | 0 | 0 | 0
6 | 16 | 2007 | 167 | 6 | 0 | 0 | #DIV/0! | #DIV/0! | #DIV/0! | #DIV/0! | #DIV/0! | #DIV/0! | #DIV/0! | #DIV/0! | #DIV/0! | #DIV/0! | #DIV/0! | #DIV/0! | #DIV/0! | #DIV/0! | #DIV/0! | #DIV/0! | #DIV/0! | #DIV/0! | #DIV/0! | #DIV/0! | 3089 | 0 | 0 | 0 | 0 | 0
6 | 17 | 2007 | 168 | 7 | 0 | 0 | #DIV/0! | #DIV/0! | #DIV/0! | #DIV/0! | #DIV/0! | #DIV/0! | #DIV/0! | #DIV/0! | #DIV/0! | #DIV/0! | #DIV/0! | #DIV/0! | #DIV/0! | #DIV/0! | #DIV/0! | #DIV/0! | #DIV/0! | #DIV/0! | #DIV/0! | #DIV/0! | 3090 | 0 | 0 | 0 | 0 | 0
6 | 18 | 2007 | 169 | 1 | 0 | 0 | #DIV/0! | #DIV/0! | #DIV/0! | #DIV/0! | #DIV/0! | #DIV/0! | #DIV/0! | #DIV/0! | #DIV/0! | #DIV/0! | #DIV/0! | #DIV/0! | #DIV/0! | #DIV/0! | #DIV/0! | #DIV/0! | #DIV/0! | #DIV/0! | #DIV/0! | #DIV/0! | 3091 | 0 | 0 | 0 | 0 | 0
6 | 19 | 2007 | 170 | 2 | 0.046667 | 0 | #DIV/0! | #DIV/0! | #DIV/0! | #DIV/0! | #DIV/0! | #DIV/0! | #DIV/0! | #DIV/0! | #DIV/0! | #DIV/0! | #DIV/0! | #DIV/0! | #DIV/0! | #DIV/0! | #DIV/0! | #DIV/0! | #DIV/0! | #DIV/0! | #DIV/0! | #DIV/0! | 3092 | 0 | 0 | 0 | 0 | 0
6 | 20 | 2007 | 171 | 3 | 0.023333 | 0 | #DIV/0! | #DIV/0! | #DIV/0! | #DIV/0! | #DIV/0! | #DIV/0! | #DIV/0! | #DIV/0! | #DIV/0! | #DIV/0! | #DIV/0! | #DIV/0! | #DIV/0! | #DIV/0! | #DIV/0! | #DIV/0! | #DIV/0! | #DIV/0! | #DIV/0! | #DIV/0! | 3093 | 0 | 0 | 0 | 0 | 0
6 | 21 | 2007 | 172 | 4 | 0.076667 | 0 | #DIV/0! | #DIV/0! | #DIV/0! | #DIV/0! | #DIV/0! | #DIV/0! | #DIV/0! | #DIV/0! | #DIV/0! | #DIV/0! | #DIV/0! | #DIV/0! | #DIV/0! | #DIV/0! | #DIV/0! | #DIV/0! | #DIV/0! | #DIV/0! | #DIV/0! | #DIV/0! | 3094 | 0 | 0 | 0 | 0 | 0
6 | 22 | 2007 | 173 | 5 | 0 | 0 | #DIV/0! | #DIV/0! | #DIV/0! | #DIV/0! | #DIV/0! | #DIV/0! | #DIV/0! | #DIV/0! | #DIV/0! | #DIV/0! | #DIV/0! | #DIV/0! | #DIV/0! | #DIV/0! | #DIV/0! | #DIV/0! | #DIV/0! | #DIV/0! | #DIV/0! | #DIV/0! | 3095 | 0 | 0 | 0 | 0 | 0
6 | 23 | 2007 | 174 | 6 | 0 | 0 | #DIV/0! | #DIV/0! | #DIV/0! | #DIV/0! | #DIV/0! | #DIV/0! | #DIV/0! | #DIV/0! | #DIV/0! | #DIV/0! | #DIV/0! | #DIV/0! | #DIV/0! | #DIV/0! | #DIV/0! | #DIV/0! | #DIV/0! | #DIV/0! | #DIV/0! | #DIV/0! | 3096 | 0 | 0 | 0 | 0 | 0
6 | 24 | 2007 | 175 | 7 | 0 | 0 | #DIV/0! | #DIV/0! | #DIV/0! | #DIV/0! | #DIV/0! | #DIV/0! | #DIV/0! | #DIV/0! | #DIV/0! | #DIV/0! | #DIV/0! | #DIV/0! | #DIV/0! | #DIV/0! | #DIV/0! | #DIV/0! | #DIV/0! | #DIV/0! | #DIV/0! | #DIV/0! | 3097 | 0 | 0 | 0 | 0 | 0
6 | 25 | 2007 | 176 | 1 | 0.0066667 | 0 | #DIV/0! | #DIV/0! | #DIV/0! | #DIV/0! | #DIV/0! | #DIV/0! | #DIV/0! | #DIV/0! | #DIV/0! | #DIV/0! | #DIV/0! | #DIV/0! | #DIV/0! | #DIV/0! | #DIV/0! | #DIV/0! | #DIV/0! | #DIV/0! | #DIV/0! | #DIV/0! | 3098 | 0 | 0 | 0 | 0 | 0
6 | 26 | 2007 | 177 | 2 | 0.063333 | 0 | #DIV/0! | #DIV/0! | #DIV/0! | #DIV/0! | #DIV/0! | #DIV/0! | #DIV/0! | #DIV/0! | #DIV/0! | #DIV/0! | #DIV/0! | #DIV/0! | #DIV/0! | #DIV/0! | #DIV/0! | #DIV/0! | #DIV/0! | #DIV/0! | #DIV/0! | #DIV/0! | 3099 | 0 | 0 | 0 | 0 | 0
6 | 27 | 2007 | 178 | 3 | 0 | 0 | #DIV/0! | #DIV/0! | #DIV/0! | #DIV/0! | #DIV/0! | #DIV/0! | #DIV/0! | #DIV/0! | #DIV/0! | #DIV/0! | #DIV/0! | #DIV/0! | #DIV/0! | #DIV/0! | #DIV/0! | #DIV/0! | #DIV/0! | #DIV/0! | #DIV/0! | #DIV/0! | 3100 | 0 | 0 | 0 | 0 | 0
6 | 28 | 2007 | 179 | 4 | 0.27333 | 0 | #DIV/0! | #DIV/0! | #DIV/0! | #DIV/0! | #DIV/0! | #DIV/0! | #DIV/0! | #DIV/0! | #DIV/0! | #DIV/0! | #DIV/0! | #DIV/0! | #DIV/0! | #DIV/0! | #DIV/0! | #DIV/0! | #DIV/0! | #DIV/0! | #DIV/0! | #DIV/0! | 3101 | 0 | 0 | 0 | 0 | 0
6 | 29 | 2007 | 180 | 5 | 0.0066667 | 0 | #DIV/0! | #DIV/0! | #DIV/0! | #DIV/0! | #DIV/0! | #DIV/0! | #DIV/0! | #DIV/0! | #DIV/0! | #DIV/0! | #DIV/0! | #DIV/0! | #DIV/0! | #DIV/0! | #DIV/0! | #DIV/0! | #DIV/0! | #DIV/0! | #DIV/0! | #DIV/0! | 3102 | 0 | 0 | 0 | 0 | 0
6 | 30 | 2007 | 181 | 6 | 0 | 0 | #DIV/0! | #DIV/0! | #DIV/0! | #DIV/0! | #DIV/0! | #DIV/0! | #DIV/0! | #DIV/0! | #DIV/0! | #DIV/0! | #DIV/0! | #DIV/0! | #DIV/0! | #DIV/0! | #DIV/0! | #DIV/0! | #DIV/0! | #DIV/0! | #DIV/0! | #DIV/0! | 3103 | 0 | 0 | 0 | 0 | 0
7 | 1 | 2007 | 182 | 7 | 0 | 0 | #DIV/0! | #DIV/0! | #DIV/0! | #DIV/0! | #DIV/0! | #DIV/0! | #DIV/0! | #DIV/0! | #DIV/0! | #DIV/0! | #DIV/0! | #DIV/0! | #DIV/0! | #DIV/0! | #DIV/0! | #DIV/0! | #DIV/0! | #DIV/0! | #DIV/0! | #DIV/0! | 3104 | 0 | 0 | 0 | 0 | 0
7 | 2 | 2007 | 183 | 1 | 0 | 0 | #DIV/0! | #DIV/0! | #DIV/0! | #DIV/0! | #DIV/0! | #DIV/0! | #DIV/0! | #DIV/0! | #DIV/0! | #DIV/0! | #DIV/0! | #DIV/0! | #DIV/0! | #DIV/0! | #DIV/0! | #DIV/0! | #DIV/0! | #DIV/0! | #DIV/0! | #DIV/0! | 3105 | 0 | 0 | 0 | 0 | 0
7 | 3 | 2007 | 184 | 2 | 0.036667 | 0 | #DIV/0! | #DIV/0! | #DIV/0! | #DIV/0! | #DIV/0! | #DIV/0! | #DIV/0! | #DIV/0! | #DIV/0! | #DIV/0! | #DIV/0! | #DIV/0! | #DIV/0! | #DIV/0! | #DIV/0! | #DIV/0! | #DIV/0! | #DIV/0! | #DIV/0! | #DIV/0! | 3106 | 0 | 0 | 0 | 0 | 0
7 | 4 | 2007 | 185 | 3 | 0.45 | 0 | #DIV/0! | #DIV/0! | #DIV/0! | #DIV/0! | #DIV/0! | #DIV/0! | #DIV/0! | #DIV/0! | #DIV/0! | #DIV/0! | #DIV/0! | #DIV/0! | #DIV/0! | #DIV/0! | #DIV/0! | #DIV/0! | #DIV/0! | #DIV/0! | #DIV/0! | #DIV/0! | 3107 | 0 | 0 | 0 | 0 | 0
7 | 5 | 2007 | 186 | 4 | 0.11333 | 0 | #DIV/0! | #DIV/0! | #DIV/0! | #DIV/0! | #DIV/0! | #DIV/0! | #DIV/0! | #DIV/0! | #DIV/0! | #DIV/0! | #DIV/0! | #DIV/0! | #DIV/0! | #DIV/0! | #DIV/0! | #DIV/0! | #DIV/0! | #DIV/0! | #DIV/0! | #DIV/0! | 3108 | 0 | 0 | 0 | 0 | 0
7 | 6 | 2007 | 187 | 5 | 0 | 0 | #DIV/0! | #DIV/0! | #DIV/0! | #DIV/0! | #DIV/0! | #DIV/0! | #DIV/0! | #DIV/0! | #DIV/0! | #DIV/0! | #DIV/0! | #DIV/0! | #DIV/0! | #DIV/0! | #DIV/0! | #DIV/0! | #DIV/0! | #DIV/0! | #DIV/0! | #DIV/0! | 3109 | 0 | 0 | 0 | 0 | 0
7 | 7 | 2007 | 188 | 6 | 0 | 0 | #DIV/0! | #DIV/0! | #DIV/0! | #DIV/0! | #DIV/0! | #DIV/0! | #DIV/0! | #DIV/0! | #DIV/0! | #DIV/0! | #DIV/0! | #DIV/0! | #DIV/0! | #DIV/0! | #DIV/0! | #DIV/0! | #DIV/0! | #DIV/0! | #DIV/0! | #DIV/0! | 3110 | 0 | 0 | 0 | 0 | 0
7 | 8 | 2007 | 189 | 7 | 0 | 0 | #DIV/0! | #DIV/0! | #DIV/0! | #DIV/0! | #DIV/0! | #DIV/0! | #DIV/0! | #DIV/0! | #DIV/0! | #DIV/0! | #DIV/0! | #DIV/0! | #DIV/0! | #DIV/0! | #DIV/0! | #DIV/0! | #DIV/0! | #DIV/0! | #DIV/0! | #DIV/0! | 3111 | 0 | 0 | 0 | 0 | 0
7 | 9 | 2007 | 190 | 1 | 0 | 0 | #DIV/0! | #DIV/0! | #DIV/0! | #DIV/0! | #DIV/0! | #DIV/0! | #DIV/0! | #DIV/0! | #DIV/0! | #DIV/0! | #DIV/0! | #DIV/0! | #DIV/0! | #DIV/0! | #DIV/0! | #DIV/0! | #DIV/0! | #DIV/0! | #DIV/0! | #DIV/0! | 3112 | 0 | 0 | 0 | 0 | 0
7 | 10 | 2007 | 191 | 2 | 0.85667 | 0 | #DIV/0! | #DIV/0! | #DIV/0! | #DIV/0! | #DIV/0! | #DIV/0! | #DIV/0! | #DIV/0! | #DIV/0! | #DIV/0! | #DIV/0! | #DIV/0! | #DIV/0! | #DIV/0! | #DIV/0! | #DIV/0! | #DIV/0! | #DIV/0! | #DIV/0! | #DIV/0! | 3113 | 0 | 0 | 0 | 0 | 0
7 | 11 | 2007 | 192 | 3 | 0.16667 | 0 | #DIV/0! | #DIV/0! | #DIV/0! | #DIV/0! | #DIV/0! | #DIV/0! | #DIV/0! | #DIV/0! | #DIV/0! | #DIV/0! | #DIV/0! | #DIV/0! | #DIV/0! | #DIV/0! | #DIV/0! | #DIV/0! | #DIV/0! | #DIV/0! | #DIV/0! | #DIV/0! | 3114 | 0 | 0 | 0 | 0 | 0
7 | 12 | 2007 | 193 | 4 | 0 | 0 | #DIV/0! | #DIV/0! | #DIV/0! | #DIV/0! | #DIV/0! | #DIV/0! | #DIV/0! | #DIV/0! | #DIV/0! | #DIV/0! | #DIV/0! | #DIV/0! | #DIV/0! | #DIV/0! | #DIV/0! | #DIV/0! | #DIV/0! | #DIV/0! | #DIV/0! | #DIV/0! | 3115 | 0 | 0 | 0 | 0 | 0
7 | 13 | 2007 | 194 | 5 | 0 | 0 | #DIV/0! | #DIV/0! | #DIV/0! | #DIV/0! | #DIV/0! | #DIV/0! | #DIV/0! | #DIV/0! | #DIV/0! | #DIV/0! | #DIV/0! | #DIV/0! | #DIV/0! | #DIV/0! | #DIV/0! | #DIV/0! | #DIV/0! | #DIV/0! | #DIV/0! | #DIV/0! | 3116 | 0 | 0 | 0 | 0 | 0
7 | 14 | 2007 | 195 | 6 | 0.01 | 0 | #DIV/0! | #DIV/0! | #DIV/0! | #DIV/0! | #DIV/0! | #DIV/0! | #DIV/0! | #DIV/0! | #DIV/0! | #DIV/0! | #DIV/0! | #DIV/0! | #DIV/0! | #DIV/0! | #DIV/0! | #DIV/0! | #DIV/0! | #DIV/0! | #DIV/0! | #DIV/0! | 3117 | 0 | 0 | 0 | 0 | 0
7 | 15 | 2007 | 196 | 7 | 0 | 0 | #DIV/0! | #DIV/0! | #DIV/0! | #DIV/0! | #DIV/0! | #DIV/0! | #DIV/0! | #DIV/0! | #DIV/0! | #DIV/0! | #DIV/0! | #DIV/0! | #DIV/0! | #DIV/0! | #DIV/0! | #DIV/0! | #DIV/0! | #DIV/0! | #DIV/0! | #DIV/0! | 3118 | 0 | 0 | 0 | 0 | 0
7 | 16 | 2007 | 197 | 1 | 0 | 0 | #DIV/0! | #DIV/0! | #DIV/0! | #DIV/0! | #DIV/0! | #DIV/0! | #DIV/0! | #DIV/0! | #DIV/0! | #DIV/0! | #DIV/0! | #DIV/0! | #DIV/0! | #DIV/0! | #DIV/0! | #DIV/0! | #DIV/0! | #DIV/0! | #DIV/0! | #DIV/0! | 3119 | 0 | 0 | 0 | 0 | 0
7 | 17 | 2007 | 198 | 2 | 0 | 0 | #DIV/0! | #DIV/0! | #DIV/0! | #DIV/0! | #DIV/0! | #DIV/0! | #DIV/0! | #DIV/0! | #DIV/0! | #DIV/0! | #DIV/0! | #DIV/0! | #DIV/0! | #DIV/0! | #DIV/0! | #DIV/0! | #DIV/0! | #DIV/0! | #DIV/0! | #DIV/0! | 3120 | 0 | 0 | 0 | 0 | 0
7 | 18 | 2007 | 199 | 3 | 0 | 0 | #DIV/0! | #DIV/0! | #DIV/0! | #DIV/0! | #DIV/0! | #DIV/0! | #DIV/0! | #DIV/0! | #DIV/0! | #DIV/0! | #DIV/0! | #DIV/0! | #DIV/0! | #DIV/0! | #DIV/0! | #DIV/0! | #DIV/0! | #DIV/0! | #DIV/0! | #DIV/0! | 3121 | 0 | 0 | 0 | 0 | 0
7 | 19 | 2007 | 200 | 4 | 0.046667 | 0 | #DIV/0! | #DIV/0! | #DIV/0! | #DIV/0! | #DIV/0! | #DIV/0! | #DIV/0! | #DIV/0! | #DIV/0! | #DIV/0! | #DIV/0! | #DIV/0! | #DIV/0! | #DIV/0! | #DIV/0! | #DIV/0! | #DIV/0! | #DIV/0! | #DIV/0! | #DIV/0! | 3122 | 0 | 0 | 0 | 0 | 0
7 | 20 | 2007 | 201 | 5 | 0 | 0 | #DIV/0! | #DIV/0! | #DIV/0! | #DIV/0! | #DIV/0! | #DIV/0! | #DIV/0! | #DIV/0! | #DIV/0! | #DIV/0! | #DIV/0! | #DIV/0! | #DIV/0! | #DIV/0! | #DIV/0! | #DIV/0! | #DIV/0! | #DIV/0! | #DIV/0! | #DIV/0! | 3123 | 0 | 0 | 0 | 0 | 0
7 | 21 | 2007 | 202 | 6 | 0 | 0 | #DIV/0! | #DIV/0! | #DIV/0! | #DIV/0! | #DIV/0! | #DIV/0! | #DIV/0! | #DIV/0! | #DIV/0! | #DIV/0! | #DIV/0! | #DIV/0! | #DIV/0! | #DIV/0! | #DIV/0! | #DIV/0! | #DIV/0! | #DIV/0! | #DIV/0! | #DIV/0! | 3124 | 0 | 0 | 0 | 0 | 0
7 | 22 | 2007 | 203 | 7 | 0 | 0 | #DIV/0! | #DIV/0! | #DIV/0! | #DIV/0! | #DIV/0! | #DIV/0! | #DIV/0! | #DIV/0! | #DIV/0! | #DIV/0! | #DIV/0! | #DIV/0! | #DIV/0! | #DIV/0! | #DIV/0! | #DIV/0! | #DIV/0! | #DIV/0! | #DIV/0! | #DIV/0! | 3125 | 0 | 0 | 0 | 0 | 0
7 | 23 | 2007 | 204 | 1 | 0 | 0 | #DIV/0! | #DIV/0! | #DIV/0! | #DIV/0! | #DIV/0! | #DIV/0! | #DIV/0! | #DIV/0! | #DIV/0! | #DIV/0! | #DIV/0! | #DIV/0! | #DIV/0! | #DIV/0! | #DIV/0! | #DIV/0! | #DIV/0! | #DIV/0! | #DIV/0! | #DIV/0! | 3126 | 0 | 0 | 0 | 0 | 0
7 | 24 | 2007 | 205 | 2 | 0.016667 | 0 | #DIV/0! | #DIV/0! | #DIV/0! | #DIV/0! | #DIV/0! | #DIV/0! | #DIV/0! | #DIV/0! | #DIV/0! | #DIV/0! | #DIV/0! | #DIV/0! | #DIV/0! | #DIV/0! | #DIV/0! | #DIV/0! | #DIV/0! | #DIV/0! | #DIV/0! | #DIV/0! | 3127 | 0 | 0 | 0 | 0 | 0
7 | 25 | 2007 | 206 | 3 | 0 | 0 | #DIV/0! | #DIV/0! | #DIV/0! | #DIV/0! | #DIV/0! | #DIV/0! | #DIV/0! | #DIV/0! | #DIV/0! | #DIV/0! | #DIV/0! | #DIV/0! | #DIV/0! | #DIV/0! | #DIV/0! | #DIV/0! | #DIV/0! | #DIV/0! | #DIV/0! | #DIV/0! | 3128 | 0 | 0 | 0 | 0 | 0
7 | 26 | 2007 | 207 | 4 | 0 | 0 | #DIV/0! | #DIV/0! | #DIV/0! | #DIV/0! | #DIV/0! | #DIV/0! | #DIV/0! | #DIV/0! | #DIV/0! | #DIV/0! | #DIV/0! | #DIV/0! | #DIV/0! | #DIV/0! | #DIV/0! | #DIV/0! | #DIV/0! | #DIV/0! | #DIV/0! | #DIV/0! | 3129 | 0 | 0 | 0 | 0 | 0
7 | 27 | 2007 | 208 | 5 | 0.20333 | 0 | #DIV/0! | #DIV/0! | #DIV/0! | #DIV/0! | #DIV/0! | #DIV/0! | #DIV/0! | #DIV/0! | #DIV/0! | #DIV/0! | #DIV/0! | #DIV/0! | #DIV/0! | #DIV/0! | #DIV/0! | #DIV/0! | #DIV/0! | #DIV/0! | #DIV/0! | #DIV/0! | 3130 | 0 | 0 | 0 | 0 | 0
7 | 28 | 2007 | 209 | 6 | 0.026667 | 0 | #DIV/0! | #DIV/0! | #DIV/0! | #DIV/0! | #DIV/0! | #DIV/0! | #DIV/0! | #DIV/0! | #DIV/0! | #DIV/0! | #DIV/0! | #DIV/0! | #DIV/0! | #DIV/0! | #DIV/0! | #DIV/0! | #DIV/0! | #DIV/0! | #DIV/0! | #DIV/0! | 3131 | 0 | 0 | 0 | 0 | 0
7 | 29 | 2007 | 210 | 7 | 0.53 | 0 | #DIV/0! | #DIV/0! | #DIV/0! | #DIV/0! | #DIV/0! | #DIV/0! | #DIV/0! | #DIV/0! | #DIV/0! | #DIV/0! | #DIV/0! | #DIV/0! | #DIV/0! | #DIV/0! | #DIV/0! | #DIV/0! | #DIV/0! | #DIV/0! | #DIV/0! | #DIV/0! | 3132 | 0 | 0 | 0 | 0 | 0
7 | 30 | 2007 | 211 | 1 | 0.03 | 0 | #DIV/0! | #DIV/0! | #DIV/0! | #DIV/0! | #DIV/0! | #DIV/0! | #DIV/0! | #DIV/0! | #DIV/0! | #DIV/0! | #DIV/0! | #DIV/0! | #DIV/0! | #DIV/0! | #DIV/0! | #DIV/0! | #DIV/0! | #DIV/0! | #DIV/0! | #DIV/0! | 3133 | 0 | 0 | 0 | 0 | 0
7 | 31 | 2007 | 212 | 2 | 0 | 0 | #DIV/0! | #DIV/0! | #DIV/0! | #DIV/0! | #DIV/0! | #DIV/0! | #DIV/0! | #DIV/0! | #DIV/0! | #DIV/0! | #DIV/0! | #DIV/0! | #DIV/0! | #DIV/0! | #DIV/0! | #DIV/0! | #DIV/0! | #DIV/0! | #DIV/0! | #DIV/0! | 3134 | 0 | 0 | 0 | 0 | 0
8 | 1 | 2007 | 213 | 3 | 0 | 0 | #DIV/0! | #DIV/0! | #DIV/0! | #DIV/0! | #DIV/0! | #DIV/0! | #DIV/0! | #DIV/0! | #DIV/0! | #DIV/0! | #DIV/0! | #DIV/0! | #DIV/0! | #DIV/0! | #DIV/0! | #DIV/0! | #DIV/0! | #DIV/0! | #DIV/0! | #DIV/0! | 3135 | 0 | 0 | 0 | 0 | 0
8 | 2 | 2007 | 214 | 4 | 0 | 0 | #DIV/0! | #DIV/0! | #DIV/0! | #DIV/0! | #DIV/0! | #DIV/0! | #DIV/0! | #DIV/0! | #DIV/0! | #DIV/0! | #DIV/0! | #DIV/0! | #DIV/0! | #DIV/0! | #DIV/0! | #DIV/0! | #DIV/0! | #DIV/0! | #DIV/0! | #DIV/0! | 3136 | 0 | 0 | 0 | 0 | 0
8 | 3 | 2007 | 215 | 5 | 0 | 0 | #DIV/0! | #DIV/0! | #DIV/0! | #DIV/0! | #DIV/0! | #DIV/0! | #DIV/0! | #DIV/0! | #DIV/0! | #DIV/0! | #DIV/0! | #DIV/0! | #DIV/0! | #DIV/0! | #DIV/0! | #DIV/0! | #DIV/0! | #DIV/0! | #DIV/0! | #DIV/0! | 3137 | 0 | 0 | 0 | 0 | 0
8 | 4 | 2007 | 216 | 6 | 0 | 0 | #DIV/0! | #DIV/0! | #DIV/0! | #DIV/0! | #DIV/0! | #DIV/0! | #DIV/0! | #DIV/0! | #DIV/0! | #DIV/0! | #DIV/0! | #DIV/0! | #DIV/0! | #DIV/0! | #DIV/0! | #DIV/0! | #DIV/0! | #DIV/0! | #DIV/0! | #DIV/0! | 3138 | 0 | 0 | 0 | 0 | 0
8 | 5 | 2007 | 217 | 7 | 0.066667 | 0 | #DIV/0! | #DIV/0! | #DIV/0! | #DIV/0! | #DIV/0! | #DIV/0! | #DIV/0! | #DIV/0! | #DIV/0! | #DIV/0! | #DIV/0! | #DIV/0! | #DIV/0! | #DIV/0! | #DIV/0! | #DIV/0! | #DIV/0! | #DIV/0! | #DIV/0! | #DIV/0! | 3139 | 0 | 0 | 0 | 0 | 0
8 | 6 | 2007 | 218 | 1 | 0.12333 | 0 | #DIV/0! | #DIV/0! | #DIV/0! | #DIV/0! | #DIV/0! | #DIV/0! | #DIV/0! | #DIV/0! | #DIV/0! | #DIV/0! | #DIV/0! | #DIV/0! | #DIV/0! | #DIV/0! | #DIV/0! | #DIV/0! | #DIV/0! | #DIV/0! | #DIV/0! | #DIV/0! | 3140 | 0 | 0 | 0 | 0 | 0
8 | 7 | 2007 | 219 | 2 | 0 | 0 | #DIV/0! | #DIV/0! | #DIV/0! | #DIV/0! | #DIV/0! | #DIV/0! | #DIV/0! | #DIV/0! | #DIV/0! | #DIV/0! | #DIV/0! | #DIV/0! | #DIV/0! | #DIV/0! | #DIV/0! | #DIV/0! | #DIV/0! | #DIV/0! | #DIV/0! | #DIV/0! | 3141 | 0 | 0 | 0 | 0 | 0
8 | 8 | 2007 | 220 | 3 | 0 | 0 | #DIV/0! | #DIV/0! | #DIV/0! | #DIV/0! | #DIV/0! | #DIV/0! | #DIV/0! | #DIV/0! | #DIV/0! | #DIV/0! | #DIV/0! | #DIV/0! | #DIV/0! | #DIV/0! | #DIV/0! | #DIV/0! | #DIV/0! | #DIV/0! | #DIV/0! | #DIV/0! | 3142 | 0 | 0 | 0 | 0 | 0
8 | 9 | 2007 | 221 | 4 | 0.23 | 0 | #DIV/0! | #DIV/0! | #DIV/0! | #DIV/0! | #DIV/0! | #DIV/0! | #DIV/0! | #DIV/0! | #DIV/0! | #DIV/0! | #DIV/0! | #DIV/0! | #DIV/0! | #DIV/0! | #DIV/0! | #DIV/0! | #DIV/0! | #DIV/0! | #DIV/0! | #DIV/0! | 3143 | 0 | 0 | 0 | 0 | 0
8 | 10 | 2007 | 222 | 5 | 0 | 0 | #DIV/0! | #DIV/0! | #DIV/0! | #DIV/0! | #DIV/0! | #DIV/0! | #DIV/0! | #DIV/0! | #DIV/0! | #DIV/0! | #DIV/0! | #DIV/0! | #DIV/0! | #DIV/0! | #DIV/0! | #DIV/0! | #DIV/0! | #DIV/0! | #DIV/0! | #DIV/0! | 3144 | 0 | 0 | 0 | 0 | 0
8 | 11 | 2007 | 223 | 6 | 0 | 0 | #DIV/0! | #DIV/0! | #DIV/0! | #DIV/0! | #DIV/0! | #DIV/0! | #DIV/0! | #DIV/0! | #DIV/0! | #DIV/0! | #DIV/0! | #DIV/0! | #DIV/0! | #DIV/0! | #DIV/0! | #DIV/0! | #DIV/0! | #DIV/0! | #DIV/0! | #DIV/0! | 3145 | 0 | 0 | 0 | 0 | 0
8 | 12 | 2007 | 224 | 7 | 0 | 0 | #DIV/0! | #DIV/0! | #DIV/0! | #DIV/0! | #DIV/0! | #DIV/0! | #DIV/0! | #DIV/0! | #DIV/0! | #DIV/0! | #DIV/0! | #DIV/0! | #DIV/0! | #DIV/0! | #DIV/0! | #DIV/0! | #DIV/0! | #DIV/0! | #DIV/0! | #DIV/0! | 3146 | 0 | 0 | 0 | 0 | 0
8 | 13 | 2007 | 225 | 1 | 0.026667 | 0 | #DIV/0! | #DIV/0! | #DIV/0! | #DIV/0! | #DIV/0! | #DIV/0! | #DIV/0! | #DIV/0! | #DIV/0! | #DIV/0! | #DIV/0! | #DIV/0! | #DIV/0! | #DIV/0! | #DIV/0! | #DIV/0! | #DIV/0! | #DIV/0! | #DIV/0! | #DIV/0! | 3147 | 0 | 0 | 0 | 0 | 0
8 | 14 | 2007 | 226 | 2 | 0 | 0 | #DIV/0! | #DIV/0! | #DIV/0! | #DIV/0! | #DIV/0! | #DIV/0! | #DIV/0! | #DIV/0! | #DIV/0! | #DIV/0! | #DIV/0! | #DIV/0! | #DIV/0! | #DIV/0! | #DIV/0! | #DIV/0! | #DIV/0! | #DIV/0! | #DIV/0! | #DIV/0! | 3148 | 0 | 0 | 0 | 0 | 0
8 | 15 | 2007 | 227 | 3 | 0 | 0 | #DIV/0! | #DIV/0! | #DIV/0! | #DIV/0! | #DIV/0! | #DIV/0! | #DIV/0! | #DIV/0! | #DIV/0! | #DIV/0! | #DIV/0! | #DIV/0! | #DIV/0! | #DIV/0! | #DIV/0! | #DIV/0! | #DIV/0! | #DIV/0! | #DIV/0! | #DIV/0! | 3149 | 0 | 0 | 0 | 0 | 0
8 | 16 | 2007 | 228 | 4 | 0.093333 | 0 | #DIV/0! | #DIV/0! | #DIV/0! | #DIV/0! | #DIV/0! | #DIV/0! | #DIV/0! | #DIV/0! | #DIV/0! | #DIV/0! | #DIV/0! | #DIV/0! | #DIV/0! | #DIV/0! | #DIV/0! | #DIV/0! | #DIV/0! | #DIV/0! | #DIV/0! | #DIV/0! | 3150 | 0 | 0 | 0 | 0 | 0
8 | 17 | 2007 | 229 | 5 | 0.043333 | 0 | #DIV/0! | #DIV/0! | #DIV/0! | #DIV/0! | #DIV/0! | #DIV/0! | #DIV/0! | #DIV/0! | #DIV/0! | #DIV/0! | #DIV/0! | #DIV/0! | #DIV/0! | #DIV/0! | #DIV/0! | #DIV/0! | #DIV/0! | #DIV/0! | #DIV/0! | #DIV/0! | 3151 | 0 | 0 | 0 | 0 | 0
8 | 18 | 2007 | 230 | 6 | 0 | 0 | #DIV/0! | #DIV/0! | #DIV/0! | #DIV/0! | #DIV/0! | #DIV/0! | #DIV/0! | #DIV/0! | #DIV/0! | #DIV/0! | #DIV/0! | #DIV/0! | #DIV/0! | #DIV/0! | #DIV/0! | #DIV/0! | #DIV/0! | #DIV/0! | #DIV/0! | #DIV/0! | 3152 | 0 | 0 | 0 | 0 | 0
8 | 19 | 2007 | 231 | 7 | 0.05 | 0 | #DIV/0! | #DIV/0! | #DIV/0! | #DIV/0! | #DIV/0! | #DIV/0! | #DIV/0! | #DIV/0! | #DIV/0! | #DIV/0! | #DIV/0! | #DIV/0! | #DIV/0! | #DIV/0! | #DIV/0! | #DIV/0! | #DIV/0! | #DIV/0! | #DIV/0! | #DIV/0! | 3153 | 0 | 0 | 0 | 0 | 0
8 | 20 | 2007 | 232 | 1 | 0.66333 | 0 | #DIV/0! | #DIV/0! | #DIV/0! | #DIV/0! | #DIV/0! | #DIV/0! | #DIV/0! | #DIV/0! | #DIV/0! | #DIV/0! | #DIV/0! | #DIV/0! | #DIV/0! | #DIV/0! | #DIV/0! | #DIV/0! | #DIV/0! | #DIV/0! | #DIV/0! | #DIV/0! | 3154 | 0 | 0 | 0 | 0 | 0
8 | 21 | 2007 | 233 | 2 | 0.90333 | 0 | #DIV/0! | #DIV/0! | #DIV/0! | #DIV/0! | #DIV/0! | #DIV/0! | #DIV/0! | #DIV/0! | #DIV/0! | #DIV/0! | #DIV/0! | #DIV/0! | #DIV/0! | #DIV/0! | #DIV/0! | #DIV/0! | #DIV/0! | #DIV/0! | #DIV/0! | #DIV/0! | 3155 | 0 | 0 | 0 | 0 | 0
8 | 22 | 2007 | 234 | 3 | 0.01 | 0 | #DIV/0! | #DIV/0! | #DIV/0! | #DIV/0! | #DIV/0! | #DIV/0! | #DIV/0! | #DIV/0! | #DIV/0! | #DIV/0! | #DIV/0! | #DIV/0! | #DIV/0! | #DIV/0! | #DIV/0! | #DIV/0! | #DIV/0! | #DIV/0! | #DIV/0! | #DIV/0! | 3156 | 0 | 0 | 0 | 0 | 0
8 | 23 | 2007 | 235 | 4 | 0 | 0 | #DIV/0! | #DIV/0! | #DIV/0! | #DIV/0! | #DIV/0! | #DIV/0! | #DIV/0! | #DIV/0! | #DIV/0! | #DIV/0! | #DIV/0! | #DIV/0! | #DIV/0! | #DIV/0! | #DIV/0! | #DIV/0! | #DIV/0! | #DIV/0! | #DIV/0! | #DIV/0! | 3157 | 0 | 0 | 0 | 0 | 0
8 | 24 | 2007 | 236 | 5 | 0 | 0 | #DIV/0! | #DIV/0! | #DIV/0! | #DIV/0! | #DIV/0! | #DIV/0! | #DIV/0! | #DIV/0! | #DIV/0! | #DIV/0! | #DIV/0! | #DIV/0! | #DIV/0! | #DIV/0! | #DIV/0! | #DIV/0! | #DIV/0! | #DIV/0! | #DIV/0! | #DIV/0! | 3158 | 0 | 0 | 0 | 0 | 0
8 | 25 | 2007 | 237 | 6 | 0.45 | 0 | #DIV/0! | #DIV/0! | #DIV/0! | #DIV/0! | #DIV/0! | #DIV/0! | #DIV/0! | #DIV/0! | #DIV/0! | #DIV/0! | #DIV/0! | #DIV/0! | #DIV/0! | #DIV/0! | #DIV/0! | #DIV/0! | #DIV/0! | #DIV/0! | #DIV/0! | #DIV/0! | 3159 | 0 | 0 | 0 | 0 | 0
8 | 26 | 2007 | 238 | 7 | 0.08 | 0 | #DIV/0! | #DIV/0! | #DIV/0! | #DIV/0! | #DIV/0! | #DIV/0! | #DIV/0! | #DIV/0! | #DIV/0! | #DIV/0! | #DIV/0! | #DIV/0! | #DIV/0! | #DIV/0! | #DIV/0! | #DIV/0! | #DIV/0! | #DIV/0! | #DIV/0! | #DIV/0! | 3160 | 0 | 0 | 0 | 0 | 0
8 | 27 | 2007 | 239 | 1 | 0 | 0 | #DIV/0! | #DIV/0! | #DIV/0! | #DIV/0! | #DIV/0! | #DIV/0! | #DIV/0! | #DIV/0! | #DIV/0! | #DIV/0! | #DIV/0! | #DIV/0! | #DIV/0! | #DIV/0! | #DIV/0! | #DIV/0! | #DIV/0! | #DIV/0! | #DIV/0! | #DIV/0! | 3161 | 0 | 0 | 0 | 0 | 0
8 | 28 | 2007 | 240 | 2 | 0 | 0 | #DIV/0! | #DIV/0! | #DIV/0! | #DIV/0! | #DIV/0! | #DIV/0! | #DIV/0! | #DIV/0! | #DIV/0! | #DIV/0! | #DIV/0! | #DIV/0! | #DIV/0! | #DIV/0! | #DIV/0! | #DIV/0! | #DIV/0! | #DIV/0! | #DIV/0! | #DIV/0! | 3162 | 0 | 0 | 0 | 0 | 0
8 | 29 | 2007 | 241 | 3 | 0 | 0 | #DIV/0! | #DIV/0! | #DIV/0! | #DIV/0! | #DIV/0! | #DIV/0! | #DIV/0! | #DIV/0! | #DIV/0! | #DIV/0! | #DIV/0! | #DIV/0! | #DIV/0! | #DIV/0! | #DIV/0! | #DIV/0! | #DIV/0! | #DIV/0! | #DIV/0! | #DIV/0! | 3163 | 0 | 0 | 0 | 0 | 0
8 | 30 | 2007 | 242 | 4 | 0 | 0 | #DIV/0! | #DIV/0! | #DIV/0! | #DIV/0! | #DIV/0! | #DIV/0! | #DIV/0! | #DIV/0! | #DIV/0! | #DIV/0! | #DIV/0! | #DIV/0! | #DIV/0! | #DIV/0! | #DIV/0! | #DIV/0! | #DIV/0! | #DIV/0! | #DIV/0! | #DIV/0! | 3164 | 0 | 0 | 0 | 0 | 0
8 | 31 | 2007 | 243 | 5 | 0 | 0 | #DIV/0! | #DIV/0! | #DIV/0! | #DIV/0! | #DIV/0! | #DIV/0! | #DIV/0! | #DIV/0! | #DIV/0! | #DIV/0! | #DIV/0! | #DIV/0! | #DIV/0! | #DIV/0! | #DIV/0! | #DIV/0! | #DIV/0! | #DIV/0! | #DIV/0! | #DIV/0! | 3165 | 0 | 0 | 0 | 0 | 0
9 | 1 | 2007 | 244 | 6 | 0 | 0 | #DIV/0! | #DIV/0! | #DIV/0! | #DIV/0! | #DIV/0! | #DIV/0! | #DIV/0! | #DIV/0! | #DIV/0! | #DIV/0! | #DIV/0! | #DIV/0! | #DIV/0! | #DIV/0! | #DIV/0! | #DIV/0! | #DIV/0! | #DIV/0! | #DIV/0! | #DIV/0! | 3166 | 0 | 0 | 0 | 0 | 0
9 | 2 | 2007 | 245 | 7 | 0 | 0 | #DIV/0! | #DIV/0! | #DIV/0! | #DIV/0! | #DIV/0! | #DIV/0! | #DIV/0! | #DIV/0! | #DIV/0! | #DIV/0! | #DIV/0! | #DIV/0! | #DIV/0! | #DIV/0! | #DIV/0! | #DIV/0! | #DIV/0! | #DIV/0! | #DIV/0! | #DIV/0! | 3167 | 0 | 0 | 0 | 0 | 0
9 | 3 | 2007 | 246 | 1 | 0 | 0 | #DIV/0! | #DIV/0! | #DIV/0! | #DIV/0! | #DIV/0! | #DIV/0! | #DIV/0! | #DIV/0! | #DIV/0! | #DIV/0! | #DIV/0! | #DIV/0! | #DIV/0! | #DIV/0! | #DIV/0! | #DIV/0! | #DIV/0! | #DIV/0! | #DIV/0! | #DIV/0! | 3168 | 0 | 0 | 0 | 0 | 0
9 | 4 | 2007 | 247 | 2 | 0 | 0 | #DIV/0! | #DIV/0! | #DIV/0! | #DIV/0! | #DIV/0! | #DIV/0! | #DIV/0! | #DIV/0! | #DIV/0! | #DIV/0! | #DIV/0! | #DIV/0! | #DIV/0! | #DIV/0! | #DIV/0! | #DIV/0! | #DIV/0! | #DIV/0! | #DIV/0! | #DIV/0! | 3169 | 0 | 0 | 0 | 0 | 0
9 | 5 | 2007 | 248 | 3 | 0 | 0 | #DIV/0! | #DIV/0! | #DIV/0! | #DIV/0! | #DIV/0! | #DIV/0! | #DIV/0! | #DIV/0! | #DIV/0! | #DIV/0! | #DIV/0! | #DIV/0! | #DIV/0! | #DIV/0! | #DIV/0! | #DIV/0! | #DIV/0! | #DIV/0! | #DIV/0! | #DIV/0! | 3170 | 0 | 0 | 0 | 0 | 0
9 | 6 | 2007 | 249 | 4 | 0 | 0 | #DIV/0! | #DIV/0! | #DIV/0! | #DIV/0! | #DIV/0! | #DIV/0! | #DIV/0! | #DIV/0! | #DIV/0! | #DIV/0! | #DIV/0! | #DIV/0! | #DIV/0! | #DIV/0! | #DIV/0! | #DIV/0! | #DIV/0! | #DIV/0! | #DIV/0! | #DIV/0! | 3171 | 0 | 0 | 0 | 0 | 0
9 | 7 | 2007 | 250 | 5 | 0 | 0 | #DIV/0! | #DIV/0! | #DIV/0! | #DIV/0! | #DIV/0! | #DIV/0! | #DIV/0! | #DIV/0! | #DIV/0! | #DIV/0! | #DIV/0! | #DIV/0! | #DIV/0! | #DIV/0! | #DIV/0! | #DIV/0! | #DIV/0! | #DIV/0! | #DIV/0! | #DIV/0! | 3172 | 0 | 0 | 0 | 0 | 0
9 | 8 | 2007 | 251 | 6 | 0 | 0 | #DIV/0! | #DIV/0! | #DIV/0! | #DIV/0! | #DIV/0! | #DIV/0! | #DIV/0! | #DIV/0! | #DIV/0! | #DIV/0! | #DIV/0! | #DIV/0! | #DIV/0! | #DIV/0! | #DIV/0! | #DIV/0! | #DIV/0! | #DIV/0! | #DIV/0! | #DIV/0! | 3173 | 0 | 0 | 0 | 0 | 0
9 | 9 | 2007 | 252 | 7 | 0 | 0 | #DIV/0! | #DIV/0! | #DIV/0! | #DIV/0! | #DIV/0! | #DIV/0! | #DIV/0! | #DIV/0! | #DIV/0! | #DIV/0! | #DIV/0! | #DIV/0! | #DIV/0! | #DIV/0! | #DIV/0! | #DIV/0! | #DIV/0! | #DIV/0! | #DIV/0! | #DIV/0! | 3174 | 0 | 0 | 0 | 0 | 0
9 | 10 | 2007 | 253 | 1 | 0.36 | 0 | #DIV/0! | #DIV/0! | #DIV/0! | #DIV/0! | #DIV/0! | #DIV/0! | #DIV/0! | #DIV/0! | #DIV/0! | #DIV/0! | #DIV/0! | #DIV/0! | #DIV/0! | #DIV/0! | #DIV/0! | #DIV/0! | #DIV/0! | #DIV/0! | #DIV/0! | #DIV/0! | 3175 | 0 | 0 | 0 | 0 | 0
9 | 11 | 2007 | 254 | 2 | 0.1 | 0 | #DIV/0! | #DIV/0! | #DIV/0! | #DIV/0! | #DIV/0! | #DIV/0! | #DIV/0! | #DIV/0! | #DIV/0! | #DIV/0! | #DIV/0! | #DIV/0! | #DIV/0! | #DIV/0! | #DIV/0! | #DIV/0! | #DIV/0! | #DIV/0! | #DIV/0! | #DIV/0! | 3176 | 0 | 0 | 0 | 0 | 0
9 | 12 | 2007 | 255 | 3 | 0 | 0 | #DIV/0! | #DIV/0! | #DIV/0! | #DIV/0! | #DIV/0! | #DIV/0! | #DIV/0! | #DIV/0! | #DIV/0! | #DIV/0! | #DIV/0! | #DIV/0! | #DIV/0! | #DIV/0! | #DIV/0! | #DIV/0! | #DIV/0! | #DIV/0! | #DIV/0! | #DIV/0! | 3177 | 0 | 0 | 0 | 0 | 0
9 | 13 | 2007 | 256 | 4 | 0 | 0 | #DIV/0! | #DIV/0! | #DIV/0! | #DIV/0! | #DIV/0! | #DIV/0! | #DIV/0! | #DIV/0! | #DIV/0! | #DIV/0! | #DIV/0! | #DIV/0! | #DIV/0! | #DIV/0! | #DIV/0! | #DIV/0! | #DIV/0! | #DIV/0! | #DIV/0! | #DIV/0! | 3178 | 0 | 0 | 0 | 0 | 0
9 | 14 | 2007 | 257 | 5 | 0.12 | 0 | #DIV/0! | #DIV/0! | #DIV/0! | #DIV/0! | #DIV/0! | #DIV/0! | #DIV/0! | #DIV/0! | #DIV/0! | #DIV/0! | #DIV/0! | #DIV/0! | #DIV/0! | #DIV/0! | #DIV/0! | #DIV/0! | #DIV/0! | #DIV/0! | #DIV/0! | #DIV/0! | 3179 | 0 | 0 | 0 | 0 | 0
9 | 15 | 2007 | 258 | 6 | 0.0066667 | 0 | #DIV/0! | #DIV/0! | #DIV/0! | #DIV/0! | #DIV/0! | #DIV/0! | #DIV/0! | #DIV/0! | #DIV/0! | #DIV/0! | #DIV/0! | #DIV/0! | #DIV/0! | #DIV/0! | #DIV/0! | #DIV/0! | #DIV/0! | #DIV/0! | #DIV/0! | #DIV/0! | 3180 | 0 | 0 | 0 | 0 | 0
9 | 16 | 2007 | 259 | 7 | 0 | 0 | #DIV/0! | #DIV/0! | #DIV/0! | #DIV/0! | #DIV/0! | #DIV/0! | #DIV/0! | #DIV/0! | #DIV/0! | #DIV/0! | #DIV/0! | #DIV/0! | #DIV/0! | #DIV/0! | #DIV/0! | #DIV/0! | #DIV/0! | #DIV/0! | #DIV/0! | #DIV/0! | 3181 | 0 | 0 | 0 | 0 | 0
9 | 17 | 2007 | 260 | 1 | 0 | 0 | #DIV/0! | #DIV/0! | #DIV/0! | #DIV/0! | #DIV/0! | #DIV/0! | #DIV/0! | #DIV/0! | #DIV/0! | #DIV/0! | #DIV/0! | #DIV/0! | #DIV/0! | #DIV/0! | #DIV/0! | #DIV/0! | #DIV/0! | #DIV/0! | #DIV/0! | #DIV/0! | 3182 | 0 | 0 | 0 | 0 | 0
9 | 18 | 2007 | 261 | 2 | 0 | 0 | #DIV/0! | #DIV/0! | #DIV/0! | #DIV/0! | #DIV/0! | #DIV/0! | #DIV/0! | #DIV/0! | #DIV/0! | #DIV/0! | #DIV/0! | #DIV/0! | #DIV/0! | #DIV/0! | #DIV/0! | #DIV/0! | #DIV/0! | #DIV/0! | #DIV/0! | #DIV/0! | 3183 | 0 | 0 | 0 | 0 | 0
9 | 19 | 2007 | 262 | 3 | 0 | 0 | #DIV/0! | #DIV/0! | #DIV/0! | #DIV/0! | #DIV/0! | #DIV/0! | #DIV/0! | #DIV/0! | #DIV/0! | #DIV/0! | #DIV/0! | #DIV/0! | #DIV/0! | #DIV/0! | #DIV/0! | #DIV/0! | #DIV/0! | #DIV/0! | #DIV/0! | #DIV/0! | 3184 | 0 | 0 | 0 | 0 | 0
9 | 20 | 2007 | 263 | 4 | 0 | 0 | #DIV/0! | #DIV/0! | #DIV/0! | #DIV/0! | #DIV/0! | #DIV/0! | #DIV/0! | #DIV/0! | #DIV/0! | #DIV/0! | #DIV/0! | #DIV/0! | #DIV/0! | #DIV/0! | #DIV/0! | #DIV/0! | #DIV/0! | #DIV/0! | #DIV/0! | #DIV/0! | 3185 | 0 | 0 | 0 | 0 | 0
9 | 21 | 2007 | 264 | 5 | 0 | 0 | #DIV/0! | #DIV/0! | #DIV/0! | #DIV/0! | #DIV/0! | #DIV/0! | #DIV/0! | #DIV/0! | #DIV/0! | #DIV/0! | #DIV/0! | #DIV/0! | #DIV/0! | #DIV/0! | #DIV/0! | #DIV/0! | #DIV/0! | #DIV/0! | #DIV/0! | #DIV/0! | 3186 | 0 | 0 | 0 | 0 | 0
9 | 22 | 2007 | 265 | 6 | 0 | 0 | #DIV/0! | #DIV/0! | #DIV/0! | #DIV/0! | #DIV/0! | #DIV/0! | #DIV/0! | #DIV/0! | #DIV/0! | #DIV/0! | #DIV/0! | #DIV/0! | #DIV/0! | #DIV/0! | #DIV/0! | #DIV/0! | #DIV/0! | #DIV/0! | #DIV/0! | #DIV/0! | 3187 | 0 | 0 | 0 | 0 | 0
9 | 23 | 2007 | 266 | 7 | 0 | 0 | #DIV/0! | #DIV/0! | #DIV/0! | #DIV/0! | #DIV/0! | #DIV/0! | #DIV/0! | #DIV/0! | #DIV/0! | #DIV/0! | #DIV/0! | #DIV/0! | #DIV/0! | #DIV/0! | #DIV/0! | #DIV/0! | #DIV/0! | #DIV/0! | #DIV/0! | #DIV/0! | 3188 | 0 | 0 | 0 | 0 | 0
9 | 24 | 2007 | 267 | 1 | 0 | 0 | #DIV/0! | #DIV/0! | #DIV/0! | #DIV/0! | #DIV/0! | #DIV/0! | #DIV/0! | #DIV/0! | #DIV/0! | #DIV/0! | #DIV/0! | #DIV/0! | #DIV/0! | #DIV/0! | #DIV/0! | #DIV/0! | #DIV/0! | #DIV/0! | #DIV/0! | #DIV/0! | 3189 | 0 | 0 | 0 | 0 | 0
9 | 25 | 2007 | 268 | 2 | 0 | 0 | #DIV/0! | #DIV/0! | #DIV/0! | #DIV/0! | #DIV/0! | #DIV/0! | #DIV/0! | #DIV/0! | #DIV/0! | #DIV/0! | #DIV/0! | #DIV/0! | #DIV/0! | #DIV/0! | #DIV/0! | #DIV/0! | #DIV/0! | #DIV/0! | #DIV/0! | #DIV/0! | 3190 | 0 | 0 | 0 | 0 | 0
9 | 26 | 2007 | 269 | 3 | 0 | 0 | #DIV/0! | #DIV/0! | #DIV/0! | #DIV/0! | #DIV/0! | #DIV/0! | #DIV/0! | #DIV/0! | #DIV/0! | #DIV/0! | #DIV/0! | #DIV/0! | #DIV/0! | #DIV/0! | #DIV/0! | #DIV/0! | #DIV/0! | #DIV/0! | #DIV/0! | #DIV/0! | 3191 | 0 | 0 | 0 | 0 | 0
9 | 27 | 2007 | 270 | 4 | 0.19667 | 0 | #DIV/0! | #DIV/0! | #DIV/0! | #DIV/0! | #DIV/0! | #DIV/0! | #DIV/0! | #DIV/0! | #DIV/0! | #DIV/0! | #DIV/0! | #DIV/0! | #DIV/0! | #DIV/0! | #DIV/0! | #DIV/0! | #DIV/0! | #DIV/0! | #DIV/0! | #DIV/0! | 3192 | 0 | 0 | 0 | 0 | 0
9 | 28 | 2007 | 271 | 5 | 0 | 0 | #DIV/0! | #DIV/0! | #DIV/0! | #DIV/0! | #DIV/0! | #DIV/0! | #DIV/0! | #DIV/0! | #DIV/0! | #DIV/0! | #DIV/0! | #DIV/0! | #DIV/0! | #DIV/0! | #DIV/0! | #DIV/0! | #DIV/0! | #DIV/0! | #DIV/0! | #DIV/0! | 3193 | 0 | 0 | 0 | 0 | 0
9 | 29 | 2007 | 272 | 6 | 0 | 0 | #DIV/0! | #DIV/0! | #DIV/0! | #DIV/0! | #DIV/0! | #DIV/0! | #DIV/0! | #DIV/0! | #DIV/0! | #DIV/0! | #DIV/0! | #DIV/0! | #DIV/0! | #DIV/0! | #DIV/0! | #DIV/0! | #DIV/0! | #DIV/0! | #DIV/0! | #DIV/0! | 3194 | 0 | 0 | 0 | 0 | 0
9 | 30 | 2007 | 273 | 7 | 0 | 0 | #DIV/0! | #DIV/0! | #DIV/0! | #DIV/0! | #DIV/0! | #DIV/0! | #DIV/0! | #DIV/0! | #DIV/0! | #DIV/0! | #DIV/0! | #DIV/0! | #DIV/0! | #DIV/0! | #DIV/0! | #DIV/0! | #DIV/0! | #DIV/0! | #DIV/0! | #DIV/0! | 3195 | 0 | 0 | 0 | 0 | 0
10 | 1 | 2007 | 274 | 1 | 0 | 0 | #DIV/0! | #DIV/0! | #DIV/0! | #DIV/0! | #DIV/0! | #DIV/0! | #DIV/0! | #DIV/0! | #DIV/0! | #DIV/0! | #DIV/0! | #DIV/0! | #DIV/0! | #DIV/0! | #DIV/0! | #DIV/0! | #DIV/0! | #DIV/0! | #DIV/0! | #DIV/0! | 3196 | 0 | 0 | 0 | 0 | 0
10 | 2 | 2007 | 275 | 2 | 0 | 0 | #DIV/0! | #DIV/0! | #DIV/0! | #DIV/0! | #DIV/0! | #DIV/0! | #DIV/0! | #DIV/0! | #DIV/0! | #DIV/0! | #DIV/0! | #DIV/0! | #DIV/0! | #DIV/0! | #DIV/0! | #DIV/0! | #DIV/0! | #DIV/0! | #DIV/0! | #DIV/0! | 3197 | 0 | 0 | 0 | 0 | 0
10 | 3 | 2007 | 276 | 3 | 0 | 0 | #DIV/0! | #DIV/0! | #DIV/0! | #DIV/0! | #DIV/0! | #DIV/0! | #DIV/0! | #DIV/0! | #DIV/0! | #DIV/0! | #DIV/0! | #DIV/0! | #DIV/0! | #DIV/0! | #DIV/0! | #DIV/0! | #DIV/0! | #DIV/0! | #DIV/0! | #DIV/0! | 3198 | 0 | 0 | 0 | 0 | 0
10 | 4 | 2007 | 277 | 4 | 0 | 0 | #DIV/0! | #DIV/0! | #DIV/0! | #DIV/0! | #DIV/0! | #DIV/0! | #DIV/0! | #DIV/0! | #DIV/0! | #DIV/0! | #DIV/0! | #DIV/0! | #DIV/0! | #DIV/0! | #DIV/0! | #DIV/0! | #DIV/0! | #DIV/0! | #DIV/0! | #DIV/0! | 3199 | 0 | 0 | 0 | 0 | 0
10 | 5 | 2007 | 278 | 5 | 0 | 0 | #DIV/0! | #DIV/0! | #DIV/0! | #DIV/0! | #DIV/0! | #DIV/0! | #DIV/0! | #DIV/0! | #DIV/0! | #DIV/0! | #DIV/0! | #DIV/0! | #DIV/0! | #DIV/0! | #DIV/0! | #DIV/0! | #DIV/0! | #DIV/0! | #DIV/0! | #DIV/0! | 3200 | 0 | 0 | 0 | 0 | 0
10 | 6 | 2007 | 279 | 6 | 0 | 0 | #DIV/0! | #DIV/0! | #DIV/0! | #DIV/0! | #DIV/0! | #DIV/0! | #DIV/0! | #DIV/0! | #DIV/0! | #DIV/0! | #DIV/0! | #DIV/0! | #DIV/0! | #DIV/0! | #DIV/0! | #DIV/0! | #DIV/0! | #DIV/0! | #DIV/0! | #DIV/0! | 3201 | 0 | 0 | 0 | 0 | 0
10 | 7 | 2007 | 280 | 7 | 0 | 0 | #DIV/0! | #DIV/0! | #DIV/0! | #DIV/0! | #DIV/0! | #DIV/0! | #DIV/0! | #DIV/0! | #DIV/0! | #DIV/0! | #DIV/0! | #DIV/0! | #DIV/0! | #DIV/0! | #DIV/0! | #DIV/0! | #DIV/0! | #DIV/0! | #DIV/0! | #DIV/0! | 3202 | 0 | 0 | 0 | 0 | 0
10 | 8 | 2007 | 281 | 1 | 0 | 0 | #DIV/0! | #DIV/0! | #DIV/0! | #DIV/0! | #DIV/0! | #DIV/0! | #DIV/0! | #DIV/0! | #DIV/0! | #DIV/0! | #DIV/0! | #DIV/0! | #DIV/0! | #DIV/0! | #DIV/0! | #DIV/0! | #DIV/0! | #DIV/0! | #DIV/0! | #DIV/0! | 3203 | 0 | 0 | 0 | 0 | 0
10 | 9 | 2007 | 282 | 2 | 0 | 0 | #DIV/0! | #DIV/0! | #DIV/0! | #DIV/0! | #DIV/0! | #DIV/0! | #DIV/0! | #DIV/0! | #DIV/0! | #DIV/0! | #DIV/0! | #DIV/0! | #DIV/0! | #DIV/0! | #DIV/0! | #DIV/0! | #DIV/0! | #DIV/0! | #DIV/0! | #DIV/0! | 3204 | 0 | 0 | 0 | 0 | 0
10 | 10 | 2007 | 283 | 3 | 0.033333 | 0 | #DIV/0! | #DIV/0! | #DIV/0! | #DIV/0! | #DIV/0! | #DIV/0! | #DIV/0! | #DIV/0! | #DIV/0! | #DIV/0! | #DIV/0! | #DIV/0! | #DIV/0! | #DIV/0! | #DIV/0! | #DIV/0! | #DIV/0! | #DIV/0! | #DIV/0! | #DIV/0! | 3205 | 0 | 0 | 0 | 0 | 0
10 | 11 | 2007 | 284 | 4 | 0 | 0 | #DIV/0! | #DIV/0! | #DIV/0! | #DIV/0! | #DIV/0! | #DIV/0! | #DIV/0! | #DIV/0! | #DIV/0! | #DIV/0! | #DIV/0! | #DIV/0! | #DIV/0! | #DIV/0! | #DIV/0! | #DIV/0! | #DIV/0! | #DIV/0! | #DIV/0! | #DIV/0! | 3206 | 0 | 0 | 0 | 0 | 0
10 | 12 | 2007 | 285 | 5 | 0.01 | 0 | #DIV/0! | #DIV/0! | #DIV/0! | #DIV/0! | #DIV/0! | #DIV/0! | #DIV/0! | #DIV/0! | #DIV/0! | #DIV/0! | #DIV/0! | #DIV/0! | #DIV/0! | #DIV/0! | #DIV/0! | #DIV/0! | #DIV/0! | #DIV/0! | #DIV/0! | #DIV/0! | 3207 | 0 | 0 | 0 | 0 | 0
10 | 13 | 2007 | 286 | 6 | 0 | 0 | #DIV/0! | #DIV/0! | #DIV/0! | #DIV/0! | #DIV/0! | #DIV/0! | #DIV/0! | #DIV/0! | #DIV/0! | #DIV/0! | #DIV/0! | #DIV/0! | #DIV/0! | #DIV/0! | #DIV/0! | #DIV/0! | #DIV/0! | #DIV/0! | #DIV/0! | #DIV/0! | 3208 | 0 | 0 | 0 | 0 | 0
10 | 14 | 2007 | 287 | 7 | 0 | 0 | #DIV/0! | #DIV/0! | #DIV/0! | #DIV/0! | #DIV/0! | #DIV/0! | #DIV/0! | #DIV/0! | #DIV/0! | #DIV/0! | #DIV/0! | #DIV/0! | #DIV/0! | #DIV/0! | #DIV/0! | #DIV/0! | #DIV/0! | #DIV/0! | #DIV/0! | #DIV/0! | 3209 | 0 | 0 | 0 | 0 | 0
10 | 15 | 2007 | 288 | 1 | 0 | 0 | #DIV/0! | #DIV/0! | #DIV/0! | #DIV/0! | #DIV/0! | #DIV/0! | #DIV/0! | #DIV/0! | #DIV/0! | #DIV/0! | #DIV/0! | #DIV/0! | #DIV/0! | #DIV/0! | #DIV/0! | #DIV/0! | #DIV/0! | #DIV/0! | #DIV/0! | #DIV/0! | 3210 | 0 | 0 | 0 | 0 | 0
10 | 16 | 2007 | 289 | 2 | 0 | 0 | #DIV/0! | #DIV/0! | #DIV/0! | #DIV/0! | #DIV/0! | #DIV/0! | #DIV/0! | #DIV/0! | #DIV/0! | #DIV/0! | #DIV/0! | #DIV/0! | #DIV/0! | #DIV/0! | #DIV/0! | #DIV/0! | #DIV/0! | #DIV/0! | #DIV/0! | #DIV/0! | 3211 | 0 | 0 | 0 | 0 | 0
10 | 17 | 2007 | 290 | 3 | 0 | 0 | #DIV/0! | #DIV/0! | #DIV/0! | #DIV/0! | #DIV/0! | #DIV/0! | #DIV/0! | #DIV/0! | #DIV/0! | #DIV/0! | #DIV/0! | #DIV/0! | #DIV/0! | #DIV/0! | #DIV/0! | #DIV/0! | #DIV/0! | #DIV/0! | #DIV/0! | #DIV/0! | 3212 | 0 | 0 | 0 | 0 | 0
10 | 18 | 2007 | 291 | 4 | 0 | 0 | #DIV/0! | #DIV/0! | #DIV/0! | #DIV/0! | #DIV/0! | #DIV/0! | #DIV/0! | #DIV/0! | #DIV/0! | #DIV/0! | #DIV/0! | #DIV/0! | #DIV/0! | #DIV/0! | #DIV/0! | #DIV/0! | #DIV/0! | #DIV/0! | #DIV/0! | #DIV/0! | 3213 | 0 | 0 | 0 | 0 | 0
10 | 19 | 2007 | 292 | 5 | 0.33333 | 0 | #DIV/0! | #DIV/0! | #DIV/0! | #DIV/0! | #DIV/0! | #DIV/0! | #DIV/0! | #DIV/0! | #DIV/0! | #DIV/0! | #DIV/0! | #DIV/0! | #DIV/0! | #DIV/0! | #DIV/0! | #DIV/0! | #DIV/0! | #DIV/0! | #DIV/0! | #DIV/0! | 3214 | 0 | 0 | 0 | 0 | 0
10 | 20 | 2007 | 293 | 6 | 0 | 0 | #DIV/0! | #DIV/0! | #DIV/0! | #DIV/0! | #DIV/0! | #DIV/0! | #DIV/0! | #DIV/0! | #DIV/0! | #DIV/0! | #DIV/0! | #DIV/0! | #DIV/0! | #DIV/0! | #DIV/0! | #DIV/0! | #DIV/0! | #DIV/0! | #DIV/0! | #DIV/0! | 3215 | 0 | 0 | 0 | 0 | 0
10 | 21 | 2007 | 294 | 7 | 0 | 0 | #DIV/0! | #DIV/0! | #DIV/0! | #DIV/0! | #DIV/0! | #DIV/0! | #DIV/0! | #DIV/0! | #DIV/0! | #DIV/0! | #DIV/0! | #DIV/0! | #DIV/0! | #DIV/0! | #DIV/0! | #DIV/0! | #DIV/0! | #DIV/0! | #DIV/0! | #DIV/0! | 3216 | 0 | 0 | 0 | 0 | 0
10 | 22 | 2007 | 295 | 1 | 0 | 0 | #DIV/0! | #DIV/0! | #DIV/0! | #DIV/0! | #DIV/0! | #DIV/0! | #DIV/0! | #DIV/0! | #DIV/0! | #DIV/0! | #DIV/0! | #DIV/0! | #DIV/0! | #DIV/0! | #DIV/0! | #DIV/0! | #DIV/0! | #DIV/0! | #DIV/0! | #DIV/0! | 3217 | 0 | 0 | 0 | 0 | 0
10 | 23 | 2007 | 296 | 2 | 0.0033333 | 0 | #DIV/0! | #DIV/0! | #DIV/0! | #DIV/0! | #DIV/0! | #DIV/0! | #DIV/0! | #DIV/0! | #DIV/0! | #DIV/0! | #DIV/0! | #DIV/0! | #DIV/0! | #DIV/0! | #DIV/0! | #DIV/0! | #DIV/0! | #DIV/0! | #DIV/0! | #DIV/0! | 3218 | 0 | 0 | 0 | 0 | 0
10 | 24 | 2007 | 297 | 3 | 1.18 | 0 | #DIV/0! | #DIV/0! | #DIV/0! | #DIV/0! | #DIV/0! | #DIV/0! | #DIV/0! | #DIV/0! | #DIV/0! | #DIV/0! | #DIV/0! | #DIV/0! | #DIV/0! | #DIV/0! | #DIV/0! | #DIV/0! | #DIV/0! | #DIV/0! | #DIV/0! | #DIV/0! | 3219 | 0 | 0 | 0 | 0 | 0
10 | 25 | 2007 | 298 | 4 | 0.53333 | 0 | #DIV/0! | #DIV/0! | #DIV/0! | #DIV/0! | #DIV/0! | #DIV/0! | #DIV/0! | #DIV/0! | #DIV/0! | #DIV/0! | #DIV/0! | #DIV/0! | #DIV/0! | #DIV/0! | #DIV/0! | #DIV/0! | #DIV/0! | #DIV/0! | #DIV/0! | #DIV/0! | 3220 | 0 | 0 | 0 | 0 | 0
10 | 26 | 2007 | 299 | 5 | 2.04 | 0 | #DIV/0! | #DIV/0! | #DIV/0! | #DIV/0! | #DIV/0! | #DIV/0! | #DIV/0! | #DIV/0! | #DIV/0! | #DIV/0! | #DIV/0! | #DIV/0! | #DIV/0! | #DIV/0! | #DIV/0! | #DIV/0! | #DIV/0! | #DIV/0! | #DIV/0! | #DIV/0! | 3221 | 0 | 0 | 0 | 0 | 0
10 | 27 | 2007 | 300 | 6 | 1.1733 | 0 | #DIV/0! | #DIV/0! | #DIV/0! | #DIV/0! | #DIV/0! | #DIV/0! | #DIV/0! | #DIV/0! | #DIV/0! | #DIV/0! | #DIV/0! | #DIV/0! | #DIV/0! | #DIV/0! | #DIV/0! | #DIV/0! | #DIV/0! | #DIV/0! | #DIV/0! | #DIV/0! | 3222 | 0 | 0 | 0 | 0 | 0
10 | 28 | 2007 | 301 | 7 | 0 | 0 | #DIV/0! | #DIV/0! | #DIV/0! | #DIV/0! | #DIV/0! | #DIV/0! | #DIV/0! | #DIV/0! | #DIV/0! | #DIV/0! | #DIV/0! | #DIV/0! | #DIV/0! | #DIV/0! | #DIV/0! | #DIV/0! | #DIV/0! | #DIV/0! | #DIV/0! | #DIV/0! | 3223 | 0 | 0 | 0 | 0 | 0
10 | 29 | 2007 | 302 | 1 | 0 | 0 | #DIV/0! | #DIV/0! | #DIV/0! | #DIV/0! | #DIV/0! | #DIV/0! | #DIV/0! | #DIV/0! | #DIV/0! | #DIV/0! | #DIV/0! | #DIV/0! | #DIV/0! | #DIV/0! | #DIV/0! | #DIV/0! | #DIV/0! | #DIV/0! | #DIV/0! | #DIV/0! | 3224 | 0 | 0 | 0 | 0 | 0
10 | 30 | 2007 | 303 | 2 | 0 | 0 | #DIV/0! | #DIV/0! | #DIV/0! | #DIV/0! | #DIV/0! | #DIV/0! | #DIV/0! | #DIV/0! | #DIV/0! | #DIV/0! | #DIV/0! | #DIV/0! | #DIV/0! | #DIV/0! | #DIV/0! | #DIV/0! | #DIV/0! | #DIV/0! | #DIV/0! | #DIV/0! | 3225 | 0 | 0 | 0 | 0 | 0
10 | 31 | 2007 | 304 | 3 | 0 | 0 | #DIV/0! | #DIV/0! | #DIV/0! | #DIV/0! | #DIV/0! | #DIV/0! | #DIV/0! | #DIV/0! | #DIV/0! | #DIV/0! | #DIV/0! | #DIV/0! | #DIV/0! | #DIV/0! | #DIV/0! | #DIV/0! | #DIV/0! | #DIV/0! | #DIV/0! | #DIV/0! | 3226 | 0 | 0 | 0 | 0 | 0
11 | 1 | 2007 | 305 | 4 | 0 | 0 | #DIV/0! | #DIV/0! | #DIV/0! | #DIV/0! | #DIV/0! | #DIV/0! | #DIV/0! | #DIV/0! | #DIV/0! | #DIV/0! | #DIV/0! | #DIV/0! | #DIV/0! | #DIV/0! | #DIV/0! | #DIV/0! | #DIV/0! | #DIV/0! | #DIV/0! | #DIV/0! | 3227 | 0 | 0 | 0 | 0 | 0
11 | 2 | 2007 | 306 | 5 | 0 | 0 | #DIV/0! | #DIV/0! | #DIV/0! | #DIV/0! | #DIV/0! | #DIV/0! | #DIV/0! | #DIV/0! | #DIV/0! | #DIV/0! | #DIV/0! | #DIV/0! | #DIV/0! | #DIV/0! | #DIV/0! | #DIV/0! | #DIV/0! | #DIV/0! | #DIV/0! | #DIV/0! | 3228 | 0 | 0 | 0 | 0 | 0
11 | 3 | 2007 | 307 | 6 | 0 | 0 | #DIV/0! | #DIV/0! | #DIV/0! | #DIV/0! | #DIV/0! | #DIV/0! | #DIV/0! | #DIV/0! | #DIV/0! | #DIV/0! | #DIV/0! | #DIV/0! | #DIV/0! | #DIV/0! | #DIV/0! | #DIV/0! | #DIV/0! | #DIV/0! | #DIV/0! | #DIV/0! | 3229 | 0 | 0 | 0 | 0 | 0
11 | 4 | 2007 | 308 | 7 | 0 | 0 | #DIV/0! | #DIV/0! | #DIV/0! | #DIV/0! | #DIV/0! | #DIV/0! | #DIV/0! | #DIV/0! | #DIV/0! | #DIV/0! | #DIV/0! | #DIV/0! | #DIV/0! | #DIV/0! | #DIV/0! | #DIV/0! | #DIV/0! | #DIV/0! | #DIV/0! | #DIV/0! | 3230 | 0 | 0 | 0 | 0 | 0
11 | 5 | 2007 | 309 | 1 | 0.073333 | 0 | #DIV/0! | #DIV/0! | #DIV/0! | #DIV/0! | #DIV/0! | #DIV/0! | #DIV/0! | #DIV/0! | #DIV/0! | #DIV/0! | #DIV/0! | #DIV/0! | #DIV/0! | #DIV/0! | #DIV/0! | #DIV/0! | #DIV/0! | #DIV/0! | #DIV/0! | #DIV/0! | 3231 | 0 | 0 | 0 | 0 | 0
11 | 6 | 2007 | 310 | 2 | 0.076667 | 0 | #DIV/0! | #DIV/0! | #DIV/0! | #DIV/0! | #DIV/0! | #DIV/0! | #DIV/0! | #DIV/0! | #DIV/0! | #DIV/0! | #DIV/0! | #DIV/0! | #DIV/0! | #DIV/0! | #DIV/0! | #DIV/0! | #DIV/0! | #DIV/0! | #DIV/0! | #DIV/0! | 3232 | 0 | 0 | 0 | 0 | 0
11 | 7 | 2007 | 311 | 3 | 0 | 0 | #DIV/0! | #DIV/0! | #DIV/0! | #DIV/0! | #DIV/0! | #DIV/0! | #DIV/0! | #DIV/0! | #DIV/0! | #DIV/0! | #DIV/0! | #DIV/0! | #DIV/0! | #DIV/0! | #DIV/0! | #DIV/0! | #DIV/0! | #DIV/0! | #DIV/0! | #DIV/0! | 3233 | 0 | 0 | 0 | 0 | 0
11 | 8 | 2007 | 312 | 4 | 0 | 0 | #DIV/0! | #DIV/0! | #DIV/0! | #DIV/0! | #DIV/0! | #DIV/0! | #DIV/0! | #DIV/0! | #DIV/0! | #DIV/0! | #DIV/0! | #DIV/0! | #DIV/0! | #DIV/0! | #DIV/0! | #DIV/0! | #DIV/0! | #DIV/0! | #DIV/0! | #DIV/0! | 3234 | 0 | 0 | 0 | 0 | 0
11 | 9 | 2007 | 313 | 5 | 0.1 | 0 | #DIV/0! | #DIV/0! | #DIV/0! | #DIV/0! | #DIV/0! | #DIV/0! | #DIV/0! | #DIV/0! | #DIV/0! | #DIV/0! | #DIV/0! | #DIV/0! | #DIV/0! | #DIV/0! | #DIV/0! | #DIV/0! | #DIV/0! | #DIV/0! | #DIV/0! | #DIV/0! | 3235 | 0 | 0 | 0 | 0 | 0
11 | 10 | 2007 | 314 | 6 | 0.0033333 | 0 | #DIV/0! | #DIV/0! | #DIV/0! | #DIV/0! | #DIV/0! | #DIV/0! | #DIV/0! | #DIV/0! | #DIV/0! | #DIV/0! | #DIV/0! | #DIV/0! | #DIV/0! | #DIV/0! | #DIV/0! | #DIV/0! | #DIV/0! | #DIV/0! | #DIV/0! | #DIV/0! | 3236 | 0 | 0 | 0 | 0 | 0
11 | 11 | 2007 | 315 | 7 | 0.03 | 0 | #DIV/0! | #DIV/0! | #DIV/0! | #DIV/0! | #DIV/0! | #DIV/0! | #DIV/0! | #DIV/0! | #DIV/0! | #DIV/0! | #DIV/0! | #DIV/0! | #DIV/0! | #DIV/0! | #DIV/0! | #DIV/0! | #DIV/0! | #DIV/0! | #DIV/0! | #DIV/0! | 3237 | 0 | 0 | 0 | 0 | 0
11 | 12 | 2007 | 316 | 1 | 0.22 | 0 | #DIV/0! | #DIV/0! | #DIV/0! | #DIV/0! | #DIV/0! | #DIV/0! | #DIV/0! | #DIV/0! | #DIV/0! | #DIV/0! | #DIV/0! | #DIV/0! | #DIV/0! | #DIV/0! | #DIV/0! | #DIV/0! | #DIV/0! | #DIV/0! | #DIV/0! | #DIV/0! | 3238 | 0 | 0 | 0 | 0 | 0
11 | 13 | 2007 | 317 | 2 | 0.1 | 0 | #DIV/0! | #DIV/0! | #DIV/0! | #DIV/0! | #DIV/0! | #DIV/0! | #DIV/0! | #DIV/0! | #DIV/0! | #DIV/0! | #DIV/0! | #DIV/0! | #DIV/0! | #DIV/0! | #DIV/0! | #DIV/0! | #DIV/0! | #DIV/0! | #DIV/0! | #DIV/0! | 3239 | 0 | 0 | 0 | 0 | 0
11 | 14 | 2007 | 318 | 3 | 0 | 0 | #DIV/0! | #DIV/0! | #DIV/0! | #DIV/0! | #DIV/0! | #DIV/0! | #DIV/0! | #DIV/0! | #DIV/0! | #DIV/0! | #DIV/0! | #DIV/0! | #DIV/0! | #DIV/0! | #DIV/0! | #DIV/0! | #DIV/0! | #DIV/0! | #DIV/0! | #DIV/0! | 3240 | 0 | 0 | 0 | 0 | 0
11 | 15 | 2007 | 319 | 4 | 0.73667 | 0 | #DIV/0! | #DIV/0! | #DIV/0! | #DIV/0! | #DIV/0! | #DIV/0! | #DIV/0! | #DIV/0! | #DIV/0! | #DIV/0! | #DIV/0! | #DIV/0! | #DIV/0! | #DIV/0! | #DIV/0! | #DIV/0! | #DIV/0! | #DIV/0! | #DIV/0! | #DIV/0! | 3241 | 0 | 0 | 0 | 0 | 0
11 | 16 | 2007 | 320 | 5 | 0 | 0 | #DIV/0! | #DIV/0! | #DIV/0! | #DIV/0! | #DIV/0! | #DIV/0! | #DIV/0! | #DIV/0! | #DIV/0! | #DIV/0! | #DIV/0! | #DIV/0! | #DIV/0! | #DIV/0! | #DIV/0! | #DIV/0! | #DIV/0! | #DIV/0! | #DIV/0! | #DIV/0! | 3242 | 0 | 0 | 0 | 0 | 0
11 | 17 | 2007 | 321 | 6 | 0 | 0 | #DIV/0! | #DIV/0! | #DIV/0! | #DIV/0! | #DIV/0! | #DIV/0! | #DIV/0! | #DIV/0! | #DIV/0! | #DIV/0! | #DIV/0! | #DIV/0! | #DIV/0! | #DIV/0! | #DIV/0! | #DIV/0! | #DIV/0! | #DIV/0! | #DIV/0! | #DIV/0! | 3243 | 0 | 0 | 0 | 0 | 0
11 | 18 | 2007 | 322 | 7 | 0 | 0 | #DIV/0! | #DIV/0! | #DIV/0! | #DIV/0! | #DIV/0! | #DIV/0! | #DIV/0! | #DIV/0! | #DIV/0! | #DIV/0! | #DIV/0! | #DIV/0! | #DIV/0! | #DIV/0! | #DIV/0! | #DIV/0! | #DIV/0! | #DIV/0! | #DIV/0! | #DIV/0! | 3244 | 0 | 0 | 0 | 0 | 0
11 | 19 | 2007 | 323 | 1 | 0 | 0 | #DIV/0! | #DIV/0! | #DIV/0! | #DIV/0! | #DIV/0! | #DIV/0! | #DIV/0! | #DIV/0! | #DIV/0! | #DIV/0! | #DIV/0! | #DIV/0! | #DIV/0! | #DIV/0! | #DIV/0! | #DIV/0! | #DIV/0! | #DIV/0! | #DIV/0! | #DIV/0! | 3245 | 0 | 0 | 0 | 0 | 0
11 | 20 | 2007 | 324 | 2 | 0 | 0 | #DIV/0! | #DIV/0! | #DIV/0! | #DIV/0! | #DIV/0! | #DIV/0! | #DIV/0! | #DIV/0! | #DIV/0! | #DIV/0! | #DIV/0! | #DIV/0! | #DIV/0! | #DIV/0! | #DIV/0! | #DIV/0! | #DIV/0! | #DIV/0! | #DIV/0! | #DIV/0! | 3246 | 0 | 0 | 0 | 0 | 0
11 | 21 | 2007 | 325 | 3 | 0 | 0 | #DIV/0! | #DIV/0! | #DIV/0! | #DIV/0! | #DIV/0! | #DIV/0! | #DIV/0! | #DIV/0! | #DIV/0! | #DIV/0! | #DIV/0! | #DIV/0! | #DIV/0! | #DIV/0! | #DIV/0! | #DIV/0! | #DIV/0! | #DIV/0! | #DIV/0! | #DIV/0! | 3247 | 0 | 0 | 0 | 0 | 0
11 | 22 | 2007 | 326 | 4 | 0 | 0 | #DIV/0! | #DIV/0! | #DIV/0! | #DIV/0! | #DIV/0! | #DIV/0! | #DIV/0! | #DIV/0! | #DIV/0! | #DIV/0! | #DIV/0! | #DIV/0! | #DIV/0! | #DIV/0! | #DIV/0! | #DIV/0! | #DIV/0! | #DIV/0! | #DIV/0! | #DIV/0! | 3248 | 0 | 0 | 0 | 0 | 0
11 | 23 | 2007 | 327 | 5 | 0 | 0 | #DIV/0! | #DIV/0! | #DIV/0! | #DIV/0! | #DIV/0! | #DIV/0! | #DIV/0! | #DIV/0! | #DIV/0! | #DIV/0! | #DIV/0! | #DIV/0! | #DIV/0! | #DIV/0! | #DIV/0! | #DIV/0! | #DIV/0! | #DIV/0! | #DIV/0! | #DIV/0! | 3249 | 0 | 0 | 0 | 0 | 0
11 | 24 | 2007 | 328 | 6 | 0 | 0 | #DIV/0! | #DIV/0! | #DIV/0! | #DIV/0! | #DIV/0! | #DIV/0! | #DIV/0! | #DIV/0! | #DIV/0! | #DIV/0! | #DIV/0! | #DIV/0! | #DIV/0! | #DIV/0! | #DIV/0! | #DIV/0! | #DIV/0! | #DIV/0! | #DIV/0! | #DIV/0! | 3250 | 0 | 0 | 0 | 0 | 0
11 | 25 | 2007 | 329 | 7 | 0 | 0 | #DIV/0! | #DIV/0! | #DIV/0! | #DIV/0! | #DIV/0! | #DIV/0! | #DIV/0! | #DIV/0! | #DIV/0! | #DIV/0! | #DIV/0! | #DIV/0! | #DIV/0! | #DIV/0! | #DIV/0! | #DIV/0! | #DIV/0! | #DIV/0! | #DIV/0! | #DIV/0! | 3251 | 0 | 0 | 0 | 0 | 0
11 | 26 | 2007 | 330 | 1 | 0.15 | 0 | #DIV/0! | #DIV/0! | #DIV/0! | #DIV/0! | #DIV/0! | #DIV/0! | #DIV/0! | #DIV/0! | #DIV/0! | #DIV/0! | #DIV/0! | #DIV/0! | #DIV/0! | #DIV/0! | #DIV/0! | #DIV/0! | #DIV/0! | #DIV/0! | #DIV/0! | #DIV/0! | 3252 | 0 | 0 | 0 | 0 | 0
11 | 27 | 2007 | 331 | 2 | 0 | 0 | #DIV/0! | #DIV/0! | #DIV/0! | #DIV/0! | #DIV/0! | #DIV/0! | #DIV/0! | #DIV/0! | #DIV/0! | #DIV/0! | #DIV/0! | #DIV/0! | #DIV/0! | #DIV/0! | #DIV/0! | #DIV/0! | #DIV/0! | #DIV/0! | #DIV/0! | #DIV/0! | 3253 | 0 | 0 | 0 | 0 | 0
11 | 28 | 2007 | 332 | 3 | 0 | 0 | #DIV/0! | #DIV/0! | #DIV/0! | #DIV/0! | #DIV/0! | #DIV/0! | #DIV/0! | #DIV/0! | #DIV/0! | #DIV/0! | #DIV/0! | #DIV/0! | #DIV/0! | #DIV/0! | #DIV/0! | #DIV/0! | #DIV/0! | #DIV/0! | #DIV/0! | #DIV/0! | 3254 | 0 | 0 | 0 | 0 | 0
11 | 29 | 2007 | 333 | 4 | 0 | 0 | #DIV/0! | #DIV/0! | #DIV/0! | #DIV/0! | #DIV/0! | #DIV/0! | #DIV/0! | #DIV/0! | #DIV/0! | #DIV/0! | #DIV/0! | #DIV/0! | #DIV/0! | #DIV/0! | #DIV/0! | #DIV/0! | #DIV/0! | #DIV/0! | #DIV/0! | #DIV/0! | 3255 | 0 | 0 | 0 | 0 | 0
11 | 30 | 2007 | 334 | 5 | 0 | 0 | #DIV/0! | #DIV/0! | #DIV/0! | #DIV/0! | #DIV/0! | #DIV/0! | #DIV/0! | #DIV/0! | #DIV/0! | #DIV/0! | #DIV/0! | #DIV/0! | #DIV/0! | #DIV/0! | #DIV/0! | #DIV/0! | #DIV/0! | #DIV/0! | #DIV/0! | #DIV/0! | 3256 | 0 | 0 | 0 | 0 | 0
12 | 1 | 2007 | 335 | 6 | 0 | 0 | #DIV/0! | #DIV/0! | #DIV/0! | #DIV/0! | #DIV/0! | #DIV/0! | #DIV/0! | #DIV/0! | #DIV/0! | #DIV/0! | #DIV/0! | #DIV/0! | #DIV/0! | #DIV/0! | #DIV/0! | #DIV/0! | #DIV/0! | #DIV/0! | #DIV/0! | #DIV/0! | 3257 | 0 | 0 | 0 | 0 | 0
12 | 2 | 2007 | 336 | 7 | 0.35 | 0 | #DIV/0! | #DIV/0! | #DIV/0! | #DIV/0! | #DIV/0! | #DIV/0! | #DIV/0! | #DIV/0! | #DIV/0! | #DIV/0! | #DIV/0! | #DIV/0! | #DIV/0! | #DIV/0! | #DIV/0! | #DIV/0! | #DIV/0! | #DIV/0! | #DIV/0! | #DIV/0! | 3258 | 0 | 0 | 0 | 0 | 0
12 | 3 | 2007 | 337 | 1 | 0.02 | 0 | #DIV/0! | #DIV/0! | #DIV/0! | #DIV/0! | #DIV/0! | #DIV/0! | #DIV/0! | #DIV/0! | #DIV/0! | #DIV/0! | #DIV/0! | #DIV/0! | #DIV/0! | #DIV/0! | #DIV/0! | #DIV/0! | #DIV/0! | #DIV/0! | #DIV/0! | #DIV/0! | 3259 | 0 | 0 | 0 | 0 | 0
12 | 4 | 2007 | 338 | 2 | 0 | 0 | #DIV/0! | #DIV/0! | #DIV/0! | #DIV/0! | #DIV/0! | #DIV/0! | #DIV/0! | #DIV/0! | #DIV/0! | #DIV/0! | #DIV/0! | #DIV/0! | #DIV/0! | #DIV/0! | #DIV/0! | #DIV/0! | #DIV/0! | #DIV/0! | #DIV/0! | #DIV/0! | 3260 | 0 | 0 | 0 | 0 | 0
12 | 5 | 2007 | 339 | 3 | 0.25 | 0 | #DIV/0! | #DIV/0! | #DIV/0! | #DIV/0! | #DIV/0! | #DIV/0! | #DIV/0! | #DIV/0! | #DIV/0! | #DIV/0! | #DIV/0! | #DIV/0! | #DIV/0! | #DIV/0! | #DIV/0! | #DIV/0! | #DIV/0! | #DIV/0! | #DIV/0! | #DIV/0! | 3261 | 0 | 0 | 0 | 0 | 0
12 | 6 | 2007 | 340 | 4 | 0 | 0 | #DIV/0! | #DIV/0! | #DIV/0! | #DIV/0! | #DIV/0! | #DIV/0! | #DIV/0! | #DIV/0! | #DIV/0! | #DIV/0! | #DIV/0! | #DIV/0! | #DIV/0! | #DIV/0! | #DIV/0! | #DIV/0! | #DIV/0! | #DIV/0! | #DIV/0! | #DIV/0! | 3262 | 0 | 0 | 0 | 0 | 0
12 | 7 | 2007 | 341 | 5 | 0.063333 | 0 | #DIV/0! | #DIV/0! | #DIV/0! | #DIV/0! | #DIV/0! | #DIV/0! | #DIV/0! | #DIV/0! | #DIV/0! | #DIV/0! | #DIV/0! | #DIV/0! | #DIV/0! | #DIV/0! | #DIV/0! | #DIV/0! | #DIV/0! | #DIV/0! | #DIV/0! | #DIV/0! | 3263 | 0 | 0 | 0 | 0 | 0
12 | 8 | 2007 | 342 | 6 | 0.16333 | 0 | #DIV/0! | #DIV/0! | #DIV/0! | #DIV/0! | #DIV/0! | #DIV/0! | #DIV/0! | #DIV/0! | #DIV/0! | #DIV/0! | #DIV/0! | #DIV/0! | #DIV/0! | #DIV/0! | #DIV/0! | #DIV/0! | #DIV/0! | #DIV/0! | #DIV/0! | #DIV/0! | 3264 | 0 | 0 | 0 | 0 | 0
12 | 9 | 2007 | 343 | 7 | 0.15333 | 0 | #DIV/0! | #DIV/0! | #DIV/0! | #DIV/0! | #DIV/0! | #DIV/0! | #DIV/0! | #DIV/0! | #DIV/0! | #DIV/0! | #DIV/0! | #DIV/0! | #DIV/0! | #DIV/0! | #DIV/0! | #DIV/0! | #DIV/0! | #DIV/0! | #DIV/0! | #DIV/0! | 3265 | 0 | 0 | 0 | 0 | 0
12 | 10 | 2007 | 344 | 1 | 0.043333 | 0 | #DIV/0! | #DIV/0! | #DIV/0! | #DIV/0! | #DIV/0! | #DIV/0! | #DIV/0! | #DIV/0! | #DIV/0! | #DIV/0! | #DIV/0! | #DIV/0! | #DIV/0! | #DIV/0! | #DIV/0! | #DIV/0! | #DIV/0! | #DIV/0! | #DIV/0! | #DIV/0! | 3266 | 0 | 0 | 0 | 0 | 0
12 | 11 | 2007 | 345 | 2 | 0.0033333 | 0 | #DIV/0! | #DIV/0! | #DIV/0! | #DIV/0! | #DIV/0! | #DIV/0! | #DIV/0! | #DIV/0! | #DIV/0! | #DIV/0! | #DIV/0! | #DIV/0! | #DIV/0! | #DIV/0! | #DIV/0! | #DIV/0! | #DIV/0! | #DIV/0! | #DIV/0! | #DIV/0! | 3267 | 0 | 0 | 0 | 0 | 0
12 | 12 | 2007 | 346 | 3 | 0 | 0 | #DIV/0! | #DIV/0! | #DIV/0! | #DIV/0! | #DIV/0! | #DIV/0! | #DIV/0! | #DIV/0! | #DIV/0! | #DIV/0! | #DIV/0! | #DIV/0! | #DIV/0! | #DIV/0! | #DIV/0! | #DIV/0! | #DIV/0! | #DIV/0! | #DIV/0! | #DIV/0! | 3268 | 0 | 0 | 0 | 0 | 0
12 | 13 | 2007 | 347 | 4 | 0.033333 | 0 | #DIV/0! | #DIV/0! | #DIV/0! | #DIV/0! | #DIV/0! | #DIV/0! | #DIV/0! | #DIV/0! | #DIV/0! | #DIV/0! | #DIV/0! | #DIV/0! | #DIV/0! | #DIV/0! | #DIV/0! | #DIV/0! | #DIV/0! | #DIV/0! | #DIV/0! | #DIV/0! | 3269 | 0 | 0 | 0 | 0 | 0
12 | 14 | 2007 | 348 | 5 | 0 | 0 | #DIV/0! | #DIV/0! | #DIV/0! | #DIV/0! | #DIV/0! | #DIV/0! | #DIV/0! | #DIV/0! | #DIV/0! | #DIV/0! | #DIV/0! | #DIV/0! | #DIV/0! | #DIV/0! | #DIV/0! | #DIV/0! | #DIV/0! | #DIV/0! | #DIV/0! | #DIV/0! | 3270 | 0 | 0 | 0 | 0 | 0
12 | 15 | 2007 | 349 | 6 | 0.19667 | 0 | #DIV/0! | #DIV/0! | #DIV/0! | #DIV/0! | #DIV/0! | #DIV/0! | #DIV/0! | #DIV/0! | #DIV/0! | #DIV/0! | #DIV/0! | #DIV/0! | #DIV/0! | #DIV/0! | #DIV/0! | #DIV/0! | #DIV/0! | #DIV/0! | #DIV/0! | #DIV/0! | 3271 | 0 | 0 | 0 | 0 | 0
12 | 16 | 2007 | 350 | 7 | 0.77667 | 0 | #DIV/0! | #DIV/0! | #DIV/0! | #DIV/0! | #DIV/0! | #DIV/0! | #DIV/0! | #DIV/0! | #DIV/0! | #DIV/0! | #DIV/0! | #DIV/0! | #DIV/0! | #DIV/0! | #DIV/0! | #DIV/0! | #DIV/0! | #DIV/0! | #DIV/0! | #DIV/0! | 3272 | 0 | 0 | 0 | 0 | 0
12 | 17 | 2007 | 351 | 1 | 0 | 0 | #DIV/0! | #DIV/0! | #DIV/0! | #DIV/0! | #DIV/0! | #DIV/0! | #DIV/0! | #DIV/0! | #DIV/0! | #DIV/0! | #DIV/0! | #DIV/0! | #DIV/0! | #DIV/0! | #DIV/0! | #DIV/0! | #DIV/0! | #DIV/0! | #DIV/0! | #DIV/0! | 3273 | 0 | 0 | 0 | 0 | 0
12 | 18 | 2007 | 352 | 2 | 0 | 0 | #DIV/0! | #DIV/0! | #DIV/0! | #DIV/0! | #DIV/0! | #DIV/0! | #DIV/0! | #DIV/0! | #DIV/0! | #DIV/0! | #DIV/0! | #DIV/0! | #DIV/0! | #DIV/0! | #DIV/0! | #DIV/0! | #DIV/0! | #DIV/0! | #DIV/0! | #DIV/0! | 3274 | 0 | 0 | 0 | 0 | 0
12 | 19 | 2007 | 353 | 3 | 0 | 0 | #DIV/0! | #DIV/0! | #DIV/0! | #DIV/0! | #DIV/0! | #DIV/0! | #DIV/0! | #DIV/0! | #DIV/0! | #DIV/0! | #DIV/0! | #DIV/0! | #DIV/0! | #DIV/0! | #DIV/0! | #DIV/0! | #DIV/0! | #DIV/0! | #DIV/0! | #DIV/0! | 3275 | 0 | 0 | 0 | 0 | 0
12 | 20 | 2007 | 354 | 4 | 0 | 0 | #DIV/0! | #DIV/0! | #DIV/0! | #DIV/0! | #DIV/0! | #DIV/0! | #DIV/0! | #DIV/0! | #DIV/0! | #DIV/0! | #DIV/0! | #DIV/0! | #DIV/0! | #DIV/0! | #DIV/0! | #DIV/0! | #DIV/0! | #DIV/0! | #DIV/0! | #DIV/0! | 3276 | 0 | 0 | 0 | 0 | 0
12 | 21 | 2007 | 355 | 5 | 0 | 0 | #DIV/0! | #DIV/0! | #DIV/0! | #DIV/0! | #DIV/0! | #DIV/0! | #DIV/0! | #DIV/0! | #DIV/0! | #DIV/0! | #DIV/0! | #DIV/0! | #DIV/0! | #DIV/0! | #DIV/0! | #DIV/0! | #DIV/0! | #DIV/0! | #DIV/0! | #DIV/0! | 3277 | 0 | 0 | 0 | 0 | 0
12 | 22 | 2007 | 356 | 6 | 0 | 0 | #DIV/0! | #DIV/0! | #DIV/0! | #DIV/0! | #DIV/0! | #DIV/0! | #DIV/0! | #DIV/0! | #DIV/0! | #DIV/0! | #DIV/0! | #DIV/0! | #DIV/0! | #DIV/0! | #DIV/0! | #DIV/0! | #DIV/0! | #DIV/0! | #DIV/0! | #DIV/0! | 3278 | 0 | 0 | 0 | 0 | 0
12 | 23 | 2007 | 357 | 7 | 0.27667 | 0 | #DIV/0! | #DIV/0! | #DIV/0! | #DIV/0! | #DIV/0! | #DIV/0! | #DIV/0! | #DIV/0! | #DIV/0! | #DIV/0! | #DIV/0! | #DIV/0! | #DIV/0! | #DIV/0! | #DIV/0! | #DIV/0! | #DIV/0! | #DIV/0! | #DIV/0! | #DIV/0! | 3279 | 0 | 0 | 0 | 0 | 0
12 | 24 | 2007 | 358 | 1 | 0 | 0 | #DIV/0! | #DIV/0! | #DIV/0! | #DIV/0! | #DIV/0! | #DIV/0! | #DIV/0! | #DIV/0! | #DIV/0! | #DIV/0! | #DIV/0! | #DIV/0! | #DIV/0! | #DIV/0! | #DIV/0! | #DIV/0! | #DIV/0! | #DIV/0! | #DIV/0! | #DIV/0! | 3280 | 0 | 0 | 0 | 0 | 0
12 | 25 | 2007 | 359 | 2 | 0 | 0 | #DIV/0! | #DIV/0! | #DIV/0! | #DIV/0! | #DIV/0! | #DIV/0! | #DIV/0! | #DIV/0! | #DIV/0! | #DIV/0! | #DIV/0! | #DIV/0! | #DIV/0! | #DIV/0! | #DIV/0! | #DIV/0! | #DIV/0! | #DIV/0! | #DIV/0! | #DIV/0! | 3281 | 0 | 0 | 0 | 0 | 0
12 | 26 | 2007 | 360 | 3 | 0.33333 | 0 | #DIV/0! | #DIV/0! | #DIV/0! | #DIV/0! | #DIV/0! | #DIV/0! | #DIV/0! | #DIV/0! | #DIV/0! | #DIV/0! | #DIV/0! | #DIV/0! | #DIV/0! | #DIV/0! | #DIV/0! | #DIV/0! | #DIV/0! | #DIV/0! | #DIV/0! | #DIV/0! | 3282 | 0 | 0 | 0 | 0 | 0
12 | 27 | 2007 | 361 | 4 | 0 | 0 | #DIV/0! | #DIV/0! | #DIV/0! | #DIV/0! | #DIV/0! | #DIV/0! | #DIV/0! | #DIV/0! | #DIV/0! | #DIV/0! | #DIV/0! | #DIV/0! | #DIV/0! | #DIV/0! | #DIV/0! | #DIV/0! | #DIV/0! | #DIV/0! | #DIV/0! | #DIV/0! | 3283 | 0 | 0 | 0 | 0 | 0
12 | 28 | 2007 | 362 | 5 | 0.42333 | 0 | #DIV/0! | #DIV/0! | #DIV/0! | #DIV/0! | #DIV/0! | #DIV/0! | #DIV/0! | #DIV/0! | #DIV/0! | #DIV/0! | #DIV/0! | #DIV/0! | #DIV/0! | #DIV/0! | #DIV/0! | #DIV/0! | #DIV/0! | #DIV/0! | #DIV/0! | #DIV/0! | 3284 | 0 | 0 | 0 | 0 | 0
12 | 29 | 2007 | 363 | 6 | 0.11 | 0 | #DIV/0! | #DIV/0! | #DIV/0! | #DIV/0! | #DIV/0! | #DIV/0! | #DIV/0! | #DIV/0! | #DIV/0! | #DIV/0! | #DIV/0! | #DIV/0! | #DIV/0! | #DIV/0! | #DIV/0! | #DIV/0! | #DIV/0! | #DIV/0! | #DIV/0! | #DIV/0! | 3285 | 0 | 0 | 0 | 0 | 0
12 | 30 | 2007 | 364 | 7 | 0.21 | 0 | #DIV/0! | #DIV/0! | #DIV/0! | #DIV/0! | #DIV/0! | #DIV/0! | #DIV/0! | #DIV/0! | #DIV/0! | #DIV/0! | #DIV/0! | #DIV/0! | #DIV/0! | #DIV/0! | #DIV/0! | #DIV/0! | #DIV/0! | #DIV/0! | #DIV/0! | #DIV/0! | 3286 | 0 | 0 | 0 | 0 | 0
12 | 31 | 2007 | 365 | 1 | 0.02 | 0 | #DIV/0! | #DIV/0! | #DIV/0! | #DIV/0! | #DIV/0! | #DIV/0! | #DIV/0! | #DIV/0! | #DIV/0! | #DIV/0! | #DIV/0! | #DIV/0! | #DIV/0! | #DIV/0! | #DIV/0! | #DIV/0! | #DIV/0! | #DIV/0! | #DIV/0! | #DIV/0! | 3287 | 0 | 0 | 0 | 0 | 0
1 | 1 | 2008 | 1 | 2 | 0 | 0 | #DIV/0! | #DIV/0! | #DIV/0! | #DIV/0! | #DIV/0! | #DIV/0! | #DIV/0! | #DIV/0! | #DIV/0! | #DIV/0! | #DIV/0! | #DIV/0! | #DIV/0! | #DIV/0! | #DIV/0! | #DIV/0! | #DIV/0! | #DIV/0! | #DIV/0! | #DIV/0! | 3288 | 0 | 0 | 0 | 0 | 0
1 | 2 | 2008 | 2 | 3 | 0 | 0 | #DIV/0! | #DIV/0! | #DIV/0! | #DIV/0! | #DIV/0! | #DIV/0! | #DIV/0! | #DIV/0! | #DIV/0! | #DIV/0! | #DIV/0! | #DIV/0! | #DIV/0! | #DIV/0! | #DIV/0! | #DIV/0! | #DIV/0! | #DIV/0! | #DIV/0! | #DIV/0! | 3289 | 0 | 0 | 0 | 0 | 0
1 | 3 | 2008 | 3 | 4 | 0 | 0 | #DIV/0! | #DIV/0! | #DIV/0! | #DIV/0! | #DIV/0! | #DIV/0! | #DIV/0! | #DIV/0! | #DIV/0! | #DIV/0! | #DIV/0! | #DIV/0! | #DIV/0! | #DIV/0! | #DIV/0! | #DIV/0! | #DIV/0! | #DIV/0! | #DIV/0! | #DIV/0! | 3290 | 0 | 0 | 0 | 0 | 0
1 | 4 | 2008 | 4 | 5 | 0 | 0 | #DIV/0! | #DIV/0! | #DIV/0! | #DIV/0! | #DIV/0! | #DIV/0! | #DIV/0! | #DIV/0! | #DIV/0! | #DIV/0! | #DIV/0! | #DIV/0! | #DIV/0! | #DIV/0! | #DIV/0! | #DIV/0! | #DIV/0! | #DIV/0! | #DIV/0! | #DIV/0! | 3291 | 0 | 0 | 0 | 0 | 0
1 | 5 | 2008 | 5 | 6 | 0.0033333 | 0 | #DIV/0! | #DIV/0! | #DIV/0! | #DIV/0! | #DIV/0! | #DIV/0! | #DIV/0! | #DIV/0! | #DIV/0! | #DIV/0! | #DIV/0! | #DIV/0! | #DIV/0! | #DIV/0! | #DIV/0! | #DIV/0! | #DIV/0! | #DIV/0! | #DIV/0! | #DIV/0! | 3292 | 0 | 0 | 0 | 0 | 0
1 | 6 | 2008 | 6 | 7 | 0.20333 | 0 | #DIV/0! | #DIV/0! | #DIV/0! | #DIV/0! | #DIV/0! | #DIV/0! | #DIV/0! | #DIV/0! | #DIV/0! | #DIV/0! | #DIV/0! | #DIV/0! | #DIV/0! | #DIV/0! | #DIV/0! | #DIV/0! | #DIV/0! | #DIV/0! | #DIV/0! | #DIV/0! | 3293 | 0 | 0 | 0 | 0 | 0
1 | 7 | 2008 | 7 | 1 | 0 | 0 | #DIV/0! | #DIV/0! | #DIV/0! | #DIV/0! | #DIV/0! | #DIV/0! | #DIV/0! | #DIV/0! | #DIV/0! | #DIV/0! | #DIV/0! | #DIV/0! | #DIV/0! | #DIV/0! | #DIV/0! | #DIV/0! | #DIV/0! | #DIV/0! | #DIV/0! | #DIV/0! | 3294 | 0 | 0 | 0 | 0 | 0
1 | 8 | 2008 | 8 | 2 | 0 | 0 | #DIV/0! | #DIV/0! | #DIV/0! | #DIV/0! | #DIV/0! | #DIV/0! | #DIV/0! | #DIV/0! | #DIV/0! | #DIV/0! | #DIV/0! | #DIV/0! | #DIV/0! | #DIV/0! | #DIV/0! | #DIV/0! | #DIV/0! | #DIV/0! | #DIV/0! | #DIV/0! | 3295 | 0 | 0 | 0 | 0 | 0
1 | 9 | 2008 | 9 | 3 | 0.0033333 | 0 | #DIV/0! | #DIV/0! | #DIV/0! | #DIV/0! | #DIV/0! | #DIV/0! | #DIV/0! | #DIV/0! | #DIV/0! | #DIV/0! | #DIV/0! | #DIV/0! | #DIV/0! | #DIV/0! | #DIV/0! | #DIV/0! | #DIV/0! | #DIV/0! | #DIV/0! | #DIV/0! | 3296 | 0 | 0 | 0 | 0 | 0
1 | 10 | 2008 | 10 | 4 | 0.14333 | 0 | #DIV/0! | #DIV/0! | #DIV/0! | #DIV/0! | #DIV/0! | #DIV/0! | #DIV/0! | #DIV/0! | #DIV/0! | #DIV/0! | #DIV/0! | #DIV/0! | #DIV/0! | #DIV/0! | #DIV/0! | #DIV/0! | #DIV/0! | #DIV/0! | #DIV/0! | #DIV/0! | 3297 | 0 | 0 | 0 | 0 | 0
1 | 11 | 2008 | 11 | 5 | 0.11333 | 0 | #DIV/0! | #DIV/0! | #DIV/0! | #DIV/0! | #DIV/0! | #DIV/0! | #DIV/0! | #DIV/0! | #DIV/0! | #DIV/0! | #DIV/0! | #DIV/0! | #DIV/0! | #DIV/0! | #DIV/0! | #DIV/0! | #DIV/0! | #DIV/0! | #DIV/0! | #DIV/0! | 3298 | 0 | 0 | 0 | 0 | 0
1 | 12 | 2008 | 12 | 6 | 0 | 0 | #DIV/0! | #DIV/0! | #DIV/0! | #DIV/0! | #DIV/0! | #DIV/0! | #DIV/0! | #DIV/0! | #DIV/0! | #DIV/0! | #DIV/0! | #DIV/0! | #DIV/0! | #DIV/0! | #DIV/0! | #DIV/0! | #DIV/0! | #DIV/0! | #DIV/0! | #DIV/0! | 3299 | 0 | 0 | 0 | 0 | 0
1 | 13 | 2008 | 13 | 7 | 0.033333 | 0 | #DIV/0! | #DIV/0! | #DIV/0! | #DIV/0! | #DIV/0! | #DIV/0! | #DIV/0! | #DIV/0! | #DIV/0! | #DIV/0! | #DIV/0! | #DIV/0! | #DIV/0! | #DIV/0! | #DIV/0! | #DIV/0! | #DIV/0! | #DIV/0! | #DIV/0! | #DIV/0! | 3300 | 0 | 0 | 0 | 0 | 0
1 | 14 | 2008 | 14 | 1 | 0.0066667 | 0 | #DIV/0! | #DIV/0! | #DIV/0! | #DIV/0! | #DIV/0! | #DIV/0! | #DIV/0! | #DIV/0! | #DIV/0! | #DIV/0! | #DIV/0! | #DIV/0! | #DIV/0! | #DIV/0! | #DIV/0! | #DIV/0! | #DIV/0! | #DIV/0! | #DIV/0! | #DIV/0! | 3301 | 0 | 0 | 0 | 0 | 0
1 | 15 | 2008 | 15 | 2 | 0 | 0 | #DIV/0! | #DIV/0! | #DIV/0! | #DIV/0! | #DIV/0! | #DIV/0! | #DIV/0! | #DIV/0! | #DIV/0! | #DIV/0! | #DIV/0! | #DIV/0! | #DIV/0! | #DIV/0! | #DIV/0! | #DIV/0! | #DIV/0! | #DIV/0! | #DIV/0! | #DIV/0! | 3302 | 0 | 0 | 0 | 0 | 0
1 | 16 | 2008 | 16 | 3 | 0 | 0 | #DIV/0! | #DIV/0! | #DIV/0! | #DIV/0! | #DIV/0! | #DIV/0! | #DIV/0! | #DIV/0! | #DIV/0! | #DIV/0! | #DIV/0! | #DIV/0! | #DIV/0! | #DIV/0! | #DIV/0! | #DIV/0! | #DIV/0! | #DIV/0! | #DIV/0! | #DIV/0! | 3303 | 0 | 0 | 0 | 0 | 0
1 | 17 | 2008 | 17 | 4 | 0.73667 | 0 | #DIV/0! | #DIV/0! | #DIV/0! | #DIV/0! | #DIV/0! | #DIV/0! | #DIV/0! | #DIV/0! | #DIV/0! | #DIV/0! | #DIV/0! | #DIV/0! | #DIV/0! | #DIV/0! | #DIV/0! | #DIV/0! | #DIV/0! | #DIV/0! | #DIV/0! | #DIV/0! | 3304 | 0 | 0 | 0 | 0 | 0
1 | 18 | 2008 | 18 | 5 | 0 | 0 | #DIV/0! | #DIV/0! | #DIV/0! | #DIV/0! | #DIV/0! | #DIV/0! | #DIV/0! | #DIV/0! | #DIV/0! | #DIV/0! | #DIV/0! | #DIV/0! | #DIV/0! | #DIV/0! | #DIV/0! | #DIV/0! | #DIV/0! | #DIV/0! | #DIV/0! | #DIV/0! | 3305 | 0 | 0 | 0 | 0 | 0
1 | 19 | 2008 | 19 | 6 | 0 | 0 | #DIV/0! | #DIV/0! | #DIV/0! | #DIV/0! | #DIV/0! | #DIV/0! | #DIV/0! | #DIV/0! | #DIV/0! | #DIV/0! | #DIV/0! | #DIV/0! | #DIV/0! | #DIV/0! | #DIV/0! | #DIV/0! | #DIV/0! | #DIV/0! | #DIV/0! | #DIV/0! | 3306 | 0 | 0 | 0 | 0 | 0
1 | 20 | 2008 | 20 | 7 | 0 | 0 | #DIV/0! | #DIV/0! | #DIV/0! | #DIV/0! | #DIV/0! | #DIV/0! | #DIV/0! | #DIV/0! | #DIV/0! | #DIV/0! | #DIV/0! | #DIV/0! | #DIV/0! | #DIV/0! | #DIV/0! | #DIV/0! | #DIV/0! | #DIV/0! | #DIV/0! | #DIV/0! | 3307 | 0 | 0 | 0 | 0 | 0
1 | 21 | 2008 | 21 | 1 | 0 | 0 | #DIV/0! | #DIV/0! | #DIV/0! | #DIV/0! | #DIV/0! | #DIV/0! | #DIV/0! | #DIV/0! | #DIV/0! | #DIV/0! | #DIV/0! | #DIV/0! | #DIV/0! | #DIV/0! | #DIV/0! | #DIV/0! | #DIV/0! | #DIV/0! | #DIV/0! | #DIV/0! | 3308 | 0 | 0 | 0 | 0 | 0
1 | 22 | 2008 | 22 | 2 | 0.0066667 | 0 | #DIV/0! | #DIV/0! | #DIV/0! | #DIV/0! | #DIV/0! | #DIV/0! | #DIV/0! | #DIV/0! | #DIV/0! | #DIV/0! | #DIV/0! | #DIV/0! | #DIV/0! | #DIV/0! | #DIV/0! | #DIV/0! | #DIV/0! | #DIV/0! | #DIV/0! | #DIV/0! | 3309 | 0 | 0 | 0 | 0 | 0
1 | 23 | 2008 | 23 | 3 | 0 | 0 | #DIV/0! | #DIV/0! | #DIV/0! | #DIV/0! | #DIV/0! | #DIV/0! | #DIV/0! | #DIV/0! | #DIV/0! | #DIV/0! | #DIV/0! | #DIV/0! | #DIV/0! | #DIV/0! | #DIV/0! | #DIV/0! | #DIV/0! | #DIV/0! | #DIV/0! | #DIV/0! | 3310 | 0 | 0 | 0 | 0 | 0
1 | 24 | 2008 | 24 | 4 | 0 | 0 | #DIV/0! | #DIV/0! | #DIV/0! | #DIV/0! | #DIV/0! | #DIV/0! | #DIV/0! | #DIV/0! | #DIV/0! | #DIV/0! | #DIV/0! | #DIV/0! | #DIV/0! | #DIV/0! | #DIV/0! | #DIV/0! | #DIV/0! | #DIV/0! | #DIV/0! | #DIV/0! | 3311 | 0 | 0 | 0 | 0 | 0
1 | 25 | 2008 | 25 | 5 | 0 | 0 | #DIV/0! | #DIV/0! | #DIV/0! | #DIV/0! | #DIV/0! | #DIV/0! | #DIV/0! | #DIV/0! | #DIV/0! | #DIV/0! | #DIV/0! | #DIV/0! | #DIV/0! | #DIV/0! | #DIV/0! | #DIV/0! | #DIV/0! | #DIV/0! | #DIV/0! | #DIV/0! | 3312 | 0 | 0 | 0 | 0 | 0
1 | 26 | 2008 | 26 | 6 | 0 | 0 | #DIV/0! | #DIV/0! | #DIV/0! | #DIV/0! | #DIV/0! | #DIV/0! | #DIV/0! | #DIV/0! | #DIV/0! | #DIV/0! | #DIV/0! | #DIV/0! | #DIV/0! | #DIV/0! | #DIV/0! | #DIV/0! | #DIV/0! | #DIV/0! | #DIV/0! | #DIV/0! | 3313 | 0 | 0 | 0 | 0 | 0
1 | 27 | 2008 | 27 | 7 | 0 | 0 | #DIV/0! | #DIV/0! | #DIV/0! | #DIV/0! | #DIV/0! | #DIV/0! | #DIV/0! | #DIV/0! | #DIV/0! | #DIV/0! | #DIV/0! | #DIV/0! | #DIV/0! | #DIV/0! | #DIV/0! | #DIV/0! | #DIV/0! | #DIV/0! | #DIV/0! | #DIV/0! | 3314 | 0 | 0 | 0 | 0 | 0
1 | 28 | 2008 | 28 | 1 | 0 | 0 | #DIV/0! | #DIV/0! | #DIV/0! | #DIV/0! | #DIV/0! | #DIV/0! | #DIV/0! | #DIV/0! | #DIV/0! | #DIV/0! | #DIV/0! | #DIV/0! | #DIV/0! | #DIV/0! | #DIV/0! | #DIV/0! | #DIV/0! | #DIV/0! | #DIV/0! | #DIV/0! | 3315 | 0 | 0 | 0 | 0 | 0
1 | 29 | 2008 | 29 | 2 | 0.08 | 0 | #DIV/0! | #DIV/0! | #DIV/0! | #DIV/0! | #DIV/0! | #DIV/0! | #DIV/0! | #DIV/0! | #DIV/0! | #DIV/0! | #DIV/0! | #DIV/0! | #DIV/0! | #DIV/0! | #DIV/0! | #DIV/0! | #DIV/0! | #DIV/0! | #DIV/0! | #DIV/0! | 3316 | 0 | 0 | 0 | 0 | 0
1 | 30 | 2008 | 30 | 3 | 0.036667 | 0 | #DIV/0! | #DIV/0! | #DIV/0! | #DIV/0! | #DIV/0! | #DIV/0! | #DIV/0! | #DIV/0! | #DIV/0! | #DIV/0! | #DIV/0! | #DIV/0! | #DIV/0! | #DIV/0! | #DIV/0! | #DIV/0! | #DIV/0! | #DIV/0! | #DIV/0! | #DIV/0! | 3317 | 0 | 0 | 0 | 0 | 0
1 | 31 | 2008 | 31 | 4 | 0 | 0 | #DIV/0! | #DIV/0! | #DIV/0! | #DIV/0! | #DIV/0! | #DIV/0! | #DIV/0! | #DIV/0! | #DIV/0! | #DIV/0! | #DIV/0! | #DIV/0! | #DIV/0! | #DIV/0! | #DIV/0! | #DIV/0! | #DIV/0! | #DIV/0! | #DIV/0! | #DIV/0! | 3318 | 0 | 0 | 0 | 0 | 0
2 | 1 | 2008 | 32 | 5 | 1.7633 | 0 | #DIV/0! | #DIV/0! | #DIV/0! | #DIV/0! | #DIV/0! | #DIV/0! | #DIV/0! | #DIV/0! | #DIV/0! | #DIV/0! | #DIV/0! | #DIV/0! | #DIV/0! | #DIV/0! | #DIV/0! | #DIV/0! | #DIV/0! | #DIV/0! | #DIV/0! | #DIV/0! | 3319 | 0 | 0 | 0 | 0 | 0
2 | 2 | 2008 | 33 | 6 | 0 | 0 | #DIV/0! | #DIV/0! | #DIV/0! | #DIV/0! | #DIV/0! | #DIV/0! | #DIV/0! | #DIV/0! | #DIV/0! | #DIV/0! | #DIV/0! | #DIV/0! | #DIV/0! | #DIV/0! | #DIV/0! | #DIV/0! | #DIV/0! | #DIV/0! | #DIV/0! | #DIV/0! | 3320 | 0 | 0 | 0 | 0 | 0
2 | 3 | 2008 | 34 | 7 | 0 | 0 | #DIV/0! | #DIV/0! | #DIV/0! | #DIV/0! | #DIV/0! | #DIV/0! | #DIV/0! | #DIV/0! | #DIV/0! | #DIV/0! | #DIV/0! | #DIV/0! | #DIV/0! | #DIV/0! | #DIV/0! | #DIV/0! | #DIV/0! | #DIV/0! | #DIV/0! | #DIV/0! | 3321 | 0 | 0 | 0 | 0 | 0
2 | 4 | 2008 | 35 | 1 | 0.023333 | 0 | #DIV/0! | #DIV/0! | #DIV/0! | #DIV/0! | #DIV/0! | #DIV/0! | #DIV/0! | #DIV/0! | #DIV/0! | #DIV/0! | #DIV/0! | #DIV/0! | #DIV/0! | #DIV/0! | #DIV/0! | #DIV/0! | #DIV/0! | #DIV/0! | #DIV/0! | #DIV/0! | 3322 | 0 | 0 | 0 | 0 | 0
2 | 5 | 2008 | 36 | 2 | 0 | 0 | #DIV/0! | #DIV/0! | #DIV/0! | #DIV/0! | #DIV/0! | #DIV/0! | #DIV/0! | #DIV/0! | #DIV/0! | #DIV/0! | #DIV/0! | #DIV/0! | #DIV/0! | #DIV/0! | #DIV/0! | #DIV/0! | #DIV/0! | #DIV/0! | #DIV/0! | #DIV/0! | 3323 | 0 | 0 | 0 | 0 | 0
2 | 6 | 2008 | 37 | 3 | 0.053333 | 0 | #DIV/0! | #DIV/0! | #DIV/0! | #DIV/0! | #DIV/0! | #DIV/0! | #DIV/0! | #DIV/0! | #DIV/0! | #DIV/0! | #DIV/0! | #DIV/0! | #DIV/0! | #DIV/0! | #DIV/0! | #DIV/0! | #DIV/0! | #DIV/0! | #DIV/0! | #DIV/0! | 3324 | 0 | 0 | 0 | 0 | 0
2 | 7 | 2008 | 38 | 4 | 0 | 0 | #DIV/0! | #DIV/0! | #DIV/0! | #DIV/0! | #DIV/0! | #DIV/0! | #DIV/0! | #DIV/0! | #DIV/0! | #DIV/0! | #DIV/0! | #DIV/0! | #DIV/0! | #DIV/0! | #DIV/0! | #DIV/0! | #DIV/0! | #DIV/0! | #DIV/0! | #DIV/0! | 3325 | 0 | 0 | 0 | 0 | 0
2 | 8 | 2008 | 39 | 5 | 0 | 0 | #DIV/0! | #DIV/0! | #DIV/0! | #DIV/0! | #DIV/0! | #DIV/0! | #DIV/0! | #DIV/0! | #DIV/0! | #DIV/0! | #DIV/0! | #DIV/0! | #DIV/0! | #DIV/0! | #DIV/0! | #DIV/0! | #DIV/0! | #DIV/0! | #DIV/0! | #DIV/0! | 3326 | 0 | 0 | 0 | 0 | 0
2 | 9 | 2008 | 40 | 6 | 0 | 0 | #DIV/0! | #DIV/0! | #DIV/0! | #DIV/0! | #DIV/0! | #DIV/0! | #DIV/0! | #DIV/0! | #DIV/0! | #DIV/0! | #DIV/0! | #DIV/0! | #DIV/0! | #DIV/0! | #DIV/0! | #DIV/0! | #DIV/0! | #DIV/0! | #DIV/0! | #DIV/0! | 3327 | 0 | 0 | 0 | 0 | 0
2 | 10 | 2008 | 41 | 7 | 0.0033333 | 0 | #DIV/0! | #DIV/0! | #DIV/0! | #DIV/0! | #DIV/0! | #DIV/0! | #DIV/0! | #DIV/0! | #DIV/0! | #DIV/0! | #DIV/0! | #DIV/0! | #DIV/0! | #DIV/0! | #DIV/0! | #DIV/0! | #DIV/0! | #DIV/0! | #DIV/0! | #DIV/0! | 3328 | 0 | 0 | 0 | 0 | 0
2 | 11 | 2008 | 42 | 1 | 0 | 0 | #DIV/0! | #DIV/0! | #DIV/0! | #DIV/0! | #DIV/0! | #DIV/0! | #DIV/0! | #DIV/0! | #DIV/0! | #DIV/0! | #DIV/0! | #DIV/0! | #DIV/0! | #DIV/0! | #DIV/0! | #DIV/0! | #DIV/0! | #DIV/0! | #DIV/0! | #DIV/0! | 3329 | 0 | 0 | 0 | 0 | 0
2 | 12 | 2008 | 43 | 2 | 0.17667 | 0 | #DIV/0! | #DIV/0! | #DIV/0! | #DIV/0! | #DIV/0! | #DIV/0! | #DIV/0! | #DIV/0! | #DIV/0! | #DIV/0! | #DIV/0! | #DIV/0! | #DIV/0! | #DIV/0! | #DIV/0! | #DIV/0! | #DIV/0! | #DIV/0! | #DIV/0! | #DIV/0! | 3330 | 0 | 0 | 0 | 0 | 0
2 | 13 | 2008 | 44 | 3 | 1.0267 | 0 | #DIV/0! | #DIV/0! | #DIV/0! | #DIV/0! | #DIV/0! | #DIV/0! | #DIV/0! | #DIV/0! | #DIV/0! | #DIV/0! | #DIV/0! | #DIV/0! | #DIV/0! | #DIV/0! | #DIV/0! | #DIV/0! | #DIV/0! | #DIV/0! | #DIV/0! | #DIV/0! | 3331 | 0 | 0 | 0 | 0 | 0
2 | 14 | 2008 | 45 | 4 | 0 | 0 | #DIV/0! | #DIV/0! | #DIV/0! | #DIV/0! | #DIV/0! | #DIV/0! | #DIV/0! | #DIV/0! | #DIV/0! | #DIV/0! | #DIV/0! | #DIV/0! | #DIV/0! | #DIV/0! | #DIV/0! | #DIV/0! | #DIV/0! | #DIV/0! | #DIV/0! | #DIV/0! | 3332 | 0 | 0 | 0 | 0 | 0
2 | 15 | 2008 | 46 | 5 | 0 | 0 | #DIV/0! | #DIV/0! | #DIV/0! | #DIV/0! | #DIV/0! | #DIV/0! | #DIV/0! | #DIV/0! | #DIV/0! | #DIV/0! | #DIV/0! | #DIV/0! | #DIV/0! | #DIV/0! | #DIV/0! | #DIV/0! | #DIV/0! | #DIV/0! | #DIV/0! | #DIV/0! | 3333 | 0 | 0 | 0 | 0 | 0
2 | 16 | 2008 | 47 | 6 | 0 | 0 | #DIV/0! | #DIV/0! | #DIV/0! | #DIV/0! | #DIV/0! | #DIV/0! | #DIV/0! | #DIV/0! | #DIV/0! | #DIV/0! | #DIV/0! | #DIV/0! | #DIV/0! | #DIV/0! | #DIV/0! | #DIV/0! | #DIV/0! | #DIV/0! | #DIV/0! | #DIV/0! | 3334 | 0 | 0 | 0 | 0 | 0
2 | 17 | 2008 | 48 | 7 | 0 | 0 | #DIV/0! | #DIV/0! | #DIV/0! | #DIV/0! | #DIV/0! | #DIV/0! | #DIV/0! | #DIV/0! | #DIV/0! | #DIV/0! | #DIV/0! | #DIV/0! | #DIV/0! | #DIV/0! | #DIV/0! | #DIV/0! | #DIV/0! | #DIV/0! | #DIV/0! | #DIV/0! | 3335 | 0 | 0 | 0 | 0 | 0
2 | 18 | 2008 | 49 | 1 | 0.15333 | 0 | #DIV/0! | #DIV/0! | #DIV/0! | #DIV/0! | #DIV/0! | #DIV/0! | #DIV/0! | #DIV/0! | #DIV/0! | #DIV/0! | #DIV/0! | #DIV/0! | #DIV/0! | #DIV/0! | #DIV/0! | #DIV/0! | #DIV/0! | #DIV/0! | #DIV/0! | #DIV/0! | 3336 | 0 | 0 | 0 | 0 | 0
2 | 19 | 2008 | 50 | 2 | 0 | 0 | #DIV/0! | #DIV/0! | #DIV/0! | #DIV/0! | #DIV/0! | #DIV/0! | #DIV/0! | #DIV/0! | #DIV/0! | #DIV/0! | #DIV/0! | #DIV/0! | #DIV/0! | #DIV/0! | #DIV/0! | #DIV/0! | #DIV/0! | #DIV/0! | #DIV/0! | #DIV/0! | 3337 | 0 | 0 | 0 | 0 | 0
2 | 20 | 2008 | 51 | 3 | 0.013333 | 0 | #DIV/0! | #DIV/0! | #DIV/0! | #DIV/0! | #DIV/0! | #DIV/0! | #DIV/0! | #DIV/0! | #DIV/0! | #DIV/0! | #DIV/0! | #DIV/0! | #DIV/0! | #DIV/0! | #DIV/0! | #DIV/0! | #DIV/0! | #DIV/0! | #DIV/0! | #DIV/0! | 3338 | 0 | 0 | 0 | 0 | 0
2 | 21 | 2008 | 52 | 4 | 0 | 0 | #DIV/0! | #DIV/0! | #DIV/0! | #DIV/0! | #DIV/0! | #DIV/0! | #DIV/0! | #DIV/0! | #DIV/0! | #DIV/0! | #DIV/0! | #DIV/0! | #DIV/0! | #DIV/0! | #DIV/0! | #DIV/0! | #DIV/0! | #DIV/0! | #DIV/0! | #DIV/0! | 3339 | 0 | 0 | 0 | 0 | 0
2 | 22 | 2008 | 53 | 5 | 0.22 | 0 | #DIV/0! | #DIV/0! | #DIV/0! | #DIV/0! | #DIV/0! | #DIV/0! | #DIV/0! | #DIV/0! | #DIV/0! | #DIV/0! | #DIV/0! | #DIV/0! | #DIV/0! | #DIV/0! | #DIV/0! | #DIV/0! | #DIV/0! | #DIV/0! | #DIV/0! | #DIV/0! | 3340 | 0 | 0 | 0 | 0 | 0
2 | 23 | 2008 | 54 | 6 | 0 | 0 | #DIV/0! | #DIV/0! | #DIV/0! | #DIV/0! | #DIV/0! | #DIV/0! | #DIV/0! | #DIV/0! | #DIV/0! | #DIV/0! | #DIV/0! | #DIV/0! | #DIV/0! | #DIV/0! | #DIV/0! | #DIV/0! | #DIV/0! | #DIV/0! | #DIV/0! | #DIV/0! | 3341 | 0 | 0 | 0 | 0 | 0
2 | 24 | 2008 | 55 | 7 | 0.01 | 0 | #DIV/0! | #DIV/0! | #DIV/0! | #DIV/0! | #DIV/0! | #DIV/0! | #DIV/0! | #DIV/0! | #DIV/0! | #DIV/0! | #DIV/0! | #DIV/0! | #DIV/0! | #DIV/0! | #DIV/0! | #DIV/0! | #DIV/0! | #DIV/0! | #DIV/0! | #DIV/0! | 3342 | 0 | 0 | 0 | 0 | 0
2 | 25 | 2008 | 56 | 1 | 0 | 0 | #DIV/0! | #DIV/0! | #DIV/0! | #DIV/0! | #DIV/0! | #DIV/0! | #DIV/0! | #DIV/0! | #DIV/0! | #DIV/0! | #DIV/0! | #DIV/0! | #DIV/0! | #DIV/0! | #DIV/0! | #DIV/0! | #DIV/0! | #DIV/0! | #DIV/0! | #DIV/0! | 3343 | 0 | 0 | 0 | 0 | 0
2 | 26 | 2008 | 57 | 2 | 0.10333 | 0 | #DIV/0! | #DIV/0! | #DIV/0! | #DIV/0! | #DIV/0! | #DIV/0! | #DIV/0! | #DIV/0! | #DIV/0! | #DIV/0! | #DIV/0! | #DIV/0! | #DIV/0! | #DIV/0! | #DIV/0! | #DIV/0! | #DIV/0! | #DIV/0! | #DIV/0! | #DIV/0! | 3344 | 0 | 0 | 0 | 0 | 0
2 | 27 | 2008 | 58 | 3 | 0 | 0 | #DIV/0! | #DIV/0! | #DIV/0! | #DIV/0! | #DIV/0! | #DIV/0! | #DIV/0! | #DIV/0! | #DIV/0! | #DIV/0! | #DIV/0! | #DIV/0! | #DIV/0! | #DIV/0! | #DIV/0! | #DIV/0! | #DIV/0! | #DIV/0! | #DIV/0! | #DIV/0! | 3345 | 0 | 0 | 0 | 0 | 0
2 | 28 | 2008 | 59 | 4 | 0 | 0 | #DIV/0! | #DIV/0! | #DIV/0! | #DIV/0! | #DIV/0! | #DIV/0! | #DIV/0! | #DIV/0! | #DIV/0! | #DIV/0! | #DIV/0! | #DIV/0! | #DIV/0! | #DIV/0! | #DIV/0! | #DIV/0! | #DIV/0! | #DIV/0! | #DIV/0! | #DIV/0! | 3346 | 0 | 0 | 0 | 0 | 0
3 | 1 | 2008 | 60 | 5 | 0 | 0 | #DIV/0! | #DIV/0! | #DIV/0! | #DIV/0! | #DIV/0! | #DIV/0! | #DIV/0! | #DIV/0! | #DIV/0! | #DIV/0! | #DIV/0! | #DIV/0! | #DIV/0! | #DIV/0! | #DIV/0! | #DIV/0! | #DIV/0! | #DIV/0! | #DIV/0! | #DIV/0! | 3347 | 0 | 0 | 0 | 0 | 0
3 | 2 | 2008 | 61 | 6 | 0.0066667 | 0 | #DIV/0! | #DIV/0! | #DIV/0! | #DIV/0! | #DIV/0! | #DIV/0! | #DIV/0! | #DIV/0! | #DIV/0! | #DIV/0! | #DIV/0! | #DIV/0! | #DIV/0! | #DIV/0! | #DIV/0! | #DIV/0! | #DIV/0! | #DIV/0! | #DIV/0! | #DIV/0! | 3348 | 0 | 0 | 0 | 0 | 0
3 | 3 | 2008 | 62 | 7 | 0 | 0 | #DIV/0! | #DIV/0! | #DIV/0! | #DIV/0! | #DIV/0! | #DIV/0! | #DIV/0! | #DIV/0! | #DIV/0! | #DIV/0! | #DIV/0! | #DIV/0! | #DIV/0! | #DIV/0! | #DIV/0! | #DIV/0! | #DIV/0! | #DIV/0! | #DIV/0! | #DIV/0! | 3349 | 0 | 0 | 0 | 0 | 0
3 | 4 | 2008 | 63 | 1 | 0 | 0 | #DIV/0! | #DIV/0! | #DIV/0! | #DIV/0! | #DIV/0! | #DIV/0! | #DIV/0! | #DIV/0! | #DIV/0! | #DIV/0! | #DIV/0! | #DIV/0! | #DIV/0! | #DIV/0! | #DIV/0! | #DIV/0! | #DIV/0! | #DIV/0! | #DIV/0! | #DIV/0! | 3350 | 0 | 0 | 0 | 0 | 0
3 | 5 | 2008 | 64 | 2 | 0.33 | 0 | #DIV/0! | #DIV/0! | #DIV/0! | #DIV/0! | #DIV/0! | #DIV/0! | #DIV/0! | #DIV/0! | #DIV/0! | #DIV/0! | #DIV/0! | #DIV/0! | #DIV/0! | #DIV/0! | #DIV/0! | #DIV/0! | #DIV/0! | #DIV/0! | #DIV/0! | #DIV/0! | 3351 | 0 | 0 | 0 | 0 | 0
3 | 6 | 2008 | 65 | 3 | 0.39333 | 0 | #DIV/0! | #DIV/0! | #DIV/0! | #DIV/0! | #DIV/0! | #DIV/0! | #DIV/0! | #DIV/0! | #DIV/0! | #DIV/0! | #DIV/0! | #DIV/0! | #DIV/0! | #DIV/0! | #DIV/0! | #DIV/0! | #DIV/0! | #DIV/0! | #DIV/0! | #DIV/0! | 3352 | 0 | 0 | 0 | 0 | 0
3 | 7 | 2008 | 66 | 4 | 0 | 0 | #DIV/0! | #DIV/0! | #DIV/0! | #DIV/0! | #DIV/0! | #DIV/0! | #DIV/0! | #DIV/0! | #DIV/0! | #DIV/0! | #DIV/0! | #DIV/0! | #DIV/0! | #DIV/0! | #DIV/0! | #DIV/0! | #DIV/0! | #DIV/0! | #DIV/0! | #DIV/0! | 3353 | 0 | 0 | 0 | 0 | 0
3 | 8 | 2008 | 67 | 5 | 0.58667 | 0 | #DIV/0! | #DIV/0! | #DIV/0! | #DIV/0! | #DIV/0! | #DIV/0! | #DIV/0! | #DIV/0! | #DIV/0! | #DIV/0! | #DIV/0! | #DIV/0! | #DIV/0! | #DIV/0! | #DIV/0! | #DIV/0! | #DIV/0! | #DIV/0! | #DIV/0! | #DIV/0! | 3354 | 0 | 0 | 0 | 0 | 0
3 | 9 | 2008 | 68 | 6 | 0.21667 | 0 | #DIV/0! | #DIV/0! | #DIV/0! | #DIV/0! | #DIV/0! | #DIV/0! | #DIV/0! | #DIV/0! | #DIV/0! | #DIV/0! | #DIV/0! | #DIV/0! | #DIV/0! | #DIV/0! | #DIV/0! | #DIV/0! | #DIV/0! | #DIV/0! | #DIV/0! | #DIV/0! | 3355 | 0 | 0 | 0 | 0 | 0
3 | 10 | 2008 | 69 | 7 | 0 | 0 | #DIV/0! | #DIV/0! | #DIV/0! | #DIV/0! | #DIV/0! | #DIV/0! | #DIV/0! | #DIV/0! | #DIV/0! | #DIV/0! | #DIV/0! | #DIV/0! | #DIV/0! | #DIV/0! | #DIV/0! | #DIV/0! | #DIV/0! | #DIV/0! | #DIV/0! | #DIV/0! | 3356 | 0 | 0 | 0 | 0 | 0
3 | 11 | 2008 | 70 | 1 | 0.01 | 0 | #DIV/0! | #DIV/0! | #DIV/0! | #DIV/0! | #DIV/0! | #DIV/0! | #DIV/0! | #DIV/0! | #DIV/0! | #DIV/0! | #DIV/0! | #DIV/0! | #DIV/0! | #DIV/0! | #DIV/0! | #DIV/0! | #DIV/0! | #DIV/0! | #DIV/0! | #DIV/0! | 3357 | 0 | 0 | 0 | 0 | 0
3 | 12 | 2008 | 71 | 2 | 0 | 0 | #DIV/0! | #DIV/0! | #DIV/0! | #DIV/0! | #DIV/0! | #DIV/0! | #DIV/0! | #DIV/0! | #DIV/0! | #DIV/0! | #DIV/0! | #DIV/0! | #DIV/0! | #DIV/0! | #DIV/0! | #DIV/0! | #DIV/0! | #DIV/0! | #DIV/0! | #DIV/0! | 3358 | 0 | 0 | 0 | 0 | 0
3 | 13 | 2008 | 72 | 3 | 0 | 0 | #DIV/0! | #DIV/0! | #DIV/0! | #DIV/0! | #DIV/0! | #DIV/0! | #DIV/0! | #DIV/0! | #DIV/0! | #DIV/0! | #DIV/0! | #DIV/0! | #DIV/0! | #DIV/0! | #DIV/0! | #DIV/0! | #DIV/0! | #DIV/0! | #DIV/0! | #DIV/0! | 3359 | 0 | 0 | 0 | 0 | 0
3 | 14 | 2008 | 73 | 4 | 0 | 0 | #DIV/0! | #DIV/0! | #DIV/0! | #DIV/0! | #DIV/0! | #DIV/0! | #DIV/0! | #DIV/0! | #DIV/0! | #DIV/0! | #DIV/0! | #DIV/0! | #DIV/0! | #DIV/0! | #DIV/0! | #DIV/0! | #DIV/0! | #DIV/0! | #DIV/0! | #DIV/0! | 3360 | 0 | 0 | 0 | 0 | 0
3 | 15 | 2008 | 74 | 5 | 0.0033333 | 0 | #DIV/0! | #DIV/0! | #DIV/0! | #DIV/0! | #DIV/0! | #DIV/0! | #DIV/0! | #DIV/0! | #DIV/0! | #DIV/0! | #DIV/0! | #DIV/0! | #DIV/0! | #DIV/0! | #DIV/0! | #DIV/0! | #DIV/0! | #DIV/0! | #DIV/0! | #DIV/0! | 3361 | 0 | 0 | 0 | 0 | 0
3 | 16 | 2008 | 75 | 6 | 0.036667 | 0 | #DIV/0! | #DIV/0! | #DIV/0! | #DIV/0! | #DIV/0! | #DIV/0! | #DIV/0! | #DIV/0! | #DIV/0! | #DIV/0! | #DIV/0! | #DIV/0! | #DIV/0! | #DIV/0! | #DIV/0! | #DIV/0! | #DIV/0! | #DIV/0! | #DIV/0! | #DIV/0! | 3362 | 0 | 0 | 0 | 0 | 0
3 | 17 | 2008 | 76 | 7 | 0.28667 | 0 | #DIV/0! | #DIV/0! | #DIV/0! | #DIV/0! | #DIV/0! | #DIV/0! | #DIV/0! | #DIV/0! | #DIV/0! | #DIV/0! | #DIV/0! | #DIV/0! | #DIV/0! | #DIV/0! | #DIV/0! | #DIV/0! | #DIV/0! | #DIV/0! | #DIV/0! | #DIV/0! | 3363 | 0 | 0 | 0 | 0 | 0
3 | 18 | 2008 | 77 | 1 | 0 | 0 | #DIV/0! | #DIV/0! | #DIV/0! | #DIV/0! | #DIV/0! | #DIV/0! | #DIV/0! | #DIV/0! | #DIV/0! | #DIV/0! | #DIV/0! | #DIV/0! | #DIV/0! | #DIV/0! | #DIV/0! | #DIV/0! | #DIV/0! | #DIV/0! | #DIV/0! | #DIV/0! | 3364 | 0 | 0 | 0 | 0 | 0
3 | 19 | 2008 | 78 | 2 | 0.016667 | 0 | #DIV/0! | #DIV/0! | #DIV/0! | #DIV/0! | #DIV/0! | #DIV/0! | #DIV/0! | #DIV/0! | #DIV/0! | #DIV/0! | #DIV/0! | #DIV/0! | #DIV/0! | #DIV/0! | #DIV/0! | #DIV/0! | #DIV/0! | #DIV/0! | #DIV/0! | #DIV/0! | 3365 | 0 | 0 | 0 | 0 | 0
3 | 20 | 2008 | 79 | 3 | 0.49 | 0 | #DIV/0! | #DIV/0! | #DIV/0! | #DIV/0! | #DIV/0! | #DIV/0! | #DIV/0! | #DIV/0! | #DIV/0! | #DIV/0! | #DIV/0! | #DIV/0! | #DIV/0! | #DIV/0! | #DIV/0! | #DIV/0! | #DIV/0! | #DIV/0! | #DIV/0! | #DIV/0! | 3366 | 0 | 0 | 0 | 0 | 0
3 | 21 | 2008 | 80 | 4 | 0.036667 | 0 | #DIV/0! | #DIV/0! | #DIV/0! | #DIV/0! | #DIV/0! | #DIV/0! | #DIV/0! | #DIV/0! | #DIV/0! | #DIV/0! | #DIV/0! | #DIV/0! | #DIV/0! | #DIV/0! | #DIV/0! | #DIV/0! | #DIV/0! | #DIV/0! | #DIV/0! | #DIV/0! | 3367 | 0 | 0 | 0 | 0 | 0
3 | 22 | 2008 | 81 | 5 | 0 | 0 | #DIV/0! | #DIV/0! | #DIV/0! | #DIV/0! | #DIV/0! | #DIV/0! | #DIV/0! | #DIV/0! | #DIV/0! | #DIV/0! | #DIV/0! | #DIV/0! | #DIV/0! | #DIV/0! | #DIV/0! | #DIV/0! | #DIV/0! | #DIV/0! | #DIV/0! | #DIV/0! | 3368 | 0 | 0 | 0 | 0 | 0
3 | 23 | 2008 | 82 | 6 | 0.01 | 0 | #DIV/0! | #DIV/0! | #DIV/0! | #DIV/0! | #DIV/0! | #DIV/0! | #DIV/0! | #DIV/0! | #DIV/0! | #DIV/0! | #DIV/0! | #DIV/0! | #DIV/0! | #DIV/0! | #DIV/0! | #DIV/0! | #DIV/0! | #DIV/0! | #DIV/0! | #DIV/0! | 3369 | 0 | 0 | 0 | 0 | 0
3 | 24 | 2008 | 83 | 7 | 0 | 0 | #DIV/0! | #DIV/0! | #DIV/0! | #DIV/0! | #DIV/0! | #DIV/0! | #DIV/0! | #DIV/0! | #DIV/0! | #DIV/0! | #DIV/0! | #DIV/0! | #DIV/0! | #DIV/0! | #DIV/0! | #DIV/0! | #DIV/0! | #DIV/0! | #DIV/0! | #DIV/0! | 3370 | 0 | 0 | 0 | 0 | 0
3 | 25 | 2008 | 84 | 1 | 0 | 0 | #DIV/0! | #DIV/0! | #DIV/0! | #DIV/0! | #DIV/0! | #DIV/0! | #DIV/0! | #DIV/0! | #DIV/0! | #DIV/0! | #DIV/0! | #DIV/0! | #DIV/0! | #DIV/0! | #DIV/0! | #DIV/0! | #DIV/0! | #DIV/0! | #DIV/0! | #DIV/0! | 3371 | 0 | 0 | 0 | 0 | 0
3 | 26 | 2008 | 85 | 2 | 0 | 0 | #DIV/0! | #DIV/0! | #DIV/0! | #DIV/0! | #DIV/0! | #DIV/0! | #DIV/0! | #DIV/0! | #DIV/0! | #DIV/0! | #DIV/0! | #DIV/0! | #DIV/0! | #DIV/0! | #DIV/0! | #DIV/0! | #DIV/0! | #DIV/0! | #DIV/0! | #DIV/0! | 3372 | 0 | 0 | 0 | 0 | 0
3 | 27 | 2008 | 86 | 3 | 0 | 0 | #DIV/0! | #DIV/0! | #DIV/0! | #DIV/0! | #DIV/0! | #DIV/0! | #DIV/0! | #DIV/0! | #DIV/0! | #DIV/0! | #DIV/0! | #DIV/0! | #DIV/0! | #DIV/0! | #DIV/0! | #DIV/0! | #DIV/0! | #DIV/0! | #DIV/0! | #DIV/0! | 3373 | 0 | 0 | 0 | 0 | 0
3 | 28 | 2008 | 87 | 4 | 0.03 | 0 | #DIV/0! | #DIV/0! | #DIV/0! | #DIV/0! | #DIV/0! | #DIV/0! | #DIV/0! | #DIV/0! | #DIV/0! | #DIV/0! | #DIV/0! | #DIV/0! | #DIV/0! | #DIV/0! | #DIV/0! | #DIV/0! | #DIV/0! | #DIV/0! | #DIV/0! | #DIV/0! | 3374 | 0 | 0 | 0 | 0 | 0
3 | 29 | 2008 | 88 | 5 | 0 | 0 | #DIV/0! | #DIV/0! | #DIV/0! | #DIV/0! | #DIV/0! | #DIV/0! | #DIV/0! | #DIV/0! | #DIV/0! | #DIV/0! | #DIV/0! | #DIV/0! | #DIV/0! | #DIV/0! | #DIV/0! | #DIV/0! | #DIV/0! | #DIV/0! | #DIV/0! | #DIV/0! | 3375 | 0 | 0 | 0 | 0 | 0
3 | 30 | 2008 | 89 | 6 | 0 | 0 | #DIV/0! | #DIV/0! | #DIV/0! | #DIV/0! | #DIV/0! | #DIV/0! | #DIV/0! | #DIV/0! | #DIV/0! | #DIV/0! | #DIV/0! | #DIV/0! | #DIV/0! | #DIV/0! | #DIV/0! | #DIV/0! | #DIV/0! | #DIV/0! | #DIV/0! | #DIV/0! | 3376 | 0 | 0 | 0 | 0 | 0
3 | 31 | 2008 | 90 | 7 | 0 | 0 | #DIV/0! | #DIV/0! | #DIV/0! | #DIV/0! | #DIV/0! | #DIV/0! | #DIV/0! | #DIV/0! | #DIV/0! | #DIV/0! | #DIV/0! | #DIV/0! | #DIV/0! | #DIV/0! | #DIV/0! | #DIV/0! | #DIV/0! | #DIV/0! | #DIV/0! | #DIV/0! | 3377 | 0 | 0 | 0 | 0 | 0
4 | 1 | 2008 | 91 | 1 | 0.093333 | 0 | #DIV/0! | #DIV/0! | #DIV/0! | #DIV/0! | #DIV/0! | #DIV/0! | #DIV/0! | #DIV/0! | #DIV/0! | #DIV/0! | #DIV/0! | #DIV/0! | #DIV/0! | #DIV/0! | #DIV/0! | #DIV/0! | #DIV/0! | #DIV/0! | #DIV/0! | #DIV/0! | 3378 | 0 | 0 | 0 | 0 | 0
4 | 2 | 2008 | 92 | 2 | 0.10333 | 0 | #DIV/0! | #DIV/0! | #DIV/0! | #DIV/0! | #DIV/0! | #DIV/0! | #DIV/0! | #DIV/0! | #DIV/0! | #DIV/0! | #DIV/0! | #DIV/0! | #DIV/0! | #DIV/0! | #DIV/0! | #DIV/0! | #DIV/0! | #DIV/0! | #DIV/0! | #DIV/0! | 3379 | 0 | 0 | 0 | 0 | 0
4 | 3 | 2008 | 93 | 3 | 0 | 0 | #DIV/0! | #DIV/0! | #DIV/0! | #DIV/0! | #DIV/0! | #DIV/0! | #DIV/0! | #DIV/0! | #DIV/0! | #DIV/0! | #DIV/0! | #DIV/0! | #DIV/0! | #DIV/0! | #DIV/0! | #DIV/0! | #DIV/0! | #DIV/0! | #DIV/0! | #DIV/0! | 3380 | 0 | 0 | 0 | 0 | 0
4 | 4 | 2008 | 94 | 4 | 0.65333 | 0 | #DIV/0! | #DIV/0! | #DIV/0! | #DIV/0! | #DIV/0! | #DIV/0! | #DIV/0! | #DIV/0! | #DIV/0! | #DIV/0! | #DIV/0! | #DIV/0! | #DIV/0! | #DIV/0! | #DIV/0! | #DIV/0! | #DIV/0! | #DIV/0! | #DIV/0! | #DIV/0! | 3381 | 0 | 0 | 0 | 0 | 0
4 | 5 | 2008 | 95 | 5 | 0.08 | 0 | #DIV/0! | #DIV/0! | #DIV/0! | #DIV/0! | #DIV/0! | #DIV/0! | #DIV/0! | #DIV/0! | #DIV/0! | #DIV/0! | #DIV/0! | #DIV/0! | #DIV/0! | #DIV/0! | #DIV/0! | #DIV/0! | #DIV/0! | #DIV/0! | #DIV/0! | #DIV/0! | 3382 | 0 | 0 | 0 | 0 | 0
4 | 6 | 2008 | 96 | 6 | 0.0033333 | 0 | #DIV/0! | #DIV/0! | #DIV/0! | #DIV/0! | #DIV/0! | #DIV/0! | #DIV/0! | #DIV/0! | #DIV/0! | #DIV/0! | #DIV/0! | #DIV/0! | #DIV/0! | #DIV/0! | #DIV/0! | #DIV/0! | #DIV/0! | #DIV/0! | #DIV/0! | #DIV/0! | 3383 | 0 | 0 | 0 | 0 | 0
4 | 7 | 2008 | 97 | 7 | 0.33333 | 0 | #DIV/0! | #DIV/0! | #DIV/0! | #DIV/0! | #DIV/0! | #DIV/0! | #DIV/0! | #DIV/0! | #DIV/0! | #DIV/0! | #DIV/0! | #DIV/0! | #DIV/0! | #DIV/0! | #DIV/0! | #DIV/0! | #DIV/0! | #DIV/0! | #DIV/0! | #DIV/0! | 3384 | 0 | 0 | 0 | 0 | 0
4 | 8 | 2008 | 98 | 1 | 0.0033333 | 0 | #DIV/0! | #DIV/0! | #DIV/0! | #DIV/0! | #DIV/0! | #DIV/0! | #DIV/0! | #DIV/0! | #DIV/0! | #DIV/0! | #DIV/0! | #DIV/0! | #DIV/0! | #DIV/0! | #DIV/0! | #DIV/0! | #DIV/0! | #DIV/0! | #DIV/0! | #DIV/0! | 3385 | 0 | 0 | 0 | 0 | 0
4 | 9 | 2008 | 99 | 2 | 0 | 0 | #DIV/0! | #DIV/0! | #DIV/0! | #DIV/0! | #DIV/0! | #DIV/0! | #DIV/0! | #DIV/0! | #DIV/0! | #DIV/0! | #DIV/0! | #DIV/0! | #DIV/0! | #DIV/0! | #DIV/0! | #DIV/0! | #DIV/0! | #DIV/0! | #DIV/0! | #DIV/0! | 3386 | 0 | 0 | 0 | 0 | 0
4 | 10 | 2008 | 100 | 3 | 0 | 0 | #DIV/0! | #DIV/0! | #DIV/0! | #DIV/0! | #DIV/0! | #DIV/0! | #DIV/0! | #DIV/0! | #DIV/0! | #DIV/0! | #DIV/0! | #DIV/0! | #DIV/0! | #DIV/0! | #DIV/0! | #DIV/0! | #DIV/0! | #DIV/0! | #DIV/0! | #DIV/0! | 3387 | 0 | 0 | 0 | 0 | 0
4 | 11 | 2008 | 101 | 4 | 0 | 0 | #DIV/0! | #DIV/0! | #DIV/0! | #DIV/0! | #DIV/0! | #DIV/0! | #DIV/0! | #DIV/0! | #DIV/0! | #DIV/0! | #DIV/0! | #DIV/0! | #DIV/0! | #DIV/0! | #DIV/0! | #DIV/0! | #DIV/0! | #DIV/0! | #DIV/0! | #DIV/0! | 3388 | 0 | 0 | 0 | 0 | 0
4 | 12 | 2008 | 102 | 5 | 0.16 | 0 | #DIV/0! | #DIV/0! | #DIV/0! | #DIV/0! | #DIV/0! | #DIV/0! | #DIV/0! | #DIV/0! | #DIV/0! | #DIV/0! | #DIV/0! | #DIV/0! | #DIV/0! | #DIV/0! | #DIV/0! | #DIV/0! | #DIV/0! | #DIV/0! | #DIV/0! | #DIV/0! | 3389 | 0 | 0 | 0 | 0 | 0
4 | 13 | 2008 | 103 | 6 | 0.09 | 0 | #DIV/0! | #DIV/0! | #DIV/0! | #DIV/0! | #DIV/0! | #DIV/0! | #DIV/0! | #DIV/0! | #DIV/0! | #DIV/0! | #DIV/0! | #DIV/0! | #DIV/0! | #DIV/0! | #DIV/0! | #DIV/0! | #DIV/0! | #DIV/0! | #DIV/0! | #DIV/0! | 3390 | 0 | 0 | 0 | 0 | 0
4 | 14 | 2008 | 104 | 7 | 0.01 | 0 | #DIV/0! | #DIV/0! | #DIV/0! | #DIV/0! | #DIV/0! | #DIV/0! | #DIV/0! | #DIV/0! | #DIV/0! | #DIV/0! | #DIV/0! | #DIV/0! | #DIV/0! | #DIV/0! | #DIV/0! | #DIV/0! | #DIV/0! | #DIV/0! | #DIV/0! | #DIV/0! | 3391 | 0 | 0 | 0 | 0 | 0
4 | 15 | 2008 | 105 | 1 | 0.0033333 | 0 | #DIV/0! | #DIV/0! | #DIV/0! | #DIV/0! | #DIV/0! | #DIV/0! | #DIV/0! | #DIV/0! | #DIV/0! | #DIV/0! | #DIV/0! | #DIV/0! | #DIV/0! | #DIV/0! | #DIV/0! | #DIV/0! | #DIV/0! | #DIV/0! | #DIV/0! | #DIV/0! | 3392 | 0 | 0 | 0 | 0 | 0
4 | 16 | 2008 | 106 | 2 | 0 | 0 | #DIV/0! | #DIV/0! | #DIV/0! | #DIV/0! | #DIV/0! | #DIV/0! | #DIV/0! | #DIV/0! | #DIV/0! | #DIV/0! | #DIV/0! | #DIV/0! | #DIV/0! | #DIV/0! | #DIV/0! | #DIV/0! | #DIV/0! | #DIV/0! | #DIV/0! | #DIV/0! | 3393 | 0 | 0 | 0 | 0 | 0
4 | 17 | 2008 | 107 | 3 | 0 | 0 | #DIV/0! | #DIV/0! | #DIV/0! | #DIV/0! | #DIV/0! | #DIV/0! | #DIV/0! | #DIV/0! | #DIV/0! | #DIV/0! | #DIV/0! | #DIV/0! | #DIV/0! | #DIV/0! | #DIV/0! | #DIV/0! | #DIV/0! | #DIV/0! | #DIV/0! | #DIV/0! | 3394 | 0 | 0 | 0 | 0 | 0
4 | 18 | 2008 | 108 | 4 | 0 | 0 | #DIV/0! | #DIV/0! | #DIV/0! | #DIV/0! | #DIV/0! | #DIV/0! | #DIV/0! | #DIV/0! | #DIV/0! | #DIV/0! | #DIV/0! | #DIV/0! | #DIV/0! | #DIV/0! | #DIV/0! | #DIV/0! | #DIV/0! | #DIV/0! | #DIV/0! | #DIV/0! | 3395 | 0 | 0 | 0 | 0 | 0
4 | 19 | 2008 | 109 | 5 | 0 | 0 | #DIV/0! | #DIV/0! | #DIV/0! | #DIV/0! | #DIV/0! | #DIV/0! | #DIV/0! | #DIV/0! | #DIV/0! | #DIV/0! | #DIV/0! | #DIV/0! | #DIV/0! | #DIV/0! | #DIV/0! | #DIV/0! | #DIV/0! | #DIV/0! | #DIV/0! | #DIV/0! | 3396 | 0 | 0 | 0 | 0 | 0
4 | 20 | 2008 | 110 | 6 | 0 | 0 | #DIV/0! | #DIV/0! | #DIV/0! | #DIV/0! | #DIV/0! | #DIV/0! | #DIV/0! | #DIV/0! | #DIV/0! | #DIV/0! | #DIV/0! | #DIV/0! | #DIV/0! | #DIV/0! | #DIV/0! | #DIV/0! | #DIV/0! | #DIV/0! | #DIV/0! | #DIV/0! | 3397 | 0 | 0 | 0 | 0 | 0
4 | 21 | 2008 | 111 | 7 | 1.65 | 0 | #DIV/0! | #DIV/0! | #DIV/0! | #DIV/0! | #DIV/0! | #DIV/0! | #DIV/0! | #DIV/0! | #DIV/0! | #DIV/0! | #DIV/0! | #DIV/0! | #DIV/0! | #DIV/0! | #DIV/0! | #DIV/0! | #DIV/0! | #DIV/0! | #DIV/0! | #DIV/0! | 3398 | 0 | 0 | 0 | 0 | 0
4 | 22 | 2008 | 112 | 1 | 0.97667 | 0 | #DIV/0! | #DIV/0! | #DIV/0! | #DIV/0! | #DIV/0! | #DIV/0! | #DIV/0! | #DIV/0! | #DIV/0! | #DIV/0! | #DIV/0! | #DIV/0! | #DIV/0! | #DIV/0! | #DIV/0! | #DIV/0! | #DIV/0! | #DIV/0! | #DIV/0! | #DIV/0! | 3399 | 0 | 0 | 0 | 0 | 0
4 | 23 | 2008 | 113 | 2 | 0 | 0 | #DIV/0! | #DIV/0! | #DIV/0! | #DIV/0! | #DIV/0! | #DIV/0! | #DIV/0! | #DIV/0! | #DIV/0! | #DIV/0! | #DIV/0! | #DIV/0! | #DIV/0! | #DIV/0! | #DIV/0! | #DIV/0! | #DIV/0! | #DIV/0! | #DIV/0! | #DIV/0! | 3400 | 0 | 0 | 0 | 0 | 0
4 | 24 | 2008 | 114 | 3 | 0 | 0 | #DIV/0! | #DIV/0! | #DIV/0! | #DIV/0! | #DIV/0! | #DIV/0! | #DIV/0! | #DIV/0! | #DIV/0! | #DIV/0! | #DIV/0! | #DIV/0! | #DIV/0! | #DIV/0! | #DIV/0! | #DIV/0! | #DIV/0! | #DIV/0! | #DIV/0! | #DIV/0! | 3401 | 0 | 0 | 0 | 0 | 0
4 | 25 | 2008 | 115 | 4 | 0 | 0 | #DIV/0! | #DIV/0! | #DIV/0! | #DIV/0! | #DIV/0! | #DIV/0! | #DIV/0! | #DIV/0! | #DIV/0! | #DIV/0! | #DIV/0! | #DIV/0! | #DIV/0! | #DIV/0! | #DIV/0! | #DIV/0! | #DIV/0! | #DIV/0! | #DIV/0! | #DIV/0! | 3402 | 0 | 0 | 0 | 0 | 0
4 | 26 | 2008 | 116 | 5 | 0 | 0 | #DIV/0! | #DIV/0! | #DIV/0! | #DIV/0! | #DIV/0! | #DIV/0! | #DIV/0! | #DIV/0! | #DIV/0! | #DIV/0! | #DIV/0! | #DIV/0! | #DIV/0! | #DIV/0! | #DIV/0! | #DIV/0! | #DIV/0! | #DIV/0! | #DIV/0! | #DIV/0! | 3403 | 0 | 0 | 0 | 0 | 0
4 | 27 | 2008 | 117 | 6 | 0.33 | 0 | #DIV/0! | #DIV/0! | #DIV/0! | #DIV/0! | #DIV/0! | #DIV/0! | #DIV/0! | #DIV/0! | #DIV/0! | #DIV/0! | #DIV/0! | #DIV/0! | #DIV/0! | #DIV/0! | #DIV/0! | #DIV/0! | #DIV/0! | #DIV/0! | #DIV/0! | #DIV/0! | 3404 | 0 | 0 | 0 | 0 | 0
4 | 28 | 2008 | 118 | 7 | 0.06 | 0 | #DIV/0! | #DIV/0! | #DIV/0! | #DIV/0! | #DIV/0! | #DIV/0! | #DIV/0! | #DIV/0! | #DIV/0! | #DIV/0! | #DIV/0! | #DIV/0! | #DIV/0! | #DIV/0! | #DIV/0! | #DIV/0! | #DIV/0! | #DIV/0! | #DIV/0! | #DIV/0! | 3405 | 0 | 0 | 0 | 0 | 0
4 | 29 | 2008 | 119 | 1 | 0.79667 | 0 | #DIV/0! | #DIV/0! | #DIV/0! | #DIV/0! | #DIV/0! | #DIV/0! | #DIV/0! | #DIV/0! | #DIV/0! | #DIV/0! | #DIV/0! | #DIV/0! | #DIV/0! | #DIV/0! | #DIV/0! | #DIV/0! | #DIV/0! | #DIV/0! | #DIV/0! | #DIV/0! | 3406 | 0 | 0 | 0 | 0 | 0
4 | 30 | 2008 | 120 | 2 | 0 | 0 | #DIV/0! | #DIV/0! | #DIV/0! | #DIV/0! | #DIV/0! | #DIV/0! | #DIV/0! | #DIV/0! | #DIV/0! | #DIV/0! | #DIV/0! | #DIV/0! | #DIV/0! | #DIV/0! | #DIV/0! | #DIV/0! | #DIV/0! | #DIV/0! | #DIV/0! | #DIV/0! | 3407 | 0 | 0 | 0 | 0 | 0
5 | 1 | 2008 | 121 | 3 | 0 | 0 | #DIV/0! | #DIV/0! | #DIV/0! | #DIV/0! | #DIV/0! | #DIV/0! | #DIV/0! | #DIV/0! | #DIV/0! | #DIV/0! | #DIV/0! | #DIV/0! | #DIV/0! | #DIV/0! | #DIV/0! | #DIV/0! | #DIV/0! | #DIV/0! | #DIV/0! | #DIV/0! | 3408 | 0 | 0 | 0 | 0 | 0
5 | 2 | 2008 | 122 | 4 | 0.03 | 0 | #DIV/0! | #DIV/0! | #DIV/0! | #DIV/0! | #DIV/0! | #DIV/0! | #DIV/0! | #DIV/0! | #DIV/0! | #DIV/0! | #DIV/0! | #DIV/0! | #DIV/0! | #DIV/0! | #DIV/0! | #DIV/0! | #DIV/0! | #DIV/0! | #DIV/0! | #DIV/0! | 3409 | 0 | 0 | 0 | 0 | 0
5 | 3 | 2008 | 123 | 5 | 0 | 0 | #DIV/0! | #DIV/0! | #DIV/0! | #DIV/0! | #DIV/0! | #DIV/0! | #DIV/0! | #DIV/0! | #DIV/0! | #DIV/0! | #DIV/0! | #DIV/0! | #DIV/0! | #DIV/0! | #DIV/0! | #DIV/0! | #DIV/0! | #DIV/0! | #DIV/0! | #DIV/0! | 3410 | 0 | 0 | 0 | 0 | 0
5 | 4 | 2008 | 124 | 6 | 0.0033333 | 0 | #DIV/0! | #DIV/0! | #DIV/0! | #DIV/0! | #DIV/0! | #DIV/0! | #DIV/0! | #DIV/0! | #DIV/0! | #DIV/0! | #DIV/0! | #DIV/0! | #DIV/0! | #DIV/0! | #DIV/0! | #DIV/0! | #DIV/0! | #DIV/0! | #DIV/0! | #DIV/0! | 3411 | 0 | 0 | 0 | 0 | 0
5 | 5 | 2008 | 125 | 7 | 0 | 0 | #DIV/0! | #DIV/0! | #DIV/0! | #DIV/0! | #DIV/0! | #DIV/0! | #DIV/0! | #DIV/0! | #DIV/0! | #DIV/0! | #DIV/0! | #DIV/0! | #DIV/0! | #DIV/0! | #DIV/0! | #DIV/0! | #DIV/0! | #DIV/0! | #DIV/0! | #DIV/0! | 3412 | 0 | 0 | 0 | 0 | 0
5 | 6 | 2008 | 126 | 1 | 0 | 0 | #DIV/0! | #DIV/0! | #DIV/0! | #DIV/0! | #DIV/0! | #DIV/0! | #DIV/0! | #DIV/0! | #DIV/0! | #DIV/0! | #DIV/0! | #DIV/0! | #DIV/0! | #DIV/0! | #DIV/0! | #DIV/0! | #DIV/0! | #DIV/0! | #DIV/0! | #DIV/0! | 3413 | 0 | 0 | 0 | 0 | 0
5 | 7 | 2008 | 127 | 2 | 0 | 0 | #DIV/0! | #DIV/0! | #DIV/0! | #DIV/0! | #DIV/0! | #DIV/0! | #DIV/0! | #DIV/0! | #DIV/0! | #DIV/0! | #DIV/0! | #DIV/0! | #DIV/0! | #DIV/0! | #DIV/0! | #DIV/0! | #DIV/0! | #DIV/0! | #DIV/0! | #DIV/0! | 3414 | 0 | 0 | 0 | 0 | 0
5 | 8 | 2008 | 128 | 3 | 0 | 0 | #DIV/0! | #DIV/0! | #DIV/0! | #DIV/0! | #DIV/0! | #DIV/0! | #DIV/0! | #DIV/0! | #DIV/0! | #DIV/0! | #DIV/0! | #DIV/0! | #DIV/0! | #DIV/0! | #DIV/0! | #DIV/0! | #DIV/0! | #DIV/0! | #DIV/0! | #DIV/0! | 3415 | 0 | 0 | 0 | 0 | 0
5 | 9 | 2008 | 129 | 4 | 1.04 | 0 | #DIV/0! | #DIV/0! | #DIV/0! | #DIV/0! | #DIV/0! | #DIV/0! | #DIV/0! | #DIV/0! | #DIV/0! | #DIV/0! | #DIV/0! | #DIV/0! | #DIV/0! | #DIV/0! | #DIV/0! | #DIV/0! | #DIV/0! | #DIV/0! | #DIV/0! | #DIV/0! | 3416 | 0 | 0 | 0 | 0 | 0
5 | 10 | 2008 | 130 | 5 | 1.64 | 0 | #DIV/0! | #DIV/0! | #DIV/0! | #DIV/0! | #DIV/0! | #DIV/0! | #DIV/0! | #DIV/0! | #DIV/0! | #DIV/0! | #DIV/0! | #DIV/0! | #DIV/0! | #DIV/0! | #DIV/0! | #DIV/0! | #DIV/0! | #DIV/0! | #DIV/0! | #DIV/0! | 3417 | 0 | 0 | 0 | 0 | 0
5 | 11 | 2008 | 131 | 6 | 0.26 | 0 | #DIV/0! | #DIV/0! | #DIV/0! | #DIV/0! | #DIV/0! | #DIV/0! | #DIV/0! | #DIV/0! | #DIV/0! | #DIV/0! | #DIV/0! | #DIV/0! | #DIV/0! | #DIV/0! | #DIV/0! | #DIV/0! | #DIV/0! | #DIV/0! | #DIV/0! | #DIV/0! | 3418 | 0 | 0 | 0 | 0 | 0
5 | 12 | 2008 | 132 | 7 | 2.6167 | 0 | #DIV/0! | #DIV/0! | #DIV/0! | #DIV/0! | #DIV/0! | #DIV/0! | #DIV/0! | #DIV/0! | #DIV/0! | #DIV/0! | #DIV/0! | #DIV/0! | #DIV/0! | #DIV/0! | #DIV/0! | #DIV/0! | #DIV/0! | #DIV/0! | #DIV/0! | #DIV/0! | 3419 | 0 | 0 | 0 | 0 | 0
5 | 13 | 2008 | 133 | 1 | 1.4333 | 0 | #DIV/0! | #DIV/0! | #DIV/0! | #DIV/0! | #DIV/0! | #DIV/0! | #DIV/0! | #DIV/0! | #DIV/0! | #DIV/0! | #DIV/0! | #DIV/0! | #DIV/0! | #DIV/0! | #DIV/0! | #DIV/0! | #DIV/0! | #DIV/0! | #DIV/0! | #DIV/0! | 3420 | 0 | 0 | 0 | 0 | 0
5 | 14 | 2008 | 134 | 2 | 0 | 0 | #DIV/0! | #DIV/0! | #DIV/0! | #DIV/0! | #DIV/0! | #DIV/0! | #DIV/0! | #DIV/0! | #DIV/0! | #DIV/0! | #DIV/0! | #DIV/0! | #DIV/0! | #DIV/0! | #DIV/0! | #DIV/0! | #DIV/0! | #DIV/0! | #DIV/0! | #DIV/0! | 3421 | 0 | 0 | 0 | 0 | 0
5 | 15 | 2008 | 135 | 3 | 0 | 0 | #DIV/0! | #DIV/0! | #DIV/0! | #DIV/0! | #DIV/0! | #DIV/0! | #DIV/0! | #DIV/0! | #DIV/0! | #DIV/0! | #DIV/0! | #DIV/0! | #DIV/0! | #DIV/0! | #DIV/0! | #DIV/0! | #DIV/0! | #DIV/0! | #DIV/0! | #DIV/0! | 3422 | 0 | 0 | 0 | 0 | 0
5 | 16 | 2008 | 136 | 4 | 0.19 | 0 | #DIV/0! | #DIV/0! | #DIV/0! | #DIV/0! | #DIV/0! | #DIV/0! | #DIV/0! | #DIV/0! | #DIV/0! | #DIV/0! | #DIV/0! | #DIV/0! | #DIV/0! | #DIV/0! | #DIV/0! | #DIV/0! | #DIV/0! | #DIV/0! | #DIV/0! | #DIV/0! | 3423 | 0 | 0 | 0 | 0 | 0
5 | 17 | 2008 | 137 | 5 | 0.56 | 0 | #DIV/0! | #DIV/0! | #DIV/0! | #DIV/0! | #DIV/0! | #DIV/0! | #DIV/0! | #DIV/0! | #DIV/0! | #DIV/0! | #DIV/0! | #DIV/0! | #DIV/0! | #DIV/0! | #DIV/0! | #DIV/0! | #DIV/0! | #DIV/0! | #DIV/0! | #DIV/0! | 3424 | 0 | 0 | 0 | 0 | 0
5 | 18 | 2008 | 138 | 6 | 0.0033333 | 0 | #DIV/0! | #DIV/0! | #DIV/0! | #DIV/0! | #DIV/0! | #DIV/0! | #DIV/0! | #DIV/0! | #DIV/0! | #DIV/0! | #DIV/0! | #DIV/0! | #DIV/0! | #DIV/0! | #DIV/0! | #DIV/0! | #DIV/0! | #DIV/0! | #DIV/0! | #DIV/0! | 3425 | 0 | 0 | 0 | 0 | 0
5 | 19 | 2008 | 139 | 7 | 0.063333 | 0 | #DIV/0! | #DIV/0! | #DIV/0! | #DIV/0! | #DIV/0! | #DIV/0! | #DIV/0! | #DIV/0! | #DIV/0! | #DIV/0! | #DIV/0! | #DIV/0! | #DIV/0! | #DIV/0! | #DIV/0! | #DIV/0! | #DIV/0! | #DIV/0! | #DIV/0! | #DIV/0! | 3426 | 0 | 0 | 0 | 0 | 0
5 | 20 | 2008 | 140 | 1 | 0 | 0 | #DIV/0! | #DIV/0! | #DIV/0! | #DIV/0! | #DIV/0! | #DIV/0! | #DIV/0! | #DIV/0! | #DIV/0! | #DIV/0! | #DIV/0! | #DIV/0! | #DIV/0! | #DIV/0! | #DIV/0! | #DIV/0! | #DIV/0! | #DIV/0! | #DIV/0! | #DIV/0! | 3427 | 0 | 0 | 0 | 0 | 0
5 | 21 | 2008 | 141 | 2 | 0.64667 | 0 | #DIV/0! | #DIV/0! | #DIV/0! | #DIV/0! | #DIV/0! | #DIV/0! | #DIV/0! | #DIV/0! | #DIV/0! | #DIV/0! | #DIV/0! | #DIV/0! | #DIV/0! | #DIV/0! | #DIV/0! | #DIV/0! | #DIV/0! | #DIV/0! | #DIV/0! | #DIV/0! | 3428 | 0 | 0 | 0 | 0 | 0
5 | 22 | 2008 | 142 | 3 | 0.023333 | 0 | #DIV/0! | #DIV/0! | #DIV/0! | #DIV/0! | #DIV/0! | #DIV/0! | #DIV/0! | #DIV/0! | #DIV/0! | #DIV/0! | #DIV/0! | #DIV/0! | #DIV/0! | #DIV/0! | #DIV/0! | #DIV/0! | #DIV/0! | #DIV/0! | #DIV/0! | #DIV/0! | 3429 | 0 | 0 | 0 | 0 | 0
5 | 23 | 2008 | 143 | 4 | 0 | 0 | #DIV/0! | #DIV/0! | #DIV/0! | #DIV/0! | #DIV/0! | #DIV/0! | #DIV/0! | #DIV/0! | #DIV/0! | #DIV/0! | #DIV/0! | #DIV/0! | #DIV/0! | #DIV/0! | #DIV/0! | #DIV/0! | #DIV/0! | #DIV/0! | #DIV/0! | #DIV/0! | 3430 | 0 | 0 | 0 | 0 | 0
5 | 24 | 2008 | 144 | 5 | 0 | 0 | #DIV/0! | #DIV/0! | #DIV/0! | #DIV/0! | #DIV/0! | #DIV/0! | #DIV/0! | #DIV/0! | #DIV/0! | #DIV/0! | #DIV/0! | #DIV/0! | #DIV/0! | #DIV/0! | #DIV/0! | #DIV/0! | #DIV/0! | #DIV/0! | #DIV/0! | #DIV/0! | 3431 | 0 | 0 | 0 | 0 | 0
5 | 25 | 2008 | 145 | 6 | 0 | 0 | #DIV/0! | #DIV/0! | #DIV/0! | #DIV/0! | #DIV/0! | #DIV/0! | #DIV/0! | #DIV/0! | #DIV/0! | #DIV/0! | #DIV/0! | #DIV/0! | #DIV/0! | #DIV/0! | #DIV/0! | #DIV/0! | #DIV/0! | #DIV/0! | #DIV/0! | #DIV/0! | 3432 | 0 | 0 | 0 | 0 | 0
5 | 26 | 2008 | 146 | 7 | 0 | 0 | #DIV/0! | #DIV/0! | #DIV/0! | #DIV/0! | #DIV/0! | #DIV/0! | #DIV/0! | #DIV/0! | #DIV/0! | #DIV/0! | #DIV/0! | #DIV/0! | #DIV/0! | #DIV/0! | #DIV/0! | #DIV/0! | #DIV/0! | #DIV/0! | #DIV/0! | #DIV/0! | 3433 | 0 | 0 | 0 | 0 | 0
5 | 27 | 2008 | 147 | 1 | 0.0033333 | 0 | #DIV/0! | #DIV/0! | #DIV/0! | #DIV/0! | #DIV/0! | #DIV/0! | #DIV/0! | #DIV/0! | #DIV/0! | #DIV/0! | #DIV/0! | #DIV/0! | #DIV/0! | #DIV/0! | #DIV/0! | #DIV/0! | #DIV/0! | #DIV/0! | #DIV/0! | #DIV/0! | 3434 | 0 | 0 | 0 | 0 | 0
5 | 28 | 2008 | 148 | 2 | 0 | 0 | #DIV/0! | #DIV/0! | #DIV/0! | #DIV/0! | #DIV/0! | #DIV/0! | #DIV/0! | #DIV/0! | #DIV/0! | #DIV/0! | #DIV/0! | #DIV/0! | #DIV/0! | #DIV/0! | #DIV/0! | #DIV/0! | #DIV/0! | #DIV/0! | #DIV/0! | #DIV/0! | 3435 | 0 | 0 | 0 | 0 | 0
5 | 29 | 2008 | 149 | 3 | 0 | 0 | #DIV/0! | #DIV/0! | #DIV/0! | #DIV/0! | #DIV/0! | #DIV/0! | #DIV/0! | #DIV/0! | #DIV/0! | #DIV/0! | #DIV/0! | #DIV/0! | #DIV/0! | #DIV/0! | #DIV/0! | #DIV/0! | #DIV/0! | #DIV/0! | #DIV/0! | #DIV/0! | 3436 | 0 | 0 | 0 | 0 | 0
5 | 30 | 2008 | 150 | 4 | 0 | 0 | #DIV/0! | #DIV/0! | #DIV/0! | #DIV/0! | #DIV/0! | #DIV/0! | #DIV/0! | #DIV/0! | #DIV/0! | #DIV/0! | #DIV/0! | #DIV/0! | #DIV/0! | #DIV/0! | #DIV/0! | #DIV/0! | #DIV/0! | #DIV/0! | #DIV/0! | #DIV/0! | 3437 | 0 | 0 | 0 | 0 | 0
5 | 31 | 2008 | 151 | 5 | 0 | 0 | #DIV/0! | #DIV/0! | #DIV/0! | #DIV/0! | #DIV/0! | #DIV/0! | #DIV/0! | #DIV/0! | #DIV/0! | #DIV/0! | #DIV/0! | #DIV/0! | #DIV/0! | #DIV/0! | #DIV/0! | #DIV/0! | #DIV/0! | #DIV/0! | #DIV/0! | #DIV/0! | 3438 | 0 | 0 | 0 | 0 | 0
6 | 1 | 2008 | 152 | 6 | 0.75667 | 0 | #DIV/0! | #DIV/0! | #DIV/0! | #DIV/0! | #DIV/0! | #DIV/0! | #DIV/0! | #DIV/0! | #DIV/0! | #DIV/0! | #DIV/0! | #DIV/0! | #DIV/0! | #DIV/0! | #DIV/0! | #DIV/0! | #DIV/0! | #DIV/0! | #DIV/0! | #DIV/0! | 3439 | 0 | 0 | 0 | 0 | 0
6 | 2 | 2008 | 153 | 7 | 0.06 | 0 | #DIV/0! | #DIV/0! | #DIV/0! | #DIV/0! | #DIV/0! | #DIV/0! | #DIV/0! | #DIV/0! | #DIV/0! | #DIV/0! | #DIV/0! | #DIV/0! | #DIV/0! | #DIV/0! | #DIV/0! | #DIV/0! | #DIV/0! | #DIV/0! | #DIV/0! | #DIV/0! | 3440 | 0 | 0 | 0 | 0 | 0
6 | 3 | 2008 | 154 | 1 | 0 | 0 | #DIV/0! | #DIV/0! | #DIV/0! | #DIV/0! | #DIV/0! | #DIV/0! | #DIV/0! | #DIV/0! | #DIV/0! | #DIV/0! | #DIV/0! | #DIV/0! | #DIV/0! | #DIV/0! | #DIV/0! | #DIV/0! | #DIV/0! | #DIV/0! | #DIV/0! | #DIV/0! | 3441 | 0 | 0 | 0 | 0 | 0
6 | 4 | 2008 | 155 | 2 | 0.65667 | 0 | #DIV/0! | #DIV/0! | #DIV/0! | #DIV/0! | #DIV/0! | #DIV/0! | #DIV/0! | #DIV/0! | #DIV/0! | #DIV/0! | #DIV/0! | #DIV/0! | #DIV/0! | #DIV/0! | #DIV/0! | #DIV/0! | #DIV/0! | #DIV/0! | #DIV/0! | #DIV/0! | 3442 | 0 | 0 | 0 | 0 | 0
6 | 5 | 2008 | 156 | 3 | 1.32 | 0 | #DIV/0! | #DIV/0! | #DIV/0! | #DIV/0! | #DIV/0! | #DIV/0! | #DIV/0! | #DIV/0! | #DIV/0! | #DIV/0! | #DIV/0! | #DIV/0! | #DIV/0! | #DIV/0! | #DIV/0! | #DIV/0! | #DIV/0! | #DIV/0! | #DIV/0! | #DIV/0! | 3443 | 0 | 0 | 0 | 0 | 0
6 | 6 | 2008 | 157 | 4 | 0 | 0 | #DIV/0! | #DIV/0! | #DIV/0! | #DIV/0! | #DIV/0! | #DIV/0! | #DIV/0! | #DIV/0! | #DIV/0! | #DIV/0! | #DIV/0! | #DIV/0! | #DIV/0! | #DIV/0! | #DIV/0! | #DIV/0! | #DIV/0! | #DIV/0! | #DIV/0! | #DIV/0! | 3444 | 0 | 0 | 0 | 0 | 0
6 | 7 | 2008 | 158 | 5 | 0 | 0 | #DIV/0! | #DIV/0! | #DIV/0! | #DIV/0! | #DIV/0! | #DIV/0! | #DIV/0! | #DIV/0! | #DIV/0! | #DIV/0! | #DIV/0! | #DIV/0! | #DIV/0! | #DIV/0! | #DIV/0! | #DIV/0! | #DIV/0! | #DIV/0! | #DIV/0! | #DIV/0! | 3445 | 0 | 0 | 0 | 0 | 0
6 | 8 | 2008 | 159 | 6 | 0.18333 | 0 | #DIV/0! | #DIV/0! | #DIV/0! | #DIV/0! | #DIV/0! | #DIV/0! | #DIV/0! | #DIV/0! | #DIV/0! | #DIV/0! | #DIV/0! | #DIV/0! | #DIV/0! | #DIV/0! | #DIV/0! | #DIV/0! | #DIV/0! | #DIV/0! | #DIV/0! | #DIV/0! | 3446 | 0 | 0 | 0 | 0 | 0
6 | 9 | 2008 | 160 | 7 | 0 | 0 | #DIV/0! | #DIV/0! | #DIV/0! | #DIV/0! | #DIV/0! | #DIV/0! | #DIV/0! | #DIV/0! | #DIV/0! | #DIV/0! | #DIV/0! | #DIV/0! | #DIV/0! | #DIV/0! | #DIV/0! | #DIV/0! | #DIV/0! | #DIV/0! | #DIV/0! | #DIV/0! | 3447 | 0 | 0 | 0 | 0 | 0
6 | 10 | 2008 | 161 | 1 | 0 | 0 | #DIV/0! | #DIV/0! | #DIV/0! | #DIV/0! | #DIV/0! | #DIV/0! | #DIV/0! | #DIV/0! | #DIV/0! | #DIV/0! | #DIV/0! | #DIV/0! | #DIV/0! | #DIV/0! | #DIV/0! | #DIV/0! | #DIV/0! | #DIV/0! | #DIV/0! | #DIV/0! | 3448 | 0 | 0 | 0 | 0 | 0
6 | 11 | 2008 | 162 | 2 | 0.16 | 0 | #DIV/0! | #DIV/0! | #DIV/0! | #DIV/0! | #DIV/0! | #DIV/0! | #DIV/0! | #DIV/0! | #DIV/0! | #DIV/0! | #DIV/0! | #DIV/0! | #DIV/0! | #DIV/0! | #DIV/0! | #DIV/0! | #DIV/0! | #DIV/0! | #DIV/0! | #DIV/0! | 3449 | 0 | 0 | 0 | 0 | 0
6 | 12 | 2008 | 163 | 3 | 0 | 0 | #DIV/0! | #DIV/0! | #DIV/0! | #DIV/0! | #DIV/0! | #DIV/0! | #DIV/0! | #DIV/0! | #DIV/0! | #DIV/0! | #DIV/0! | #DIV/0! | #DIV/0! | #DIV/0! | #DIV/0! | #DIV/0! | #DIV/0! | #DIV/0! | #DIV/0! | #DIV/0! | 3450 | 0 | 0 | 0 | 0 | 0
6 | 13 | 2008 | 164 | 4 | 0 | 0 | #DIV/0! | #DIV/0! | #DIV/0! | #DIV/0! | #DIV/0! | #DIV/0! | #DIV/0! | #DIV/0! | #DIV/0! | #DIV/0! | #DIV/0! | #DIV/0! | #DIV/0! | #DIV/0! | #DIV/0! | #DIV/0! | #DIV/0! | #DIV/0! | #DIV/0! | #DIV/0! | 3451 | 0 | 0 | 0 | 0 | 0
6 | 14 | 2008 | 165 | 5 | 0 | 0 | #DIV/0! | #DIV/0! | #DIV/0! | #DIV/0! | #DIV/0! | #DIV/0! | #DIV/0! | #DIV/0! | #DIV/0! | #DIV/0! | #DIV/0! | #DIV/0! | #DIV/0! | #DIV/0! | #DIV/0! | #DIV/0! | #DIV/0! | #DIV/0! | #DIV/0! | #DIV/0! | 3452 | 0 | 0 | 0 | 0 | 0
6 | 15 | 2008 | 166 | 6 | 0.24667 | 0 | #DIV/0! | #DIV/0! | #DIV/0! | #DIV/0! | #DIV/0! | #DIV/0! | #DIV/0! | #DIV/0! | #DIV/0! | #DIV/0! | #DIV/0! | #DIV/0! | #DIV/0! | #DIV/0! | #DIV/0! | #DIV/0! | #DIV/0! | #DIV/0! | #DIV/0! | #DIV/0! | 3453 | 0 | 0 | 0 | 0 | 0
6 | 16 | 2008 | 167 | 7 | 0 | 0 | #DIV/0! | #DIV/0! | #DIV/0! | #DIV/0! | #DIV/0! | #DIV/0! | #DIV/0! | #DIV/0! | #DIV/0! | #DIV/0! | #DIV/0! | #DIV/0! | #DIV/0! | #DIV/0! | #DIV/0! | #DIV/0! | #DIV/0! | #DIV/0! | #DIV/0! | #DIV/0! | 3454 | 0 | 0 | 0 | 0 | 0
6 | 17 | 2008 | 168 | 1 | 0.73 | 0 | #DIV/0! | #DIV/0! | #DIV/0! | #DIV/0! | #DIV/0! | #DIV/0! | #DIV/0! | #DIV/0! | #DIV/0! | #DIV/0! | #DIV/0! | #DIV/0! | #DIV/0! | #DIV/0! | #DIV/0! | #DIV/0! | #DIV/0! | #DIV/0! | #DIV/0! | #DIV/0! | 3455 | 0 | 0 | 0 | 0 | 0
6 | 18 | 2008 | 169 | 2 | 0 | 0 | #DIV/0! | #DIV/0! | #DIV/0! | #DIV/0! | #DIV/0! | #DIV/0! | #DIV/0! | #DIV/0! | #DIV/0! | #DIV/0! | #DIV/0! | #DIV/0! | #DIV/0! | #DIV/0! | #DIV/0! | #DIV/0! | #DIV/0! | #DIV/0! | #DIV/0! | #DIV/0! | 3456 | 0 | 0 | 0 | 0 | 0
6 | 19 | 2008 | 170 | 3 | 0.02 | 0 | #DIV/0! | #DIV/0! | #DIV/0! | #DIV/0! | #DIV/0! | #DIV/0! | #DIV/0! | #DIV/0! | #DIV/0! | #DIV/0! | #DIV/0! | #DIV/0! | #DIV/0! | #DIV/0! | #DIV/0! | #DIV/0! | #DIV/0! | #DIV/0! | #DIV/0! | #DIV/0! | 3457 | 0 | 0 | 0 | 0 | 0
6 | 20 | 2008 | 171 | 4 | 0 | 0 | #DIV/0! | #DIV/0! | #DIV/0! | #DIV/0! | #DIV/0! | #DIV/0! | #DIV/0! | #DIV/0! | #DIV/0! | #DIV/0! | #DIV/0! | #DIV/0! | #DIV/0! | #DIV/0! | #DIV/0! | #DIV/0! | #DIV/0! | #DIV/0! | #DIV/0! | #DIV/0! | 3458 | 0 | 0 | 0 | 0 | 0
6 | 21 | 2008 | 172 | 5 | 0 | 0 | #DIV/0! | #DIV/0! | #DIV/0! | #DIV/0! | #DIV/0! | #DIV/0! | #DIV/0! | #DIV/0! | #DIV/0! | #DIV/0! | #DIV/0! | #DIV/0! | #DIV/0! | #DIV/0! | #DIV/0! | #DIV/0! | #DIV/0! | #DIV/0! | #DIV/0! | #DIV/0! | 3459 | 0 | 0 | 0 | 0 | 0
6 | 22 | 2008 | 173 | 6 | 0.03 | 0 | #DIV/0! | #DIV/0! | #DIV/0! | #DIV/0! | #DIV/0! | #DIV/0! | #DIV/0! | #DIV/0! | #DIV/0! | #DIV/0! | #DIV/0! | #DIV/0! | #DIV/0! | #DIV/0! | #DIV/0! | #DIV/0! | #DIV/0! | #DIV/0! | #DIV/0! | #DIV/0! | 3460 | 0 | 0 | 0 | 0 | 0
6 | 23 | 2008 | 174 | 7 | 0.02 | 0 | #DIV/0! | #DIV/0! | #DIV/0! | #DIV/0! | #DIV/0! | #DIV/0! | #DIV/0! | #DIV/0! | #DIV/0! | #DIV/0! | #DIV/0! | #DIV/0! | #DIV/0! | #DIV/0! | #DIV/0! | #DIV/0! | #DIV/0! | #DIV/0! | #DIV/0! | #DIV/0! | 3461 | 0 | 0 | 0 | 0 | 0
6 | 24 | 2008 | 175 | 1 | 0.17667 | 0 | #DIV/0! | #DIV/0! | #DIV/0! | #DIV/0! | #DIV/0! | #DIV/0! | #DIV/0! | #DIV/0! | #DIV/0! | #DIV/0! | #DIV/0! | #DIV/0! | #DIV/0! | #DIV/0! | #DIV/0! | #DIV/0! | #DIV/0! | #DIV/0! | #DIV/0! | #DIV/0! | 3462 | 0 | 0 | 0 | 0 | 0
6 | 25 | 2008 | 176 | 2 | 0 | 0 | #DIV/0! | #DIV/0! | #DIV/0! | #DIV/0! | #DIV/0! | #DIV/0! | #DIV/0! | #DIV/0! | #DIV/0! | #DIV/0! | #DIV/0! | #DIV/0! | #DIV/0! | #DIV/0! | #DIV/0! | #DIV/0! | #DIV/0! | #DIV/0! | #DIV/0! | #DIV/0! | 3463 | 0 | 0 | 0 | 0 | 0
6 | 26 | 2008 | 177 | 3 | 0 | 0 | #DIV/0! | #DIV/0! | #DIV/0! | #DIV/0! | #DIV/0! | #DIV/0! | #DIV/0! | #DIV/0! | #DIV/0! | #DIV/0! | #DIV/0! | #DIV/0! | #DIV/0! | #DIV/0! | #DIV/0! | #DIV/0! | #DIV/0! | #DIV/0! | #DIV/0! | #DIV/0! | 3464 | 0 | 0 | 0 | 0 | 0
6 | 27 | 2008 | 178 | 4 | 0 | 0 | #DIV/0! | #DIV/0! | #DIV/0! | #DIV/0! | #DIV/0! | #DIV/0! | #DIV/0! | #DIV/0! | #DIV/0! | #DIV/0! | #DIV/0! | #DIV/0! | #DIV/0! | #DIV/0! | #DIV/0! | #DIV/0! | #DIV/0! | #DIV/0! | #DIV/0! | #DIV/0! | 3465 | 0 | 0 | 0 | 0 | 0
6 | 28 | 2008 | 179 | 5 | 0.31333 | 0 | #DIV/0! | #DIV/0! | #DIV/0! | #DIV/0! | #DIV/0! | #DIV/0! | #DIV/0! | #DIV/0! | #DIV/0! | #DIV/0! | #DIV/0! | #DIV/0! | #DIV/0! | #DIV/0! | #DIV/0! | #DIV/0! | #DIV/0! | #DIV/0! | #DIV/0! | #DIV/0! | 3466 | 0 | 0 | 0 | 0 | 0
6 | 29 | 2008 | 180 | 6 | 0.17 | 0 | #DIV/0! | #DIV/0! | #DIV/0! | #DIV/0! | #DIV/0! | #DIV/0! | #DIV/0! | #DIV/0! | #DIV/0! | #DIV/0! | #DIV/0! | #DIV/0! | #DIV/0! | #DIV/0! | #DIV/0! | #DIV/0! | #DIV/0! | #DIV/0! | #DIV/0! | #DIV/0! | 3467 | 0 | 0 | 0 | 0 | 0
6 | 30 | 2008 | 181 | 7 | 0.033333 | 0 | #DIV/0! | #DIV/0! | #DIV/0! | #DIV/0! | #DIV/0! | #DIV/0! | #DIV/0! | #DIV/0! | #DIV/0! | #DIV/0! | #DIV/0! | #DIV/0! | #DIV/0! | #DIV/0! | #DIV/0! | #DIV/0! | #DIV/0! | #DIV/0! | #DIV/0! | #DIV/0! | 3468 | 0 | 0 | 0 | 0 | 0
7 | 1 | 2008 | 182 | 1 | 0.11667 | 0 | #DIV/0! | #DIV/0! | #DIV/0! | #DIV/0! | #DIV/0! | #DIV/0! | #DIV/0! | #DIV/0! | #DIV/0! | #DIV/0! | #DIV/0! | #DIV/0! | #DIV/0! | #DIV/0! | #DIV/0! | #DIV/0! | #DIV/0! | #DIV/0! | #DIV/0! | #DIV/0! | 3469 | 0 | 0 | 0 | 0 | 0
7 | 2 | 2008 | 183 | 2 | 0 | 0 | #DIV/0! | #DIV/0! | #DIV/0! | #DIV/0! | #DIV/0! | #DIV/0! | #DIV/0! | #DIV/0! | #DIV/0! | #DIV/0! | #DIV/0! | #DIV/0! | #DIV/0! | #DIV/0! | #DIV/0! | #DIV/0! | #DIV/0! | #DIV/0! | #DIV/0! | #DIV/0! | 3470 | 0 | 0 | 0 | 0 | 0
7 | 3 | 2008 | 184 | 3 | 0 | 0 | #DIV/0! | #DIV/0! | #DIV/0! | #DIV/0! | #DIV/0! | #DIV/0! | #DIV/0! | #DIV/0! | #DIV/0! | #DIV/0! | #DIV/0! | #DIV/0! | #DIV/0! | #DIV/0! | #DIV/0! | #DIV/0! | #DIV/0! | #DIV/0! | #DIV/0! | #DIV/0! | 3471 | 0 | 0 | 0 | 0 | 0
7 | 4 | 2008 | 185 | 4 | 0 | 0 | #DIV/0! | #DIV/0! | #DIV/0! | #DIV/0! | #DIV/0! | #DIV/0! | #DIV/0! | #DIV/0! | #DIV/0! | #DIV/0! | #DIV/0! | #DIV/0! | #DIV/0! | #DIV/0! | #DIV/0! | #DIV/0! | #DIV/0! | #DIV/0! | #DIV/0! | #DIV/0! | 3472 | 0 | 0 | 0 | 0 | 0
7 | 5 | 2008 | 186 | 5 | 0.096667 | 0 | #DIV/0! | #DIV/0! | #DIV/0! | #DIV/0! | #DIV/0! | #DIV/0! | #DIV/0! | #DIV/0! | #DIV/0! | #DIV/0! | #DIV/0! | #DIV/0! | #DIV/0! | #DIV/0! | #DIV/0! | #DIV/0! | #DIV/0! | #DIV/0! | #DIV/0! | #DIV/0! | 3473 | 0 | 0 | 0 | 0 | 0
7 | 6 | 2008 | 187 | 6 | 0.056667 | 0 | #DIV/0! | #DIV/0! | #DIV/0! | #DIV/0! | #DIV/0! | #DIV/0! | #DIV/0! | #DIV/0! | #DIV/0! | #DIV/0! | #DIV/0! | #DIV/0! | #DIV/0! | #DIV/0! | #DIV/0! | #DIV/0! | #DIV/0! | #DIV/0! | #DIV/0! | #DIV/0! | 3474 | 0 | 0 | 0 | 0 | 0
7 | 7 | 2008 | 188 | 7 | 0.08 | 0 | #DIV/0! | #DIV/0! | #DIV/0! | #DIV/0! | #DIV/0! | #DIV/0! | #DIV/0! | #DIV/0! | #DIV/0! | #DIV/0! | #DIV/0! | #DIV/0! | #DIV/0! | #DIV/0! | #DIV/0! | #DIV/0! | #DIV/0! | #DIV/0! | #DIV/0! | #DIV/0! | 3475 | 0 | 0 | 0 | 0 | 0
7 | 8 | 2008 | 189 | 1 | 0 | 0 | #DIV/0! | #DIV/0! | #DIV/0! | #DIV/0! | #DIV/0! | #DIV/0! | #DIV/0! | #DIV/0! | #DIV/0! | #DIV/0! | #DIV/0! | #DIV/0! | #DIV/0! | #DIV/0! | #DIV/0! | #DIV/0! | #DIV/0! | #DIV/0! | #DIV/0! | #DIV/0! | 3476 | 0 | 0 | 0 | 0 | 0
7 | 9 | 2008 | 190 | 2 | 0 | 0 | #DIV/0! | #DIV/0! | #DIV/0! | #DIV/0! | #DIV/0! | #DIV/0! | #DIV/0! | #DIV/0! | #DIV/0! | #DIV/0! | #DIV/0! | #DIV/0! | #DIV/0! | #DIV/0! | #DIV/0! | #DIV/0! | #DIV/0! | #DIV/0! | #DIV/0! | #DIV/0! | 3477 | 0 | 0 | 0 | 0 | 0
7 | 10 | 2008 | 191 | 3 | 0.15 | 0 | #DIV/0! | #DIV/0! | #DIV/0! | #DIV/0! | #DIV/0! | #DIV/0! | #DIV/0! | #DIV/0! | #DIV/0! | #DIV/0! | #DIV/0! | #DIV/0! | #DIV/0! | #DIV/0! | #DIV/0! | #DIV/0! | #DIV/0! | #DIV/0! | #DIV/0! | #DIV/0! | 3478 | 0 | 0 | 0 | 0 | 0
7 | 11 | 2008 | 192 | 4 | 0 | 0 | #DIV/0! | #DIV/0! | #DIV/0! | #DIV/0! | #DIV/0! | #DIV/0! | #DIV/0! | #DIV/0! | #DIV/0! | #DIV/0! | #DIV/0! | #DIV/0! | #DIV/0! | #DIV/0! | #DIV/0! | #DIV/0! | #DIV/0! | #DIV/0! | #DIV/0! | #DIV/0! | 3479 | 0 | 0 | 0 | 0 | 0
7 | 12 | 2008 | 193 | 5 | 0 | 0 | #DIV/0! | #DIV/0! | #DIV/0! | #DIV/0! | #DIV/0! | #DIV/0! | #DIV/0! | #DIV/0! | #DIV/0! | #DIV/0! | #DIV/0! | #DIV/0! | #DIV/0! | #DIV/0! | #DIV/0! | #DIV/0! | #DIV/0! | #DIV/0! | #DIV/0! | #DIV/0! | 3480 | 0 | 0 | 0 | 0 | 0
7 | 13 | 2008 | 194 | 6 | 0 | 0 | #DIV/0! | #DIV/0! | #DIV/0! | #DIV/0! | #DIV/0! | #DIV/0! | #DIV/0! | #DIV/0! | #DIV/0! | #DIV/0! | #DIV/0! | #DIV/0! | #DIV/0! | #DIV/0! | #DIV/0! | #DIV/0! | #DIV/0! | #DIV/0! | #DIV/0! | #DIV/0! | 3481 | 0 | 0 | 0 | 0 | 0
7 | 14 | 2008 | 195 | 7 | 0.78333 | 0 | #DIV/0! | #DIV/0! | #DIV/0! | #DIV/0! | #DIV/0! | #DIV/0! | #DIV/0! | #DIV/0! | #DIV/0! | #DIV/0! | #DIV/0! | #DIV/0! | #DIV/0! | #DIV/0! | #DIV/0! | #DIV/0! | #DIV/0! | #DIV/0! | #DIV/0! | #DIV/0! | 3482 | 0 | 0 | 0 | 0 | 0
7 | 15 | 2008 | 196 | 1 | 0.40667 | 0 | #DIV/0! | #DIV/0! | #DIV/0! | #DIV/0! | #DIV/0! | #DIV/0! | #DIV/0! | #DIV/0! | #DIV/0! | #DIV/0! | #DIV/0! | #DIV/0! | #DIV/0! | #DIV/0! | #DIV/0! | #DIV/0! | #DIV/0! | #DIV/0! | #DIV/0! | #DIV/0! | 3483 | 0 | 0 | 0 | 0 | 0
7 | 16 | 2008 | 197 | 2 | 0 | 0 | #DIV/0! | #DIV/0! | #DIV/0! | #DIV/0! | #DIV/0! | #DIV/0! | #DIV/0! | #DIV/0! | #DIV/0! | #DIV/0! | #DIV/0! | #DIV/0! | #DIV/0! | #DIV/0! | #DIV/0! | #DIV/0! | #DIV/0! | #DIV/0! | #DIV/0! | #DIV/0! | 3484 | 0 | 0 | 0 | 0 | 0
7 | 17 | 2008 | 198 | 3 | 0 | 0 | #DIV/0! | #DIV/0! | #DIV/0! | #DIV/0! | #DIV/0! | #DIV/0! | #DIV/0! | #DIV/0! | #DIV/0! | #DIV/0! | #DIV/0! | #DIV/0! | #DIV/0! | #DIV/0! | #DIV/0! | #DIV/0! | #DIV/0! | #DIV/0! | #DIV/0! | #DIV/0! | 3485 | 0 | 0 | 0 | 0 | 0
7 | 18 | 2008 | 199 | 4 | 0.086667 | 0 | #DIV/0! | #DIV/0! | #DIV/0! | #DIV/0! | #DIV/0! | #DIV/0! | #DIV/0! | #DIV/0! | #DIV/0! | #DIV/0! | #DIV/0! | #DIV/0! | #DIV/0! | #DIV/0! | #DIV/0! | #DIV/0! | #DIV/0! | #DIV/0! | #DIV/0! | #DIV/0! | 3486 | 0 | 0 | 0 | 0 | 0
7 | 19 | 2008 | 200 | 5 | 0 | 0 | #DIV/0! | #DIV/0! | #DIV/0! | #DIV/0! | #DIV/0! | #DIV/0! | #DIV/0! | #DIV/0! | #DIV/0! | #DIV/0! | #DIV/0! | #DIV/0! | #DIV/0! | #DIV/0! | #DIV/0! | #DIV/0! | #DIV/0! | #DIV/0! | #DIV/0! | #DIV/0! | 3487 | 0 | 0 | 0 | 0 | 0
7 | 20 | 2008 | 201 | 6 | 0 | 0 | #DIV/0! | #DIV/0! | #DIV/0! | #DIV/0! | #DIV/0! | #DIV/0! | #DIV/0! | #DIV/0! | #DIV/0! | #DIV/0! | #DIV/0! | #DIV/0! | #DIV/0! | #DIV/0! | #DIV/0! | #DIV/0! | #DIV/0! | #DIV/0! | #DIV/0! | #DIV/0! | 3488 | 0 | 0 | 0 | 0 | 0
7 | 21 | 2008 | 202 | 7 | 0.083333 | 0 | #DIV/0! | #DIV/0! | #DIV/0! | #DIV/0! | #DIV/0! | #DIV/0! | #DIV/0! | #DIV/0! | #DIV/0! | #DIV/0! | #DIV/0! | #DIV/0! | #DIV/0! | #DIV/0! | #DIV/0! | #DIV/0! | #DIV/0! | #DIV/0! | #DIV/0! | #DIV/0! | 3489 | 0 | 0 | 0 | 0 | 0
7 | 22 | 2008 | 203 | 1 | 0.0066667 | 0 | #DIV/0! | #DIV/0! | #DIV/0! | #DIV/0! | #DIV/0! | #DIV/0! | #DIV/0! | #DIV/0! | #DIV/0! | #DIV/0! | #DIV/0! | #DIV/0! | #DIV/0! | #DIV/0! | #DIV/0! | #DIV/0! | #DIV/0! | #DIV/0! | #DIV/0! | #DIV/0! | 3490 | 0 | 0 | 0 | 0 | 0
7 | 23 | 2008 | 204 | 2 | 0.083333 | 0 | #DIV/0! | #DIV/0! | #DIV/0! | #DIV/0! | #DIV/0! | #DIV/0! | #DIV/0! | #DIV/0! | #DIV/0! | #DIV/0! | #DIV/0! | #DIV/0! | #DIV/0! | #DIV/0! | #DIV/0! | #DIV/0! | #DIV/0! | #DIV/0! | #DIV/0! | #DIV/0! | 3491 | 0 | 0 | 0 | 0 | 0
7 | 24 | 2008 | 205 | 3 | 1.2967 | 0 | #DIV/0! | #DIV/0! | #DIV/0! | #DIV/0! | #DIV/0! | #DIV/0! | #DIV/0! | #DIV/0! | #DIV/0! | #DIV/0! | #DIV/0! | #DIV/0! | #DIV/0! | #DIV/0! | #DIV/0! | #DIV/0! | #DIV/0! | #DIV/0! | #DIV/0! | #DIV/0! | 3492 | 0 | 0 | 0 | 0 | 0
7 | 25 | 2008 | 206 | 4 | 0.013333 | 0 | #DIV/0! | #DIV/0! | #DIV/0! | #DIV/0! | #DIV/0! | #DIV/0! | #DIV/0! | #DIV/0! | #DIV/0! | #DIV/0! | #DIV/0! | #DIV/0! | #DIV/0! | #DIV/0! | #DIV/0! | #DIV/0! | #DIV/0! | #DIV/0! | #DIV/0! | #DIV/0! | 3493 | 0 | 0 | 0 | 0 | 0
7 | 26 | 2008 | 207 | 5 | 0 | 0 | #DIV/0! | #DIV/0! | #DIV/0! | #DIV/0! | #DIV/0! | #DIV/0! | #DIV/0! | #DIV/0! | #DIV/0! | #DIV/0! | #DIV/0! | #DIV/0! | #DIV/0! | #DIV/0! | #DIV/0! | #DIV/0! | #DIV/0! | #DIV/0! | #DIV/0! | #DIV/0! | 3494 | 0 | 0 | 0 | 0 | 0
7 | 27 | 2008 | 208 | 6 | 0 | 0 | #DIV/0! | #DIV/0! | #DIV/0! | #DIV/0! | #DIV/0! | #DIV/0! | #DIV/0! | #DIV/0! | #DIV/0! | #DIV/0! | #DIV/0! | #DIV/0! | #DIV/0! | #DIV/0! | #DIV/0! | #DIV/0! | #DIV/0! | #DIV/0! | #DIV/0! | #DIV/0! | 3495 | 0 | 0 | 0 | 0 | 0
7 | 28 | 2008 | 209 | 7 | 0.54 | 0 | #DIV/0! | #DIV/0! | #DIV/0! | #DIV/0! | #DIV/0! | #DIV/0! | #DIV/0! | #DIV/0! | #DIV/0! | #DIV/0! | #DIV/0! | #DIV/0! | #DIV/0! | #DIV/0! | #DIV/0! | #DIV/0! | #DIV/0! | #DIV/0! | #DIV/0! | #DIV/0! | 3496 | 0 | 0 | 0 | 0 | 0
7 | 29 | 2008 | 210 | 1 | 0 | 0 | #DIV/0! | #DIV/0! | #DIV/0! | #DIV/0! | #DIV/0! | #DIV/0! | #DIV/0! | #DIV/0! | #DIV/0! | #DIV/0! | #DIV/0! | #DIV/0! | #DIV/0! | #DIV/0! | #DIV/0! | #DIV/0! | #DIV/0! | #DIV/0! | #DIV/0! | #DIV/0! | 3497 | 0 | 0 | 0 | 0 | 0
7 | 30 | 2008 | 211 | 2 | 0.066667 | 0 | #DIV/0! | #DIV/0! | #DIV/0! | #DIV/0! | #DIV/0! | #DIV/0! | #DIV/0! | #DIV/0! | #DIV/0! | #DIV/0! | #DIV/0! | #DIV/0! | #DIV/0! | #DIV/0! | #DIV/0! | #DIV/0! | #DIV/0! | #DIV/0! | #DIV/0! | #DIV/0! | 3498 | 0 | 0 | 0 | 0 | 0
7 | 31 | 2008 | 212 | 3 | 0 | 0 | #DIV/0! | #DIV/0! | #DIV/0! | #DIV/0! | #DIV/0! | #DIV/0! | #DIV/0! | #DIV/0! | #DIV/0! | #DIV/0! | #DIV/0! | #DIV/0! | #DIV/0! | #DIV/0! | #DIV/0! | #DIV/0! | #DIV/0! | #DIV/0! | #DIV/0! | #DIV/0! | 3499 | 0 | 0 | 0 | 0 | 0
8 | 1 | 2008 | 213 | 4 | 0 | 0 | #DIV/0! | #DIV/0! | #DIV/0! | #DIV/0! | #DIV/0! | #DIV/0! | #DIV/0! | #DIV/0! | #DIV/0! | #DIV/0! | #DIV/0! | #DIV/0! | #DIV/0! | #DIV/0! | #DIV/0! | #DIV/0! | #DIV/0! | #DIV/0! | #DIV/0! | #DIV/0! | 3500 | 0 | 0 | 0 | 0 | 0
8 | 2 | 2008 | 214 | 5 | 0 | 0 | #DIV/0! | #DIV/0! | #DIV/0! | #DIV/0! | #DIV/0! | #DIV/0! | #DIV/0! | #DIV/0! | #DIV/0! | #DIV/0! | #DIV/0! | #DIV/0! | #DIV/0! | #DIV/0! | #DIV/0! | #DIV/0! | #DIV/0! | #DIV/0! | #DIV/0! | #DIV/0! | 3501 | 0 | 0 | 0 | 0 | 0
8 | 3 | 2008 | 215 | 6 | 0.28 | 0 | #DIV/0! | #DIV/0! | #DIV/0! | #DIV/0! | #DIV/0! | #DIV/0! | #DIV/0! | #DIV/0! | #DIV/0! | #DIV/0! | #DIV/0! | #DIV/0! | #DIV/0! | #DIV/0! | #DIV/0! | #DIV/0! | #DIV/0! | #DIV/0! | #DIV/0! | #DIV/0! | 3502 | 0 | 0 | 0 | 0 | 0
8 | 4 | 2008 | 216 | 7 | 0 | 0 | #DIV/0! | #DIV/0! | #DIV/0! | #DIV/0! | #DIV/0! | #DIV/0! | #DIV/0! | #DIV/0! | #DIV/0! | #DIV/0! | #DIV/0! | #DIV/0! | #DIV/0! | #DIV/0! | #DIV/0! | #DIV/0! | #DIV/0! | #DIV/0! | #DIV/0! | #DIV/0! | 3503 | 0 | 0 | 0 | 0 | 0
8 | 5 | 2008 | 217 | 1 | 0 | 0 | #DIV/0! | #DIV/0! | #DIV/0! | #DIV/0! | #DIV/0! | #DIV/0! | #DIV/0! | #DIV/0! | #DIV/0! | #DIV/0! | #DIV/0! | #DIV/0! | #DIV/0! | #DIV/0! | #DIV/0! | #DIV/0! | #DIV/0! | #DIV/0! | #DIV/0! | #DIV/0! | 3504 | 0 | 0 | 0 | 0 | 0
8 | 6 | 2008 | 218 | 2 | 0 | 0 | #DIV/0! | #DIV/0! | #DIV/0! | #DIV/0! | #DIV/0! | #DIV/0! | #DIV/0! | #DIV/0! | #DIV/0! | #DIV/0! | #DIV/0! | #DIV/0! | #DIV/0! | #DIV/0! | #DIV/0! | #DIV/0! | #DIV/0! | #DIV/0! | #DIV/0! | #DIV/0! | 3505 | 0 | 0 | 0 | 0 | 0
8 | 7 | 2008 | 219 | 3 | 0.0033333 | 0 | #DIV/0! | #DIV/0! | #DIV/0! | #DIV/0! | #DIV/0! | #DIV/0! | #DIV/0! | #DIV/0! | #DIV/0! | #DIV/0! | #DIV/0! | #DIV/0! | #DIV/0! | #DIV/0! | #DIV/0! | #DIV/0! | #DIV/0! | #DIV/0! | #DIV/0! | #DIV/0! | 3506 | 0 | 0 | 0 | 0 | 0
8 | 8 | 2008 | 220 | 4 | 0.043333 | 0 | #DIV/0! | #DIV/0! | #DIV/0! | #DIV/0! | #DIV/0! | #DIV/0! | #DIV/0! | #DIV/0! | #DIV/0! | #DIV/0! | #DIV/0! | #DIV/0! | #DIV/0! | #DIV/0! | #DIV/0! | #DIV/0! | #DIV/0! | #DIV/0! | #DIV/0! | #DIV/0! | 3507 | 0 | 0 | 0 | 0 | 0
8 | 9 | 2008 | 221 | 5 | 0 | 0 | #DIV/0! | #DIV/0! | #DIV/0! | #DIV/0! | #DIV/0! | #DIV/0! | #DIV/0! | #DIV/0! | #DIV/0! | #DIV/0! | #DIV/0! | #DIV/0! | #DIV/0! | #DIV/0! | #DIV/0! | #DIV/0! | #DIV/0! | #DIV/0! | #DIV/0! | #DIV/0! | 3508 | 0 | 0 | 0 | 0 | 0
8 | 10 | 2008 | 222 | 6 | 0 | 0 | #DIV/0! | #DIV/0! | #DIV/0! | #DIV/0! | #DIV/0! | #DIV/0! | #DIV/0! | #DIV/0! | #DIV/0! | #DIV/0! | #DIV/0! | #DIV/0! | #DIV/0! | #DIV/0! | #DIV/0! | #DIV/0! | #DIV/0! | #DIV/0! | #DIV/0! | #DIV/0! | 3509 | 0 | 0 | 0 | 0 | 0
8 | 11 | 2008 | 223 | 7 | 0 | 0 | #DIV/0! | #DIV/0! | #DIV/0! | #DIV/0! | #DIV/0! | #DIV/0! | #DIV/0! | #DIV/0! | #DIV/0! | #DIV/0! | #DIV/0! | #DIV/0! | #DIV/0! | #DIV/0! | #DIV/0! | #DIV/0! | #DIV/0! | #DIV/0! | #DIV/0! | #DIV/0! | 3510 | 0 | 0 | 0 | 0 | 0
8 | 12 | 2008 | 224 | 1 | 0 | 0 | #DIV/0! | #DIV/0! | #DIV/0! | #DIV/0! | #DIV/0! | #DIV/0! | #DIV/0! | #DIV/0! | #DIV/0! | #DIV/0! | #DIV/0! | #DIV/0! | #DIV/0! | #DIV/0! | #DIV/0! | #DIV/0! | #DIV/0! | #DIV/0! | #DIV/0! | #DIV/0! | 3511 | 0 | 0 | 0 | 0 | 0
8 | 13 | 2008 | 225 | 2 | 0 | 0 | #DIV/0! | #DIV/0! | #DIV/0! | #DIV/0! | #DIV/0! | #DIV/0! | #DIV/0! | #DIV/0! | #DIV/0! | #DIV/0! | #DIV/0! | #DIV/0! | #DIV/0! | #DIV/0! | #DIV/0! | #DIV/0! | #DIV/0! | #DIV/0! | #DIV/0! | #DIV/0! | 3512 | 0 | 0 | 0 | 0 | 0
8 | 14 | 2008 | 226 | 3 | 0 | 0 | #DIV/0! | #DIV/0! | #DIV/0! | #DIV/0! | #DIV/0! | #DIV/0! | #DIV/0! | #DIV/0! | #DIV/0! | #DIV/0! | #DIV/0! | #DIV/0! | #DIV/0! | #DIV/0! | #DIV/0! | #DIV/0! | #DIV/0! | #DIV/0! | #DIV/0! | #DIV/0! | 3513 | 0 | 0 | 0 | 0 | 0
8 | 15 | 2008 | 227 | 4 | 0.46333 | 0 | #DIV/0! | #DIV/0! | #DIV/0! | #DIV/0! | #DIV/0! | #DIV/0! | #DIV/0! | #DIV/0! | #DIV/0! | #DIV/0! | #DIV/0! | #DIV/0! | #DIV/0! | #DIV/0! | #DIV/0! | #DIV/0! | #DIV/0! | #DIV/0! | #DIV/0! | #DIV/0! | 3514 | 0 | 0 | 0 | 0 | 0
8 | 16 | 2008 | 228 | 5 | 0.0033333 | 0 | #DIV/0! | #DIV/0! | #DIV/0! | #DIV/0! | #DIV/0! | #DIV/0! | #DIV/0! | #DIV/0! | #DIV/0! | #DIV/0! | #DIV/0! | #DIV/0! | #DIV/0! | #DIV/0! | #DIV/0! | #DIV/0! | #DIV/0! | #DIV/0! | #DIV/0! | #DIV/0! | 3515 | 0 | 0 | 0 | 0 | 0
8 | 17 | 2008 | 229 | 6 | 0 | 0 | #DIV/0! | #DIV/0! | #DIV/0! | #DIV/0! | #DIV/0! | #DIV/0! | #DIV/0! | #DIV/0! | #DIV/0! | #DIV/0! | #DIV/0! | #DIV/0! | #DIV/0! | #DIV/0! | #DIV/0! | #DIV/0! | #DIV/0! | #DIV/0! | #DIV/0! | #DIV/0! | 3516 | 0 | 0 | 0 | 0 | 0
8 | 18 | 2008 | 230 | 7 | 0 | 0 | #DIV/0! | #DIV/0! | #DIV/0! | #DIV/0! | #DIV/0! | #DIV/0! | #DIV/0! | #DIV/0! | #DIV/0! | #DIV/0! | #DIV/0! | #DIV/0! | #DIV/0! | #DIV/0! | #DIV/0! | #DIV/0! | #DIV/0! | #DIV/0! | #DIV/0! | #DIV/0! | 3517 | 0 | 0 | 0 | 0 | 0
8 | 19 | 2008 | 231 | 1 | 0 | 0 | #DIV/0! | #DIV/0! | #DIV/0! | #DIV/0! | #DIV/0! | #DIV/0! | #DIV/0! | #DIV/0! | #DIV/0! | #DIV/0! | #DIV/0! | #DIV/0! | #DIV/0! | #DIV/0! | #DIV/0! | #DIV/0! | #DIV/0! | #DIV/0! | #DIV/0! | #DIV/0! | 3518 | 0 | 0 | 0 | 0 | 0
8 | 20 | 2008 | 232 | 2 | 0 | 0 | #DIV/0! | #DIV/0! | #DIV/0! | #DIV/0! | #DIV/0! | #DIV/0! | #DIV/0! | #DIV/0! | #DIV/0! | #DIV/0! | #DIV/0! | #DIV/0! | #DIV/0! | #DIV/0! | #DIV/0! | #DIV/0! | #DIV/0! | #DIV/0! | #DIV/0! | #DIV/0! | 3519 | 0 | 0 | 0 | 0 | 0
8 | 21 | 2008 | 233 | 3 | 0 | 0 | #DIV/0! | #DIV/0! | #DIV/0! | #DIV/0! | #DIV/0! | #DIV/0! | #DIV/0! | #DIV/0! | #DIV/0! | #DIV/0! | #DIV/0! | #DIV/0! | #DIV/0! | #DIV/0! | #DIV/0! | #DIV/0! | #DIV/0! | #DIV/0! | #DIV/0! | #DIV/0! | 3520 | 0 | 0 | 0 | 0 | 0
8 | 22 | 2008 | 234 | 4 | 0 | 0 | #DIV/0! | #DIV/0! | #DIV/0! | #DIV/0! | #DIV/0! | #DIV/0! | #DIV/0! | #DIV/0! | #DIV/0! | #DIV/0! | #DIV/0! | #DIV/0! | #DIV/0! | #DIV/0! | #DIV/0! | #DIV/0! | #DIV/0! | #DIV/0! | #DIV/0! | #DIV/0! | 3521 | 0 | 0 | 0 | 0 | 0
8 | 23 | 2008 | 235 | 5 | 0 | 0 | #DIV/0! | #DIV/0! | #DIV/0! | #DIV/0! | #DIV/0! | #DIV/0! | #DIV/0! | #DIV/0! | #DIV/0! | #DIV/0! | #DIV/0! | #DIV/0! | #DIV/0! | #DIV/0! | #DIV/0! | #DIV/0! | #DIV/0! | #DIV/0! | #DIV/0! | #DIV/0! | 3522 | 0 | 0 | 0 | 0 | 0
8 | 24 | 2008 | 236 | 6 | 0 | 0 | #DIV/0! | #DIV/0! | #DIV/0! | #DIV/0! | #DIV/0! | #DIV/0! | #DIV/0! | #DIV/0! | #DIV/0! | #DIV/0! | #DIV/0! | #DIV/0! | #DIV/0! | #DIV/0! | #DIV/0! | #DIV/0! | #DIV/0! | #DIV/0! | #DIV/0! | #DIV/0! | 3523 | 0 | 0 | 0 | 0 | 0
8 | 25 | 2008 | 237 | 7 | 0 | 0 | #DIV/0! | #DIV/0! | #DIV/0! | #DIV/0! | #DIV/0! | #DIV/0! | #DIV/0! | #DIV/0! | #DIV/0! | #DIV/0! | #DIV/0! | #DIV/0! | #DIV/0! | #DIV/0! | #DIV/0! | #DIV/0! | #DIV/0! | #DIV/0! | #DIV/0! | #DIV/0! | 3524 | 0 | 0 | 0 | 0 | 0
8 | 26 | 2008 | 238 | 1 | 0 | 0 | #DIV/0! | #DIV/0! | #DIV/0! | #DIV/0! | #DIV/0! | #DIV/0! | #DIV/0! | #DIV/0! | #DIV/0! | #DIV/0! | #DIV/0! | #DIV/0! | #DIV/0! | #DIV/0! | #DIV/0! | #DIV/0! | #DIV/0! | #DIV/0! | #DIV/0! | #DIV/0! | 3525 | 0 | 0 | 0 | 0 | 0
8 | 27 | 2008 | 239 | 2 | 0 | 0 | #DIV/0! | #DIV/0! | #DIV/0! | #DIV/0! | #DIV/0! | #DIV/0! | #DIV/0! | #DIV/0! | #DIV/0! | #DIV/0! | #DIV/0! | #DIV/0! | #DIV/0! | #DIV/0! | #DIV/0! | #DIV/0! | #DIV/0! | #DIV/0! | #DIV/0! | #DIV/0! | 3526 | 0 | 0 | 0 | 0 | 0
8 | 28 | 2008 | 240 | 3 | 0 | 0 | #DIV/0! | #DIV/0! | #DIV/0! | #DIV/0! | #DIV/0! | #DIV/0! | #DIV/0! | #DIV/0! | #DIV/0! | #DIV/0! | #DIV/0! | #DIV/0! | #DIV/0! | #DIV/0! | #DIV/0! | #DIV/0! | #DIV/0! | #DIV/0! | #DIV/0! | #DIV/0! | 3527 | 0 | 0 | 0 | 0 | 0
8 | 29 | 2008 | 241 | 4 | 0.42667 | 0 | #DIV/0! | #DIV/0! | #DIV/0! | #DIV/0! | #DIV/0! | #DIV/0! | #DIV/0! | #DIV/0! | #DIV/0! | #DIV/0! | #DIV/0! | #DIV/0! | #DIV/0! | #DIV/0! | #DIV/0! | #DIV/0! | #DIV/0! | #DIV/0! | #DIV/0! | #DIV/0! | 3528 | 0 | 0 | 0 | 0 | 0
8 | 30 | 2008 | 242 | 5 | 0.51 | 0 | #DIV/0! | #DIV/0! | #DIV/0! | #DIV/0! | #DIV/0! | #DIV/0! | #DIV/0! | #DIV/0! | #DIV/0! | #DIV/0! | #DIV/0! | #DIV/0! | #DIV/0! | #DIV/0! | #DIV/0! | #DIV/0! | #DIV/0! | #DIV/0! | #DIV/0! | #DIV/0! | 3529 | 0 | 0 | 0 | 0 | 0
8 | 31 | 2008 | 243 | 6 | 0 | 0 | #DIV/0! | #DIV/0! | #DIV/0! | #DIV/0! | #DIV/0! | #DIV/0! | #DIV/0! | #DIV/0! | #DIV/0! | #DIV/0! | #DIV/0! | #DIV/0! | #DIV/0! | #DIV/0! | #DIV/0! | #DIV/0! | #DIV/0! | #DIV/0! | #DIV/0! | #DIV/0! | 3530 | 0 | 0 | 0 | 0 | 0
9 | 1 | 2008 | 244 | 7 | 0 | 0 | #DIV/0! | #DIV/0! | #DIV/0! | #DIV/0! | #DIV/0! | #DIV/0! | #DIV/0! | #DIV/0! | #DIV/0! | #DIV/0! | #DIV/0! | #DIV/0! | #DIV/0! | #DIV/0! | #DIV/0! | #DIV/0! | #DIV/0! | #DIV/0! | #DIV/0! | #DIV/0! | 3531 | 0 | 0 | 0 | 0 | 0
9 | 2 | 2008 | 245 | 1 | 0 | 0 | #DIV/0! | #DIV/0! | #DIV/0! | #DIV/0! | #DIV/0! | #DIV/0! | #DIV/0! | #DIV/0! | #DIV/0! | #DIV/0! | #DIV/0! | #DIV/0! | #DIV/0! | #DIV/0! | #DIV/0! | #DIV/0! | #DIV/0! | #DIV/0! | #DIV/0! | #DIV/0! | 3532 | 0 | 0 | 0 | 0 | 0
9 | 3 | 2008 | 246 | 2 | 0 | 0 | #DIV/0! | #DIV/0! | #DIV/0! | #DIV/0! | #DIV/0! | #DIV/0! | #DIV/0! | #DIV/0! | #DIV/0! | #DIV/0! | #DIV/0! | #DIV/0! | #DIV/0! | #DIV/0! | #DIV/0! | #DIV/0! | #DIV/0! | #DIV/0! | #DIV/0! | #DIV/0! | 3533 | 0 | 0 | 0 | 0 | 0
9 | 4 | 2008 | 247 | 3 | 0 | 0 | #DIV/0! | #DIV/0! | #DIV/0! | #DIV/0! | #DIV/0! | #DIV/0! | #DIV/0! | #DIV/0! | #DIV/0! | #DIV/0! | #DIV/0! | #DIV/0! | #DIV/0! | #DIV/0! | #DIV/0! | #DIV/0! | #DIV/0! | #DIV/0! | #DIV/0! | #DIV/0! | 3534 | 0 | 0 | 0 | 0 | 0
9 | 5 | 2008 | 248 | 4 | 0 | 0 | #DIV/0! | #DIV/0! | #DIV/0! | #DIV/0! | #DIV/0! | #DIV/0! | #DIV/0! | #DIV/0! | #DIV/0! | #DIV/0! | #DIV/0! | #DIV/0! | #DIV/0! | #DIV/0! | #DIV/0! | #DIV/0! | #DIV/0! | #DIV/0! | #DIV/0! | #DIV/0! | 3535 | 0 | 0 | 0 | 0 | 0
9 | 6 | 2008 | 249 | 5 | 0.26333 | 0 | #DIV/0! | #DIV/0! | #DIV/0! | #DIV/0! | #DIV/0! | #DIV/0! | #DIV/0! | #DIV/0! | #DIV/0! | #DIV/0! | #DIV/0! | #DIV/0! | #DIV/0! | #DIV/0! | #DIV/0! | #DIV/0! | #DIV/0! | #DIV/0! | #DIV/0! | #DIV/0! | 3536 | 0 | 0 | 0 | 0 | 0
9 | 7 | 2008 | 250 | 6 | 3.4167 | 0 | #DIV/0! | #DIV/0! | #DIV/0! | #DIV/0! | #DIV/0! | #DIV/0! | #DIV/0! | #DIV/0! | #DIV/0! | #DIV/0! | #DIV/0! | #DIV/0! | #DIV/0! | #DIV/0! | #DIV/0! | #DIV/0! | #DIV/0! | #DIV/0! | #DIV/0! | #DIV/0! | 3537 | 0 | 0 | 0 | 0 | 0
9 | 8 | 2008 | 251 | 7 | 0 | 0 | #DIV/0! | #DIV/0! | #DIV/0! | #DIV/0! | #DIV/0! | #DIV/0! | #DIV/0! | #DIV/0! | #DIV/0! | #DIV/0! | #DIV/0! | #DIV/0! | #DIV/0! | #DIV/0! | #DIV/0! | #DIV/0! | #DIV/0! | #DIV/0! | #DIV/0! | #DIV/0! | 3538 | 0 | 0 | 0 | 0 | 0
9 | 9 | 2008 | 252 | 1 | 0 | 0 | #DIV/0! | #DIV/0! | #DIV/0! | #DIV/0! | #DIV/0! | #DIV/0! | #DIV/0! | #DIV/0! | #DIV/0! | #DIV/0! | #DIV/0! | #DIV/0! | #DIV/0! | #DIV/0! | #DIV/0! | #DIV/0! | #DIV/0! | #DIV/0! | #DIV/0! | #DIV/0! | 3539 | 0 | 0 | 0 | 0 | 0
9 | 10 | 2008 | 253 | 2 | 0.17667 | 0 | #DIV/0! | #DIV/0! | #DIV/0! | #DIV/0! | #DIV/0! | #DIV/0! | #DIV/0! | #DIV/0! | #DIV/0! | #DIV/0! | #DIV/0! | #DIV/0! | #DIV/0! | #DIV/0! | #DIV/0! | #DIV/0! | #DIV/0! | #DIV/0! | #DIV/0! | #DIV/0! | 3540 | 0 | 0 | 0 | 0 | 0
9 | 11 | 2008 | 254 | 3 | 0 | 0 | #DIV/0! | #DIV/0! | #DIV/0! | #DIV/0! | #DIV/0! | #DIV/0! | #DIV/0! | #DIV/0! | #DIV/0! | #DIV/0! | #DIV/0! | #DIV/0! | #DIV/0! | #DIV/0! | #DIV/0! | #DIV/0! | #DIV/0! | #DIV/0! | #DIV/0! | #DIV/0! | 3541 | 0 | 0 | 0 | 0 | 0
9 | 12 | 2008 | 255 | 4 | 0 | 0 | #DIV/0! | #DIV/0! | #DIV/0! | #DIV/0! | #DIV/0! | #DIV/0! | #DIV/0! | #DIV/0! | #DIV/0! | #DIV/0! | #DIV/0! | #DIV/0! | #DIV/0! | #DIV/0! | #DIV/0! | #DIV/0! | #DIV/0! | #DIV/0! | #DIV/0! | #DIV/0! | 3542 | 0 | 0 | 0 | 0 | 0
9 | 13 | 2008 | 256 | 5 | 0.15 | 0 | #DIV/0! | #DIV/0! | #DIV/0! | #DIV/0! | #DIV/0! | #DIV/0! | #DIV/0! | #DIV/0! | #DIV/0! | #DIV/0! | #DIV/0! | #DIV/0! | #DIV/0! | #DIV/0! | #DIV/0! | #DIV/0! | #DIV/0! | #DIV/0! | #DIV/0! | #DIV/0! | 3543 | 0 | 0 | 0 | 0 | 0
9 | 14 | 2008 | 257 | 6 | 0 | 0 | #DIV/0! | #DIV/0! | #DIV/0! | #DIV/0! | #DIV/0! | #DIV/0! | #DIV/0! | #DIV/0! | #DIV/0! | #DIV/0! | #DIV/0! | #DIV/0! | #DIV/0! | #DIV/0! | #DIV/0! | #DIV/0! | #DIV/0! | #DIV/0! | #DIV/0! | #DIV/0! | 3544 | 0 | 0 | 0 | 0 | 0
9 | 15 | 2008 | 258 | 7 | 0 | 0 | #DIV/0! | #DIV/0! | #DIV/0! | #DIV/0! | #DIV/0! | #DIV/0! | #DIV/0! | #DIV/0! | #DIV/0! | #DIV/0! | #DIV/0! | #DIV/0! | #DIV/0! | #DIV/0! | #DIV/0! | #DIV/0! | #DIV/0! | #DIV/0! | #DIV/0! | #DIV/0! | 3545 | 0 | 0 | 0 | 0 | 0
9 | 16 | 2008 | 259 | 1 | 0 | 0 | #DIV/0! | #DIV/0! | #DIV/0! | #DIV/0! | #DIV/0! | #DIV/0! | #DIV/0! | #DIV/0! | #DIV/0! | #DIV/0! | #DIV/0! | #DIV/0! | #DIV/0! | #DIV/0! | #DIV/0! | #DIV/0! | #DIV/0! | #DIV/0! | #DIV/0! | #DIV/0! | 3546 | 0 | 0 | 0 | 0 | 0
9 | 17 | 2008 | 260 | 2 | 0 | 0 | #DIV/0! | #DIV/0! | #DIV/0! | #DIV/0! | #DIV/0! | #DIV/0! | #DIV/0! | #DIV/0! | #DIV/0! | #DIV/0! | #DIV/0! | #DIV/0! | #DIV/0! | #DIV/0! | #DIV/0! | #DIV/0! | #DIV/0! | #DIV/0! | #DIV/0! | #DIV/0! | 3547 | 0 | 0 | 0 | 0 | 0
9 | 18 | 2008 | 261 | 3 | 0 | 0 | #DIV/0! | #DIV/0! | #DIV/0! | #DIV/0! | #DIV/0! | #DIV/0! | #DIV/0! | #DIV/0! | #DIV/0! | #DIV/0! | #DIV/0! | #DIV/0! | #DIV/0! | #DIV/0! | #DIV/0! | #DIV/0! | #DIV/0! | #DIV/0! | #DIV/0! | #DIV/0! | 3548 | 0 | 0 | 0 | 0 | 0
9 | 19 | 2008 | 262 | 4 | 0 | 0 | #DIV/0! | #DIV/0! | #DIV/0! | #DIV/0! | #DIV/0! | #DIV/0! | #DIV/0! | #DIV/0! | #DIV/0! | #DIV/0! | #DIV/0! | #DIV/0! | #DIV/0! | #DIV/0! | #DIV/0! | #DIV/0! | #DIV/0! | #DIV/0! | #DIV/0! | #DIV/0! | 3549 | 0 | 0 | 0 | 0 | 0
9 | 20 | 2008 | 263 | 5 | 0 | 0 | #DIV/0! | #DIV/0! | #DIV/0! | #DIV/0! | #DIV/0! | #DIV/0! | #DIV/0! | #DIV/0! | #DIV/0! | #DIV/0! | #DIV/0! | #DIV/0! | #DIV/0! | #DIV/0! | #DIV/0! | #DIV/0! | #DIV/0! | #DIV/0! | #DIV/0! | #DIV/0! | 3550 | 0 | 0 | 0 | 0 | 0
9 | 21 | 2008 | 264 | 6 | 0 | 0 | #DIV/0! | #DIV/0! | #DIV/0! | #DIV/0! | #DIV/0! | #DIV/0! | #DIV/0! | #DIV/0! | #DIV/0! | #DIV/0! | #DIV/0! | #DIV/0! | #DIV/0! | #DIV/0! | #DIV/0! | #DIV/0! | #DIV/0! | #DIV/0! | #DIV/0! | #DIV/0! | 3551 | 0 | 0 | 0 | 0 | 0
9 | 22 | 2008 | 265 | 7 | 0 | 0 | #DIV/0! | #DIV/0! | #DIV/0! | #DIV/0! | #DIV/0! | #DIV/0! | #DIV/0! | #DIV/0! | #DIV/0! | #DIV/0! | #DIV/0! | #DIV/0! | #DIV/0! | #DIV/0! | #DIV/0! | #DIV/0! | #DIV/0! | #DIV/0! | #DIV/0! | #DIV/0! | 3552 | 0 | 0 | 0 | 0 | 0
9 | 23 | 2008 | 266 | 1 | 0 | 0 | #DIV/0! | #DIV/0! | #DIV/0! | #DIV/0! | #DIV/0! | #DIV/0! | #DIV/0! | #DIV/0! | #DIV/0! | #DIV/0! | #DIV/0! | #DIV/0! | #DIV/0! | #DIV/0! | #DIV/0! | #DIV/0! | #DIV/0! | #DIV/0! | #DIV/0! | #DIV/0! | 3553 | 0 | 0 | 0 | 0 | 0
9 | 24 | 2008 | 267 | 2 | 0 | 0 | #DIV/0! | #DIV/0! | #DIV/0! | #DIV/0! | #DIV/0! | #DIV/0! | #DIV/0! | #DIV/0! | #DIV/0! | #DIV/0! | #DIV/0! | #DIV/0! | #DIV/0! | #DIV/0! | #DIV/0! | #DIV/0! | #DIV/0! | #DIV/0! | #DIV/0! | #DIV/0! | 3554 | 0 | 0 | 0 | 0 | 0
9 | 25 | 2008 | 268 | 3 | 0 | 0 | #DIV/0! | #DIV/0! | #DIV/0! | #DIV/0! | #DIV/0! | #DIV/0! | #DIV/0! | #DIV/0! | #DIV/0! | #DIV/0! | #DIV/0! | #DIV/0! | #DIV/0! | #DIV/0! | #DIV/0! | #DIV/0! | #DIV/0! | #DIV/0! | #DIV/0! | #DIV/0! | 3555 | 0 | 0 | 0 | 0 | 0
9 | 26 | 2008 | 269 | 4 | 0.32333 | 0 | #DIV/0! | #DIV/0! | #DIV/0! | #DIV/0! | #DIV/0! | #DIV/0! | #DIV/0! | #DIV/0! | #DIV/0! | #DIV/0! | #DIV/0! | #DIV/0! | #DIV/0! | #DIV/0! | #DIV/0! | #DIV/0! | #DIV/0! | #DIV/0! | #DIV/0! | #DIV/0! | 3556 | 0 | 0 | 0 | 0 | 0
9 | 27 | 2008 | 270 | 5 | 0.48 | 0 | #DIV/0! | #DIV/0! | #DIV/0! | #DIV/0! | #DIV/0! | #DIV/0! | #DIV/0! | #DIV/0! | #DIV/0! | #DIV/0! | #DIV/0! | #DIV/0! | #DIV/0! | #DIV/0! | #DIV/0! | #DIV/0! | #DIV/0! | #DIV/0! | #DIV/0! | #DIV/0! | 3557 | 0 | 0 | 0 | 0 | 0
9 | 28 | 2008 | 271 | 6 | 1.3 | 0 | #DIV/0! | #DIV/0! | #DIV/0! | #DIV/0! | #DIV/0! | #DIV/0! | #DIV/0! | #DIV/0! | #DIV/0! | #DIV/0! | #DIV/0! | #DIV/0! | #DIV/0! | #DIV/0! | #DIV/0! | #DIV/0! | #DIV/0! | #DIV/0! | #DIV/0! | #DIV/0! | 3558 | 0 | 0 | 0 | 0 | 0
9 | 29 | 2008 | 272 | 7 | 0.34667 | 0 | #DIV/0! | #DIV/0! | #DIV/0! | #DIV/0! | #DIV/0! | #DIV/0! | #DIV/0! | #DIV/0! | #DIV/0! | #DIV/0! | #DIV/0! | #DIV/0! | #DIV/0! | #DIV/0! | #DIV/0! | #DIV/0! | #DIV/0! | #DIV/0! | #DIV/0! | #DIV/0! | 3559 | 0 | 0 | 0 | 0 | 0
9 | 30 | 2008 | 273 | 1 | 0 | 0 | #DIV/0! | #DIV/0! | #DIV/0! | #DIV/0! | #DIV/0! | #DIV/0! | #DIV/0! | #DIV/0! | #DIV/0! | #DIV/0! | #DIV/0! | #DIV/0! | #DIV/0! | #DIV/0! | #DIV/0! | #DIV/0! | #DIV/0! | #DIV/0! | #DIV/0! | #DIV/0! | 3560 | 0 | 0 | 0 | 0 | 0
10 | 1 | 2008 | 274 | 2 | 0.48 | 0 | #DIV/0! | #DIV/0! | #DIV/0! | #DIV/0! | #DIV/0! | #DIV/0! | #DIV/0! | #DIV/0! | #DIV/0! | #DIV/0! | #DIV/0! | #DIV/0! | #DIV/0! | #DIV/0! | #DIV/0! | #DIV/0! | #DIV/0! | #DIV/0! | #DIV/0! | #DIV/0! | 3561 | 0 | 0 | 0 | 0 | 0
10 | 2 | 2008 | 275 | 3 | 0.11667 | 0 | #DIV/0! | #DIV/0! | #DIV/0! | #DIV/0! | #DIV/0! | #DIV/0! | #DIV/0! | #DIV/0! | #DIV/0! | #DIV/0! | #DIV/0! | #DIV/0! | #DIV/0! | #DIV/0! | #DIV/0! | #DIV/0! | #DIV/0! | #DIV/0! | #DIV/0! | #DIV/0! | 3562 | 0 | 0 | 0 | 0 | 0
10 | 3 | 2008 | 276 | 4 | 0 | 0 | #DIV/0! | #DIV/0! | #DIV/0! | #DIV/0! | #DIV/0! | #DIV/0! | #DIV/0! | #DIV/0! | #DIV/0! | #DIV/0! | #DIV/0! | #DIV/0! | #DIV/0! | #DIV/0! | #DIV/0! | #DIV/0! | #DIV/0! | #DIV/0! | #DIV/0! | #DIV/0! | 3563 | 0 | 0 | 0 | 0 | 0
10 | 4 | 2008 | 277 | 5 | 0 | 0 | #DIV/0! | #DIV/0! | #DIV/0! | #DIV/0! | #DIV/0! | #DIV/0! | #DIV/0! | #DIV/0! | #DIV/0! | #DIV/0! | #DIV/0! | #DIV/0! | #DIV/0! | #DIV/0! | #DIV/0! | #DIV/0! | #DIV/0! | #DIV/0! | #DIV/0! | #DIV/0! | 3564 | 0 | 0 | 0 | 0 | 0
10 | 5 | 2008 | 278 | 6 | 0 | 0 | #DIV/0! | #DIV/0! | #DIV/0! | #DIV/0! | #DIV/0! | #DIV/0! | #DIV/0! | #DIV/0! | #DIV/0! | #DIV/0! | #DIV/0! | #DIV/0! | #DIV/0! | #DIV/0! | #DIV/0! | #DIV/0! | #DIV/0! | #DIV/0! | #DIV/0! | #DIV/0! | 3565 | 0 | 0 | 0 | 0 | 0
10 | 6 | 2008 | 279 | 7 | 0 | 0 | #DIV/0! | #DIV/0! | #DIV/0! | #DIV/0! | #DIV/0! | #DIV/0! | #DIV/0! | #DIV/0! | #DIV/0! | #DIV/0! | #DIV/0! | #DIV/0! | #DIV/0! | #DIV/0! | #DIV/0! | #DIV/0! | #DIV/0! | #DIV/0! | #DIV/0! | #DIV/0! | 3566 | 0 | 0 | 0 | 0 | 0
10 | 7 | 2008 | 280 | 1 | 0 | 0 | #DIV/0! | #DIV/0! | #DIV/0! | #DIV/0! | #DIV/0! | #DIV/0! | #DIV/0! | #DIV/0! | #DIV/0! | #DIV/0! | #DIV/0! | #DIV/0! | #DIV/0! | #DIV/0! | #DIV/0! | #DIV/0! | #DIV/0! | #DIV/0! | #DIV/0! | #DIV/0! | 3567 | 0 | 0 | 0 | 0 | 0
10 | 8 | 2008 | 281 | 2 | 0 | 0 | #DIV/0! | #DIV/0! | #DIV/0! | #DIV/0! | #DIV/0! | #DIV/0! | #DIV/0! | #DIV/0! | #DIV/0! | #DIV/0! | #DIV/0! | #DIV/0! | #DIV/0! | #DIV/0! | #DIV/0! | #DIV/0! | #DIV/0! | #DIV/0! | #DIV/0! | #DIV/0! | 3568 | 0 | 0 | 0 | 0 | 0
10 | 9 | 2008 | 282 | 3 | 0 | 0 | #DIV/0! | #DIV/0! | #DIV/0! | #DIV/0! | #DIV/0! | #DIV/0! | #DIV/0! | #DIV/0! | #DIV/0! | #DIV/0! | #DIV/0! | #DIV/0! | #DIV/0! | #DIV/0! | #DIV/0! | #DIV/0! | #DIV/0! | #DIV/0! | #DIV/0! | #DIV/0! | 3569 | 0 | 0 | 0 | 0 | 0
10 | 10 | 2008 | 283 | 4 | 0 | 0 | #DIV/0! | #DIV/0! | #DIV/0! | #DIV/0! | #DIV/0! | #DIV/0! | #DIV/0! | #DIV/0! | #DIV/0! | #DIV/0! | #DIV/0! | #DIV/0! | #DIV/0! | #DIV/0! | #DIV/0! | #DIV/0! | #DIV/0! | #DIV/0! | #DIV/0! | #DIV/0! | 3570 | 0 | 0 | 0 | 0 | 0
10 | 11 | 2008 | 284 | 5 | 0 | 0 | #DIV/0! | #DIV/0! | #DIV/0! | #DIV/0! | #DIV/0! | #DIV/0! | #DIV/0! | #DIV/0! | #DIV/0! | #DIV/0! | #DIV/0! | #DIV/0! | #DIV/0! | #DIV/0! | #DIV/0! | #DIV/0! | #DIV/0! | #DIV/0! | #DIV/0! | #DIV/0! | 3571 | 0 | 0 | 0 | 0 | 0
10 | 12 | 2008 | 285 | 6 | 0 | 0 | #DIV/0! | #DIV/0! | #DIV/0! | #DIV/0! | #DIV/0! | #DIV/0! | #DIV/0! | #DIV/0! | #DIV/0! | #DIV/0! | #DIV/0! | #DIV/0! | #DIV/0! | #DIV/0! | #DIV/0! | #DIV/0! | #DIV/0! | #DIV/0! | #DIV/0! | #DIV/0! | 3572 | 0 | 0 | 0 | 0 | 0
10 | 13 | 2008 | 286 | 7 | 0 | 0 | #DIV/0! | #DIV/0! | #DIV/0! | #DIV/0! | #DIV/0! | #DIV/0! | #DIV/0! | #DIV/0! | #DIV/0! | #DIV/0! | #DIV/0! | #DIV/0! | #DIV/0! | #DIV/0! | #DIV/0! | #DIV/0! | #DIV/0! | #DIV/0! | #DIV/0! | #DIV/0! | 3573 | 0 | 0 | 0 | 0 | 0
10 | 14 | 2008 | 287 | 1 | 0 | 0 | #DIV/0! | #DIV/0! | #DIV/0! | #DIV/0! | #DIV/0! | #DIV/0! | #DIV/0! | #DIV/0! | #DIV/0! | #DIV/0! | #DIV/0! | #DIV/0! | #DIV/0! | #DIV/0! | #DIV/0! | #DIV/0! | #DIV/0! | #DIV/0! | #DIV/0! | #DIV/0! | 3574 | 0 | 0 | 0 | 0 | 0
10 | 15 | 2008 | 288 | 2 | 0 | 0 | #DIV/0! | #DIV/0! | #DIV/0! | #DIV/0! | #DIV/0! | #DIV/0! | #DIV/0! | #DIV/0! | #DIV/0! | #DIV/0! | #DIV/0! | #DIV/0! | #DIV/0! | #DIV/0! | #DIV/0! | #DIV/0! | #DIV/0! | #DIV/0! | #DIV/0! | #DIV/0! | 3575 | 0 | 0 | 0 | 0 | 0
10 | 16 | 2008 | 289 | 3 | 0 | 0 | #DIV/0! | #DIV/0! | #DIV/0! | #DIV/0! | #DIV/0! | #DIV/0! | #DIV/0! | #DIV/0! | #DIV/0! | #DIV/0! | #DIV/0! | #DIV/0! | #DIV/0! | #DIV/0! | #DIV/0! | #DIV/0! | #DIV/0! | #DIV/0! | #DIV/0! | #DIV/0! | 3576 | 0 | 0 | 0 | 0 | 0
10 | 17 | 2008 | 290 | 4 | 0 | 0 | #DIV/0! | #DIV/0! | #DIV/0! | #DIV/0! | #DIV/0! | #DIV/0! | #DIV/0! | #DIV/0! | #DIV/0! | #DIV/0! | #DIV/0! | #DIV/0! | #DIV/0! | #DIV/0! | #DIV/0! | #DIV/0! | #DIV/0! | #DIV/0! | #DIV/0! | #DIV/0! | 3577 | 0 | 0 | 0 | 0 | 0
10 | 18 | 2008 | 291 | 5 | 0 | 0 | #DIV/0! | #DIV/0! | #DIV/0! | #DIV/0! | #DIV/0! | #DIV/0! | #DIV/0! | #DIV/0! | #DIV/0! | #DIV/0! | #DIV/0! | #DIV/0! | #DIV/0! | #DIV/0! | #DIV/0! | #DIV/0! | #DIV/0! | #DIV/0! | #DIV/0! | #DIV/0! | 3578 | 0 | 0 | 0 | 0 | 0
10 | 19 | 2008 | 292 | 6 | 0 | 0 | #DIV/0! | #DIV/0! | #DIV/0! | #DIV/0! | #DIV/0! | #DIV/0! | #DIV/0! | #DIV/0! | #DIV/0! | #DIV/0! | #DIV/0! | #DIV/0! | #DIV/0! | #DIV/0! | #DIV/0! | #DIV/0! | #DIV/0! | #DIV/0! | #DIV/0! | #DIV/0! | 3579 | 0 | 0 | 0 | 0 | 0
10 | 20 | 2008 | 293 | 7 | 0 | 0 | #DIV/0! | #DIV/0! | #DIV/0! | #DIV/0! | #DIV/0! | #DIV/0! | #DIV/0! | #DIV/0! | #DIV/0! | #DIV/0! | #DIV/0! | #DIV/0! | #DIV/0! | #DIV/0! | #DIV/0! | #DIV/0! | #DIV/0! | #DIV/0! | #DIV/0! | #DIV/0! | 3580 | 0 | 0 | 0 | 0 | 0
10 | 21 | 2008 | 294 | 1 | 0 | 0 | #DIV/0! | #DIV/0! | #DIV/0! | #DIV/0! | #DIV/0! | #DIV/0! | #DIV/0! | #DIV/0! | #DIV/0! | #DIV/0! | #DIV/0! | #DIV/0! | #DIV/0! | #DIV/0! | #DIV/0! | #DIV/0! | #DIV/0! | #DIV/0! | #DIV/0! | #DIV/0! | 3581 | 0 | 0 | 0 | 0 | 0
10 | 22 | 2008 | 295 | 2 | 0 | 0 | #DIV/0! | #DIV/0! | #DIV/0! | #DIV/0! | #DIV/0! | #DIV/0! | #DIV/0! | #DIV/0! | #DIV/0! | #DIV/0! | #DIV/0! | #DIV/0! | #DIV/0! | #DIV/0! | #DIV/0! | #DIV/0! | #DIV/0! | #DIV/0! | #DIV/0! | #DIV/0! | 3582 | 0 | 0 | 0 | 0 | 0
10 | 23 | 2008 | 296 | 3 | 0 | 0 | #DIV/0! | #DIV/0! | #DIV/0! | #DIV/0! | #DIV/0! | #DIV/0! | #DIV/0! | #DIV/0! | #DIV/0! | #DIV/0! | #DIV/0! | #DIV/0! | #DIV/0! | #DIV/0! | #DIV/0! | #DIV/0! | #DIV/0! | #DIV/0! | #DIV/0! | #DIV/0! | 3583 | 0 | 0 | 0 | 0 | 0
10 | 24 | 2008 | 297 | 4 | 0 | 0 | #DIV/0! | #DIV/0! | #DIV/0! | #DIV/0! | #DIV/0! | #DIV/0! | #DIV/0! | #DIV/0! | #DIV/0! | #DIV/0! | #DIV/0! | #DIV/0! | #DIV/0! | #DIV/0! | #DIV/0! | #DIV/0! | #DIV/0! | #DIV/0! | #DIV/0! | #DIV/0! | 3584 | 0 | 0 | 0 | 0 | 0
10 | 25 | 2008 | 298 | 5 | 0 | 0 | #DIV/0! | #DIV/0! | #DIV/0! | #DIV/0! | #DIV/0! | #DIV/0! | #DIV/0! | #DIV/0! | #DIV/0! | #DIV/0! | #DIV/0! | #DIV/0! | #DIV/0! | #DIV/0! | #DIV/0! | #DIV/0! | #DIV/0! | #DIV/0! | #DIV/0! | #DIV/0! | 3585 | 0 | 0 | 0 | 0 | 0
10 | 26 | 2008 | 299 | 6 | 0.88667 | 0 | #DIV/0! | #DIV/0! | #DIV/0! | #DIV/0! | #DIV/0! | #DIV/0! | #DIV/0! | #DIV/0! | #DIV/0! | #DIV/0! | #DIV/0! | #DIV/0! | #DIV/0! | #DIV/0! | #DIV/0! | #DIV/0! | #DIV/0! | #DIV/0! | #DIV/0! | #DIV/0! | 3586 | 0 | 0 | 0 | 0 | 0
10 | 27 | 2008 | 300 | 7 | 0 | 0 | #DIV/0! | #DIV/0! | #DIV/0! | #DIV/0! | #DIV/0! | #DIV/0! | #DIV/0! | #DIV/0! | #DIV/0! | #DIV/0! | #DIV/0! | #DIV/0! | #DIV/0! | #DIV/0! | #DIV/0! | #DIV/0! | #DIV/0! | #DIV/0! | #DIV/0! | #DIV/0! | 3587 | 0 | 0 | 0 | 0 | 0
10 | 28 | 2008 | 301 | 1 | 0.13 | 0 | #DIV/0! | #DIV/0! | #DIV/0! | #DIV/0! | #DIV/0! | #DIV/0! | #DIV/0! | #DIV/0! | #DIV/0! | #DIV/0! | #DIV/0! | #DIV/0! | #DIV/0! | #DIV/0! | #DIV/0! | #DIV/0! | #DIV/0! | #DIV/0! | #DIV/0! | #DIV/0! | 3588 | 0 | 0 | 0 | 0 | 0
10 | 29 | 2008 | 302 | 2 | 0.10333 | 0 | #DIV/0! | #DIV/0! | #DIV/0! | #DIV/0! | #DIV/0! | #DIV/0! | #DIV/0! | #DIV/0! | #DIV/0! | #DIV/0! | #DIV/0! | #DIV/0! | #DIV/0! | #DIV/0! | #DIV/0! | #DIV/0! | #DIV/0! | #DIV/0! | #DIV/0! | #DIV/0! | 3589 | 0 | 0 | 0 | 0 | 0
10 | 30 | 2008 | 303 | 3 | 0 | 0 | #DIV/0! | #DIV/0! | #DIV/0! | #DIV/0! | #DIV/0! | #DIV/0! | #DIV/0! | #DIV/0! | #DIV/0! | #DIV/0! | #DIV/0! | #DIV/0! | #DIV/0! | #DIV/0! | #DIV/0! | #DIV/0! | #DIV/0! | #DIV/0! | #DIV/0! | #DIV/0! | 3590 | 0 | 0 | 0 | 0 | 0
10 | 31 | 2008 | 304 | 4 | 0 | 0 | #DIV/0! | #DIV/0! | #DIV/0! | #DIV/0! | #DIV/0! | #DIV/0! | #DIV/0! | #DIV/0! | #DIV/0! | #DIV/0! | #DIV/0! | #DIV/0! | #DIV/0! | #DIV/0! | #DIV/0! | #DIV/0! | #DIV/0! | #DIV/0! | #DIV/0! | #DIV/0! | 3591 | 0 | 0 | 0 | 0 | 0
11 | 1 | 2008 | 305 | 5 | 0 | 0 | #DIV/0! | #DIV/0! | #DIV/0! | #DIV/0! | #DIV/0! | #DIV/0! | #DIV/0! | #DIV/0! | #DIV/0! | #DIV/0! | #DIV/0! | #DIV/0! | #DIV/0! | #DIV/0! | #DIV/0! | #DIV/0! | #DIV/0! | #DIV/0! | #DIV/0! | #DIV/0! | 3592 | 0 | 0 | 0 | 0 | 0
11 | 2 | 2008 | 306 | 6 | 0 | 0 | #DIV/0! | #DIV/0! | #DIV/0! | #DIV/0! | #DIV/0! | #DIV/0! | #DIV/0! | #DIV/0! | #DIV/0! | #DIV/0! | #DIV/0! | #DIV/0! | #DIV/0! | #DIV/0! | #DIV/0! | #DIV/0! | #DIV/0! | #DIV/0! | #DIV/0! | #DIV/0! | 3593 | 0 | 0 | 0 | 0 | 0
11 | 3 | 2008 | 307 | 7 | 0 | 0 | #DIV/0! | #DIV/0! | #DIV/0! | #DIV/0! | #DIV/0! | #DIV/0! | #DIV/0! | #DIV/0! | #DIV/0! | #DIV/0! | #DIV/0! | #DIV/0! | #DIV/0! | #DIV/0! | #DIV/0! | #DIV/0! | #DIV/0! | #DIV/0! | #DIV/0! | #DIV/0! | 3594 | 0 | 0 | 0 | 0 | 0
11 | 4 | 2008 | 308 | 1 | 0 | 0 | #DIV/0! | #DIV/0! | #DIV/0! | #DIV/0! | #DIV/0! | #DIV/0! | #DIV/0! | #DIV/0! | #DIV/0! | #DIV/0! | #DIV/0! | #DIV/0! | #DIV/0! | #DIV/0! | #DIV/0! | #DIV/0! | #DIV/0! | #DIV/0! | #DIV/0! | #DIV/0! | 3595 | 0 | 0 | 0 | 0 | 0
11 | 5 | 2008 | 309 | 2 | 0.086667 | 0 | #DIV/0! | #DIV/0! | #DIV/0! | #DIV/0! | #DIV/0! | #DIV/0! | #DIV/0! | #DIV/0! | #DIV/0! | #DIV/0! | #DIV/0! | #DIV/0! | #DIV/0! | #DIV/0! | #DIV/0! | #DIV/0! | #DIV/0! | #DIV/0! | #DIV/0! | #DIV/0! | 3596 | 0 | 0 | 0 | 0 | 0
11 | 6 | 2008 | 310 | 3 | 0.026667 | 0 | #DIV/0! | #DIV/0! | #DIV/0! | #DIV/0! | #DIV/0! | #DIV/0! | #DIV/0! | #DIV/0! | #DIV/0! | #DIV/0! | #DIV/0! | #DIV/0! | #DIV/0! | #DIV/0! | #DIV/0! | #DIV/0! | #DIV/0! | #DIV/0! | #DIV/0! | #DIV/0! | 3597 | 0 | 0 | 0 | 0 | 0
11 | 7 | 2008 | 311 | 4 | 0.04 | 0 | #DIV/0! | #DIV/0! | #DIV/0! | #DIV/0! | #DIV/0! | #DIV/0! | #DIV/0! | #DIV/0! | #DIV/0! | #DIV/0! | #DIV/0! | #DIV/0! | #DIV/0! | #DIV/0! | #DIV/0! | #DIV/0! | #DIV/0! | #DIV/0! | #DIV/0! | #DIV/0! | 3598 | 0 | 0 | 0 | 0 | 0
11 | 8 | 2008 | 312 | 5 | 0 | 0 | #DIV/0! | #DIV/0! | #DIV/0! | #DIV/0! | #DIV/0! | #DIV/0! | #DIV/0! | #DIV/0! | #DIV/0! | #DIV/0! | #DIV/0! | #DIV/0! | #DIV/0! | #DIV/0! | #DIV/0! | #DIV/0! | #DIV/0! | #DIV/0! | #DIV/0! | #DIV/0! | 3599 | 0 | 0 | 0 | 0 | 0
11 | 9 | 2008 | 313 | 6 | 0.01 | 0 | #DIV/0! | #DIV/0! | #DIV/0! | #DIV/0! | #DIV/0! | #DIV/0! | #DIV/0! | #DIV/0! | #DIV/0! | #DIV/0! | #DIV/0! | #DIV/0! | #DIV/0! | #DIV/0! | #DIV/0! | #DIV/0! | #DIV/0! | #DIV/0! | #DIV/0! | #DIV/0! | 3600 | 0 | 0 | 0 | 0 | 0
11 | 10 | 2008 | 314 | 7 | 0 | 0 | #DIV/0! | #DIV/0! | #DIV/0! | #DIV/0! | #DIV/0! | #DIV/0! | #DIV/0! | #DIV/0! | #DIV/0! | #DIV/0! | #DIV/0! | #DIV/0! | #DIV/0! | #DIV/0! | #DIV/0! | #DIV/0! | #DIV/0! | #DIV/0! | #DIV/0! | #DIV/0! | 3601 | 0 | 0 | 0 | 0 | 0
11 | 11 | 2008 | 315 | 1 | 0 | 0 | #DIV/0! | #DIV/0! | #DIV/0! | #DIV/0! | #DIV/0! | #DIV/0! | #DIV/0! | #DIV/0! | #DIV/0! | #DIV/0! | #DIV/0! | #DIV/0! | #DIV/0! | #DIV/0! | #DIV/0! | #DIV/0! | #DIV/0! | #DIV/0! | #DIV/0! | #DIV/0! | 3602 | 0 | 0 | 0 | 0 | 0
11 | 12 | 2008 | 316 | 2 | 0 | 0 | #DIV/0! | #DIV/0! | #DIV/0! | #DIV/0! | #DIV/0! | #DIV/0! | #DIV/0! | #DIV/0! | #DIV/0! | #DIV/0! | #DIV/0! | #DIV/0! | #DIV/0! | #DIV/0! | #DIV/0! | #DIV/0! | #DIV/0! | #DIV/0! | #DIV/0! | #DIV/0! | 3603 | 0 | 0 | 0 | 0 | 0
11 | 13 | 2008 | 317 | 3 | 0.0066667 | 0 | #DIV/0! | #DIV/0! | #DIV/0! | #DIV/0! | #DIV/0! | #DIV/0! | #DIV/0! | #DIV/0! | #DIV/0! | #DIV/0! | #DIV/0! | #DIV/0! | #DIV/0! | #DIV/0! | #DIV/0! | #DIV/0! | #DIV/0! | #DIV/0! | #DIV/0! | #DIV/0! | 3604 | 0 | 0 | 0 | 0 | 0
11 | 14 | 2008 | 318 | 4 | 0.78 | 0 | #DIV/0! | #DIV/0! | #DIV/0! | #DIV/0! | #DIV/0! | #DIV/0! | #DIV/0! | #DIV/0! | #DIV/0! | #DIV/0! | #DIV/0! | #DIV/0! | #DIV/0! | #DIV/0! | #DIV/0! | #DIV/0! | #DIV/0! | #DIV/0! | #DIV/0! | #DIV/0! | 3605 | 0 | 0 | 0 | 0 | 0
11 | 15 | 2008 | 319 | 5 | 0.01 | 0 | #DIV/0! | #DIV/0! | #DIV/0! | #DIV/0! | #DIV/0! | #DIV/0! | #DIV/0! | #DIV/0! | #DIV/0! | #DIV/0! | #DIV/0! | #DIV/0! | #DIV/0! | #DIV/0! | #DIV/0! | #DIV/0! | #DIV/0! | #DIV/0! | #DIV/0! | #DIV/0! | 3606 | 0 | 0 | 0 | 0 | 0
11 | 16 | 2008 | 320 | 6 | 0.62333 | 0 | #DIV/0! | #DIV/0! | #DIV/0! | #DIV/0! | #DIV/0! | #DIV/0! | #DIV/0! | #DIV/0! | #DIV/0! | #DIV/0! | #DIV/0! | #DIV/0! | #DIV/0! | #DIV/0! | #DIV/0! | #DIV/0! | #DIV/0! | #DIV/0! | #DIV/0! | #DIV/0! | 3607 | 0 | 0 | 0 | 0 | 0
11 | 17 | 2008 | 321 | 7 | 0 | 0 | #DIV/0! | #DIV/0! | #DIV/0! | #DIV/0! | #DIV/0! | #DIV/0! | #DIV/0! | #DIV/0! | #DIV/0! | #DIV/0! | #DIV/0! | #DIV/0! | #DIV/0! | #DIV/0! | #DIV/0! | #DIV/0! | #DIV/0! | #DIV/0! | #DIV/0! | #DIV/0! | 3608 | 0 | 0 | 0 | 0 | 0
11 | 18 | 2008 | 322 | 1 | 0.0033333 | 0 | #DIV/0! | #DIV/0! | #DIV/0! | #DIV/0! | #DIV/0! | #DIV/0! | #DIV/0! | #DIV/0! | #DIV/0! | #DIV/0! | #DIV/0! | #DIV/0! | #DIV/0! | #DIV/0! | #DIV/0! | #DIV/0! | #DIV/0! | #DIV/0! | #DIV/0! | #DIV/0! | 3609 | 0 | 0 | 0 | 0 | 0
11 | 19 | 2008 | 323 | 2 | 0 | 0 | #DIV/0! | #DIV/0! | #DIV/0! | #DIV/0! | #DIV/0! | #DIV/0! | #DIV/0! | #DIV/0! | #DIV/0! | #DIV/0! | #DIV/0! | #DIV/0! | #DIV/0! | #DIV/0! | #DIV/0! | #DIV/0! | #DIV/0! | #DIV/0! | #DIV/0! | #DIV/0! | 3610 | 0 | 0 | 0 | 0 | 0
11 | 20 | 2008 | 324 | 3 | 0 | 0 | #DIV/0! | #DIV/0! | #DIV/0! | #DIV/0! | #DIV/0! | #DIV/0! | #DIV/0! | #DIV/0! | #DIV/0! | #DIV/0! | #DIV/0! | #DIV/0! | #DIV/0! | #DIV/0! | #DIV/0! | #DIV/0! | #DIV/0! | #DIV/0! | #DIV/0! | #DIV/0! | 3611 | 0 | 0 | 0 | 0 | 0
11 | 21 | 2008 | 325 | 4 | 0 | 0 | #DIV/0! | #DIV/0! | #DIV/0! | #DIV/0! | #DIV/0! | #DIV/0! | #DIV/0! | #DIV/0! | #DIV/0! | #DIV/0! | #DIV/0! | #DIV/0! | #DIV/0! | #DIV/0! | #DIV/0! | #DIV/0! | #DIV/0! | #DIV/0! | #DIV/0! | #DIV/0! | 3612 | 0 | 0 | 0 | 0 | 0
11 | 22 | 2008 | 326 | 5 | 0 | 0 | #DIV/0! | #DIV/0! | #DIV/0! | #DIV/0! | #DIV/0! | #DIV/0! | #DIV/0! | #DIV/0! | #DIV/0! | #DIV/0! | #DIV/0! | #DIV/0! | #DIV/0! | #DIV/0! | #DIV/0! | #DIV/0! | #DIV/0! | #DIV/0! | #DIV/0! | #DIV/0! | 3613 | 0 | 0 | 0 | 0 | 0
11 | 23 | 2008 | 327 | 6 | 0 | 0 | #DIV/0! | #DIV/0! | #DIV/0! | #DIV/0! | #DIV/0! | #DIV/0! | #DIV/0! | #DIV/0! | #DIV/0! | #DIV/0! | #DIV/0! | #DIV/0! | #DIV/0! | #DIV/0! | #DIV/0! | #DIV/0! | #DIV/0! | #DIV/0! | #DIV/0! | #DIV/0! | 3614 | 0 | 0 | 0 | 0 | 0
11 | 24 | 2008 | 328 | 7 | 0 | 0 | #DIV/0! | #DIV/0! | #DIV/0! | #DIV/0! | #DIV/0! | #DIV/0! | #DIV/0! | #DIV/0! | #DIV/0! | #DIV/0! | #DIV/0! | #DIV/0! | #DIV/0! | #DIV/0! | #DIV/0! | #DIV/0! | #DIV/0! | #DIV/0! | #DIV/0! | #DIV/0! | 3615 | 0 | 0 | 0 | 0 | 0
11 | 25 | 2008 | 329 | 1 | 0.1 | 0 | #DIV/0! | #DIV/0! | #DIV/0! | #DIV/0! | #DIV/0! | #DIV/0! | #DIV/0! | #DIV/0! | #DIV/0! | #DIV/0! | #DIV/0! | #DIV/0! | #DIV/0! | #DIV/0! | #DIV/0! | #DIV/0! | #DIV/0! | #DIV/0! | #DIV/0! | #DIV/0! | 3616 | 0 | 0 | 0 | 0 | 0
11 | 26 | 2008 | 330 | 2 | 0 | 0 | #DIV/0! | #DIV/0! | #DIV/0! | #DIV/0! | #DIV/0! | #DIV/0! | #DIV/0! | #DIV/0! | #DIV/0! | #DIV/0! | #DIV/0! | #DIV/0! | #DIV/0! | #DIV/0! | #DIV/0! | #DIV/0! | #DIV/0! | #DIV/0! | #DIV/0! | #DIV/0! | 3617 | 0 | 0 | 0 | 0 | 0
11 | 27 | 2008 | 331 | 3 | 0 | 0 | #DIV/0! | #DIV/0! | #DIV/0! | #DIV/0! | #DIV/0! | #DIV/0! | #DIV/0! | #DIV/0! | #DIV/0! | #DIV/0! | #DIV/0! | #DIV/0! | #DIV/0! | #DIV/0! | #DIV/0! | #DIV/0! | #DIV/0! | #DIV/0! | #DIV/0! | #DIV/0! | 3618 | 0 | 0 | 0 | 0 | 0
11 | 28 | 2008 | 332 | 4 | 0 | 0 | #DIV/0! | #DIV/0! | #DIV/0! | #DIV/0! | #DIV/0! | #DIV/0! | #DIV/0! | #DIV/0! | #DIV/0! | #DIV/0! | #DIV/0! | #DIV/0! | #DIV/0! | #DIV/0! | #DIV/0! | #DIV/0! | #DIV/0! | #DIV/0! | #DIV/0! | #DIV/0! | 3619 | 0 | 0 | 0 | 0 | 0
11 | 29 | 2008 | 333 | 5 | 0 | 0 | #DIV/0! | #DIV/0! | #DIV/0! | #DIV/0! | #DIV/0! | #DIV/0! | #DIV/0! | #DIV/0! | #DIV/0! | #DIV/0! | #DIV/0! | #DIV/0! | #DIV/0! | #DIV/0! | #DIV/0! | #DIV/0! | #DIV/0! | #DIV/0! | #DIV/0! | #DIV/0! | 3620 | 0 | 0 | 0 | 0 | 0
11 | 30 | 2008 | 334 | 6 | 0 | 0 | #DIV/0! | #DIV/0! | #DIV/0! | #DIV/0! | #DIV/0! | #DIV/0! | #DIV/0! | #DIV/0! | #DIV/0! | #DIV/0! | #DIV/0! | #DIV/0! | #DIV/0! | #DIV/0! | #DIV/0! | #DIV/0! | #DIV/0! | #DIV/0! | #DIV/0! | #DIV/0! | 3621 | 0 | 0 | 0 | 0 | 0
12 | 1 | 2008 | 335 | 7 | 0.66333 | 0 | #DIV/0! | #DIV/0! | #DIV/0! | #DIV/0! | #DIV/0! | #DIV/0! | #DIV/0! | #DIV/0! | #DIV/0! | #DIV/0! | #DIV/0! | #DIV/0! | #DIV/0! | #DIV/0! | #DIV/0! | #DIV/0! | #DIV/0! | #DIV/0! | #DIV/0! | #DIV/0! | 3622 | 0 | 0 | 0 | 0 | 0
12 | 2 | 2008 | 336 | 1 | 0.016667 | 0 | #DIV/0! | #DIV/0! | #DIV/0! | #DIV/0! | #DIV/0! | #DIV/0! | #DIV/0! | #DIV/0! | #DIV/0! | #DIV/0! | #DIV/0! | #DIV/0! | #DIV/0! | #DIV/0! | #DIV/0! | #DIV/0! | #DIV/0! | #DIV/0! | #DIV/0! | #DIV/0! | 3623 | 0 | 0 | 0 | 0 | 0
12 | 3 | 2008 | 337 | 2 | 0 | 0 | #DIV/0! | #DIV/0! | #DIV/0! | #DIV/0! | #DIV/0! | #DIV/0! | #DIV/0! | #DIV/0! | #DIV/0! | #DIV/0! | #DIV/0! | #DIV/0! | #DIV/0! | #DIV/0! | #DIV/0! | #DIV/0! | #DIV/0! | #DIV/0! | #DIV/0! | #DIV/0! | 3624 | 0 | 0 | 0 | 0 | 0
12 | 4 | 2008 | 338 | 3 | 0 | 0 | #DIV/0! | #DIV/0! | #DIV/0! | #DIV/0! | #DIV/0! | #DIV/0! | #DIV/0! | #DIV/0! | #DIV/0! | #DIV/0! | #DIV/0! | #DIV/0! | #DIV/0! | #DIV/0! | #DIV/0! | #DIV/0! | #DIV/0! | #DIV/0! | #DIV/0! | #DIV/0! | 3625 | 0 | 0 | 0 | 0 | 0
12 | 5 | 2008 | 339 | 4 | 0.033333 | 0 | #DIV/0! | #DIV/0! | #DIV/0! | #DIV/0! | #DIV/0! | #DIV/0! | #DIV/0! | #DIV/0! | #DIV/0! | #DIV/0! | #DIV/0! | #DIV/0! | #DIV/0! | #DIV/0! | #DIV/0! | #DIV/0! | #DIV/0! | #DIV/0! | #DIV/0! | #DIV/0! | 3626 | 0 | 0 | 0 | 0 | 0
12 | 6 | 2008 | 340 | 5 | 0 | 0 | #DIV/0! | #DIV/0! | #DIV/0! | #DIV/0! | #DIV/0! | #DIV/0! | #DIV/0! | #DIV/0! | #DIV/0! | #DIV/0! | #DIV/0! | #DIV/0! | #DIV/0! | #DIV/0! | #DIV/0! | #DIV/0! | #DIV/0! | #DIV/0! | #DIV/0! | #DIV/0! | 3627 | 0 | 0 | 0 | 0 | 0
12 | 7 | 2008 | 341 | 6 | 0.016667 | 0 | #DIV/0! | #DIV/0! | #DIV/0! | #DIV/0! | #DIV/0! | #DIV/0! | #DIV/0! | #DIV/0! | #DIV/0! | #DIV/0! | #DIV/0! | #DIV/0! | #DIV/0! | #DIV/0! | #DIV/0! | #DIV/0! | #DIV/0! | #DIV/0! | #DIV/0! | #DIV/0! | 3628 | 0 | 0 | 0 | 0 | 0
12 | 8 | 2008 | 342 | 7 | 0 | 0 | #DIV/0! | #DIV/0! | #DIV/0! | #DIV/0! | #DIV/0! | #DIV/0! | #DIV/0! | #DIV/0! | #DIV/0! | #DIV/0! | #DIV/0! | #DIV/0! | #DIV/0! | #DIV/0! | #DIV/0! | #DIV/0! | #DIV/0! | #DIV/0! | #DIV/0! | #DIV/0! | 3629 | 0 | 0 | 0 | 0 | 0
12 | 9 | 2008 | 343 | 1 | 0 | 0 | #DIV/0! | #DIV/0! | #DIV/0! | #DIV/0! | #DIV/0! | #DIV/0! | #DIV/0! | #DIV/0! | #DIV/0! | #DIV/0! | #DIV/0! | #DIV/0! | #DIV/0! | #DIV/0! | #DIV/0! | #DIV/0! | #DIV/0! | #DIV/0! | #DIV/0! | #DIV/0! | 3630 | 0 | 0 | 0 | 0 | 0
12 | 10 | 2008 | 344 | 2 | 0.013333 | 0 | #DIV/0! | #DIV/0! | #DIV/0! | #DIV/0! | #DIV/0! | #DIV/0! | #DIV/0! | #DIV/0! | #DIV/0! | #DIV/0! | #DIV/0! | #DIV/0! | #DIV/0! | #DIV/0! | #DIV/0! | #DIV/0! | #DIV/0! | #DIV/0! | #DIV/0! | #DIV/0! | 3631 | 0 | 0 | 0 | 0 | 0
12 | 11 | 2008 | 345 | 3 | 0.10667 | 0 | #DIV/0! | #DIV/0! | #DIV/0! | #DIV/0! | #DIV/0! | #DIV/0! | #DIV/0! | #DIV/0! | #DIV/0! | #DIV/0! | #DIV/0! | #DIV/0! | #DIV/0! | #DIV/0! | #DIV/0! | #DIV/0! | #DIV/0! | #DIV/0! | #DIV/0! | #DIV/0! | 3632 | 0 | 0 | 0 | 0 | 0
12 | 12 | 2008 | 346 | 4 | 1.48 | 0 | #DIV/0! | #DIV/0! | #DIV/0! | #DIV/0! | #DIV/0! | #DIV/0! | #DIV/0! | #DIV/0! | #DIV/0! | #DIV/0! | #DIV/0! | #DIV/0! | #DIV/0! | #DIV/0! | #DIV/0! | #DIV/0! | #DIV/0! | #DIV/0! | #DIV/0! | #DIV/0! | 3633 | 0 | 0 | 0 | 0 | 0
12 | 13 | 2008 | 347 | 5 | 0.053333 | 0 | #DIV/0! | #DIV/0! | #DIV/0! | #DIV/0! | #DIV/0! | #DIV/0! | #DIV/0! | #DIV/0! | #DIV/0! | #DIV/0! | #DIV/0! | #DIV/0! | #DIV/0! | #DIV/0! | #DIV/0! | #DIV/0! | #DIV/0! | #DIV/0! | #DIV/0! | #DIV/0! | 3634 | 0 | 0 | 0 | 0 | 0
12 | 14 | 2008 | 348 | 6 | 0 | 0 | #DIV/0! | #DIV/0! | #DIV/0! | #DIV/0! | #DIV/0! | #DIV/0! | #DIV/0! | #DIV/0! | #DIV/0! | #DIV/0! | #DIV/0! | #DIV/0! | #DIV/0! | #DIV/0! | #DIV/0! | #DIV/0! | #DIV/0! | #DIV/0! | #DIV/0! | #DIV/0! | 3635 | 0 | 0 | 0 | 0 | 0
12 | 15 | 2008 | 349 | 7 | 0 | 0 | #DIV/0! | #DIV/0! | #DIV/0! | #DIV/0! | #DIV/0! | #DIV/0! | #DIV/0! | #DIV/0! | #DIV/0! | #DIV/0! | #DIV/0! | #DIV/0! | #DIV/0! | #DIV/0! | #DIV/0! | #DIV/0! | #DIV/0! | #DIV/0! | #DIV/0! | #DIV/0! | 3636 | 0 | 0 | 0 | 0 | 0
12 | 16 | 2008 | 350 | 1 | 0.063333 | 0 | #DIV/0! | #DIV/0! | #DIV/0! | #DIV/0! | #DIV/0! | #DIV/0! | #DIV/0! | #DIV/0! | #DIV/0! | #DIV/0! | #DIV/0! | #DIV/0! | #DIV/0! | #DIV/0! | #DIV/0! | #DIV/0! | #DIV/0! | #DIV/0! | #DIV/0! | #DIV/0! | 3637 | 0 | 0 | 0 | 0 | 0
12 | 17 | 2008 | 351 | 2 | 0.54 | 0 | #DIV/0! | #DIV/0! | #DIV/0! | #DIV/0! | #DIV/0! | #DIV/0! | #DIV/0! | #DIV/0! | #DIV/0! | #DIV/0! | #DIV/0! | #DIV/0! | #DIV/0! | #DIV/0! | #DIV/0! | #DIV/0! | #DIV/0! | #DIV/0! | #DIV/0! | #DIV/0! | 3638 | 0 | 0 | 0 | 0 | 0
12 | 18 | 2008 | 352 | 3 | 0.12667 | 0 | #DIV/0! | #DIV/0! | #DIV/0! | #DIV/0! | #DIV/0! | #DIV/0! | #DIV/0! | #DIV/0! | #DIV/0! | #DIV/0! | #DIV/0! | #DIV/0! | #DIV/0! | #DIV/0! | #DIV/0! | #DIV/0! | #DIV/0! | #DIV/0! | #DIV/0! | #DIV/0! | 3639 | 0 | 0 | 0 | 0 | 0
12 | 19 | 2008 | 353 | 4 | 0 | 0 | #DIV/0! | #DIV/0! | #DIV/0! | #DIV/0! | #DIV/0! | #DIV/0! | #DIV/0! | #DIV/0! | #DIV/0! | #DIV/0! | #DIV/0! | #DIV/0! | #DIV/0! | #DIV/0! | #DIV/0! | #DIV/0! | #DIV/0! | #DIV/0! | #DIV/0! | #DIV/0! | 3640 | 0 | 0 | 0 | 0 | 0
12 | 20 | 2008 | 354 | 5 | 0.36667 | 0 | #DIV/0! | #DIV/0! | #DIV/0! | #DIV/0! | #DIV/0! | #DIV/0! | #DIV/0! | #DIV/0! | #DIV/0! | #DIV/0! | #DIV/0! | #DIV/0! | #DIV/0! | #DIV/0! | #DIV/0! | #DIV/0! | #DIV/0! | #DIV/0! | #DIV/0! | #DIV/0! | 3641 | 0 | 0 | 0 | 0 | 0
12 | 21 | 2008 | 355 | 6 | 0 | 0 | #DIV/0! | #DIV/0! | #DIV/0! | #DIV/0! | #DIV/0! | #DIV/0! | #DIV/0! | #DIV/0! | #DIV/0! | #DIV/0! | #DIV/0! | #DIV/0! | #DIV/0! | #DIV/0! | #DIV/0! | #DIV/0! | #DIV/0! | #DIV/0! | #DIV/0! | #DIV/0! | 3642 | 0 | 0 | 0 | 0 | 0
12 | 22 | 2008 | 356 | 7 | 0.053333 | 0 | #DIV/0! | #DIV/0! | #DIV/0! | #DIV/0! | #DIV/0! | #DIV/0! | #DIV/0! | #DIV/0! | #DIV/0! | #DIV/0! | #DIV/0! | #DIV/0! | #DIV/0! | #DIV/0! | #DIV/0! | #DIV/0! | #DIV/0! | #DIV/0! | #DIV/0! | #DIV/0! | 3643 | 0 | 0 | 0 | 0 | 0
12 | 23 | 2008 | 357 | 1 | 0 | 0 | #DIV/0! | #DIV/0! | #DIV/0! | #DIV/0! | #DIV/0! | #DIV/0! | #DIV/0! | #DIV/0! | #DIV/0! | #DIV/0! | #DIV/0! | #DIV/0! | #DIV/0! | #DIV/0! | #DIV/0! | #DIV/0! | #DIV/0! | #DIV/0! | #DIV/0! | #DIV/0! | 3644 | 0 | 0 | 0 | 0 | 0
12 | 24 | 2008 | 358 | 2 | 0 | 0 | #DIV/0! | #DIV/0! | #DIV/0! | #DIV/0! | #DIV/0! | #DIV/0! | #DIV/0! | #DIV/0! | #DIV/0! | #DIV/0! | #DIV/0! | #DIV/0! | #DIV/0! | #DIV/0! | #DIV/0! | #DIV/0! | #DIV/0! | #DIV/0! | #DIV/0! | #DIV/0! | 3645 | 0 | 0 | 0 | 0 | 0
12 | 25 | 2008 | 359 | 3 | 0.01 | 0 | #DIV/0! | #DIV/0! | #DIV/0! | #DIV/0! | #DIV/0! | #DIV/0! | #DIV/0! | #DIV/0! | #DIV/0! | #DIV/0! | #DIV/0! | #DIV/0! | #DIV/0! | #DIV/0! | #DIV/0! | #DIV/0! | #DIV/0! | #DIV/0! | #DIV/0! | #DIV/0! | 3646 | 0 | 0 | 0 | 0 | 0
12 | 26 | 2008 | 360 | 4 | 0 | 0 | #DIV/0! | #DIV/0! | #DIV/0! | #DIV/0! | #DIV/0! | #DIV/0! | #DIV/0! | #DIV/0! | #DIV/0! | #DIV/0! | #DIV/0! | #DIV/0! | #DIV/0! | #DIV/0! | #DIV/0! | #DIV/0! | #DIV/0! | #DIV/0! | #DIV/0! | #DIV/0! | 3647 | 0 | 0 | 0 | 0 | 0
12 | 27 | 2008 | 361 | 5 | 0.043333 | 0 | #DIV/0! | #DIV/0! | #DIV/0! | #DIV/0! | #DIV/0! | #DIV/0! | #DIV/0! | #DIV/0! | #DIV/0! | #DIV/0! | #DIV/0! | #DIV/0! | #DIV/0! | #DIV/0! | #DIV/0! | #DIV/0! | #DIV/0! | #DIV/0! | #DIV/0! | #DIV/0! | 3648 | 0 | 0 | 0 | 0 | 0
12 | 28 | 2008 | 362 | 6 | 0 | 0 | #DIV/0! | #DIV/0! | #DIV/0! | #DIV/0! | #DIV/0! | #DIV/0! | #DIV/0! | #DIV/0! | #DIV/0! | #DIV/0! | #DIV/0! | #DIV/0! | #DIV/0! | #DIV/0! | #DIV/0! | #DIV/0! | #DIV/0! | #DIV/0! | #DIV/0! | #DIV/0! | 3649 | 0 | 0 | 0 | 0 | 0
12 | 29 | 2008 | 363 | 7 | 0 | 0 | #DIV/0! | #DIV/0! | #DIV/0! | #DIV/0! | #DIV/0! | #DIV/0! | #DIV/0! | #DIV/0! | #DIV/0! | #DIV/0! | #DIV/0! | #DIV/0! | #DIV/0! | #DIV/0! | #DIV/0! | #DIV/0! | #DIV/0! | #DIV/0! | #DIV/0! | #DIV/0! | 3650 | 0 | 0 | 0 | 0 | 0
12 | 30 | 2008 | 364 | 1 | 0 | 0 | #DIV/0! | #DIV/0! | #DIV/0! | #DIV/0! | #DIV/0! | #DIV/0! | #DIV/0! | #DIV/0! | #DIV/0! | #DIV/0! | #DIV/0! | #DIV/0! | #DIV/0! | #DIV/0! | #DIV/0! | #DIV/0! | #DIV/0! | #DIV/0! | #DIV/0! | #DIV/0! | 3651 | 0 | 0 | 0 | 0 | 0
12 | 31 | 2008 | 365 | 2 | 0 | 0 | #DIV/0! | #DIV/0! | #DIV/0! | #DIV/0! | #DIV/0! | #DIV/0! | #DIV/0! | #DIV/0! | #DIV/0! | #DIV/0! | #DIV/0! | #DIV/0! | #DIV/0! | #DIV/0! | #DIV/0! | #DIV/0! | #DIV/0! | #DIV/0! | #DIV/0! | #DIV/0! | 3652 | 0 | 0 | 0 | 0 | 0
1 | 1 | 2009 | 1 | 3 | 0 | 0 | #DIV/0! | #DIV/0! | #DIV/0! | #DIV/0! | #DIV/0! | #DIV/0! | #DIV/0! | #DIV/0! | #DIV/0! | #DIV/0! | #DIV/0! | #DIV/0! | #DIV/0! | #DIV/0! | #DIV/0! | #DIV/0! | #DIV/0! | #DIV/0! | #DIV/0! | #DIV/0! | 3653 | 0 | 0 | 0 | 0 | 0
1 | 2 | 2009 | 2 | 4 | 0 | 0 | #DIV/0! | #DIV/0! | #DIV/0! | #DIV/0! | #DIV/0! | #DIV/0! | #DIV/0! | #DIV/0! | #DIV/0! | #DIV/0! | #DIV/0! | #DIV/0! | #DIV/0! | #DIV/0! | #DIV/0! | #DIV/0! | #DIV/0! | #DIV/0! | #DIV/0! | #DIV/0! | 3654 | 0 | 0 | 0 | 0 | 0
1 | 3 | 2009 | 3 | 5 | 0 | 0 | #DIV/0! | #DIV/0! | #DIV/0! | #DIV/0! | #DIV/0! | #DIV/0! | #DIV/0! | #DIV/0! | #DIV/0! | #DIV/0! | #DIV/0! | #DIV/0! | #DIV/0! | #DIV/0! | #DIV/0! | #DIV/0! | #DIV/0! | #DIV/0! | #DIV/0! | #DIV/0! | 3655 | 0 | 0 | 0 | 0 | 0
1 | 4 | 2009 | 4 | 6 | 0 | 0 | #DIV/0! | #DIV/0! | #DIV/0! | #DIV/0! | #DIV/0! | #DIV/0! | #DIV/0! | #DIV/0! | #DIV/0! | #DIV/0! | #DIV/0! | #DIV/0! | #DIV/0! | #DIV/0! | #DIV/0! | #DIV/0! | #DIV/0! | #DIV/0! | #DIV/0! | #DIV/0! | 3656 | 0 | 0 | 0 | 0 | 0
1 | 5 | 2009 | 5 | 7 | 0 | 0 | #DIV/0! | #DIV/0! | #DIV/0! | #DIV/0! | #DIV/0! | #DIV/0! | #DIV/0! | #DIV/0! | #DIV/0! | #DIV/0! | #DIV/0! | #DIV/0! | #DIV/0! | #DIV/0! | #DIV/0! | #DIV/0! | #DIV/0! | #DIV/0! | #DIV/0! | #DIV/0! | 3657 | 0 | 0 | 0 | 0 | 0
1 | 6 | 2009 | 6 | 1 | 0 | 0 | #DIV/0! | #DIV/0! | #DIV/0! | #DIV/0! | #DIV/0! | #DIV/0! | #DIV/0! | #DIV/0! | #DIV/0! | #DIV/0! | #DIV/0! | #DIV/0! | #DIV/0! | #DIV/0! | #DIV/0! | #DIV/0! | #DIV/0! | #DIV/0! | #DIV/0! | #DIV/0! | 3658 | 0 | 0 | 0 | 0 | 0
1 | 7 | 2009 | 7 | 2 | 0.55667 | 0 | #DIV/0! | #DIV/0! | #DIV/0! | #DIV/0! | #DIV/0! | #DIV/0! | #DIV/0! | #DIV/0! | #DIV/0! | #DIV/0! | #DIV/0! | #DIV/0! | #DIV/0! | #DIV/0! | #DIV/0! | #DIV/0! | #DIV/0! | #DIV/0! | #DIV/0! | #DIV/0! | 3659 | 0 | 0 | 0 | 0 | 0
1 | 8 | 2009 | 8 | 3 | 1.2667 | 0 | #DIV/0! | #DIV/0! | #DIV/0! | #DIV/0! | #DIV/0! | #DIV/0! | #DIV/0! | #DIV/0! | #DIV/0! | #DIV/0! | #DIV/0! | #DIV/0! | #DIV/0! | #DIV/0! | #DIV/0! | #DIV/0! | #DIV/0! | #DIV/0! | #DIV/0! | #DIV/0! | 3660 | 0 | 0 | 0 | 0 | 0
1 | 9 | 2009 | 9 | 4 | 0 | 0 | #DIV/0! | #DIV/0! | #DIV/0! | #DIV/0! | #DIV/0! | #DIV/0! | #DIV/0! | #DIV/0! | #DIV/0! | #DIV/0! | #DIV/0! | #DIV/0! | #DIV/0! | #DIV/0! | #DIV/0! | #DIV/0! | #DIV/0! | #DIV/0! | #DIV/0! | #DIV/0! | 3661 | 0 | 0 | 0 | 0 | 0
1 | 10 | 2009 | 10 | 5 | 0 | 0 | #DIV/0! | #DIV/0! | #DIV/0! | #DIV/0! | #DIV/0! | #DIV/0! | #DIV/0! | #DIV/0! | #DIV/0! | #DIV/0! | #DIV/0! | #DIV/0! | #DIV/0! | #DIV/0! | #DIV/0! | #DIV/0! | #DIV/0! | #DIV/0! | #DIV/0! | #DIV/0! | 3662 | 0 | 0 | 0 | 0 | 0
1 | 11 | 2009 | 11 | 6 | 0.13333 | 0 | #DIV/0! | #DIV/0! | #DIV/0! | #DIV/0! | #DIV/0! | #DIV/0! | #DIV/0! | #DIV/0! | #DIV/0! | #DIV/0! | #DIV/0! | #DIV/0! | #DIV/0! | #DIV/0! | #DIV/0! | #DIV/0! | #DIV/0! | #DIV/0! | #DIV/0! | #DIV/0! | 3663 | 0 | 0 | 0 | 0 | 0
1 | 12 | 2009 | 12 | 7 | 0.07 | 0 | #DIV/0! | #DIV/0! | #DIV/0! | #DIV/0! | #DIV/0! | #DIV/0! | #DIV/0! | #DIV/0! | #DIV/0! | #DIV/0! | #DIV/0! | #DIV/0! | #DIV/0! | #DIV/0! | #DIV/0! | #DIV/0! | #DIV/0! | #DIV/0! | #DIV/0! | #DIV/0! | 3664 | 0 | 0 | 0 | 0 | 0
1 | 13 | 2009 | 13 | 1 | 0 | 0 | #DIV/0! | #DIV/0! | #DIV/0! | #DIV/0! | #DIV/0! | #DIV/0! | #DIV/0! | #DIV/0! | #DIV/0! | #DIV/0! | #DIV/0! | #DIV/0! | #DIV/0! | #DIV/0! | #DIV/0! | #DIV/0! | #DIV/0! | #DIV/0! | #DIV/0! | #DIV/0! | 3665 | 0 | 0 | 0 | 0 | 0
1 | 14 | 2009 | 14 | 2 | 0 | 0 | #DIV/0! | #DIV/0! | #DIV/0! | #DIV/0! | #DIV/0! | #DIV/0! | #DIV/0! | #DIV/0! | #DIV/0! | #DIV/0! | #DIV/0! | #DIV/0! | #DIV/0! | #DIV/0! | #DIV/0! | #DIV/0! | #DIV/0! | #DIV/0! | #DIV/0! | #DIV/0! | 3666 | 0 | 0 | 0 | 0 | 0
1 | 15 | 2009 | 15 | 3 | 0 | 0 | #DIV/0! | #DIV/0! | #DIV/0! | #DIV/0! | #DIV/0! | #DIV/0! | #DIV/0! | #DIV/0! | #DIV/0! | #DIV/0! | #DIV/0! | #DIV/0! | #DIV/0! | #DIV/0! | #DIV/0! | #DIV/0! | #DIV/0! | #DIV/0! | #DIV/0! | #DIV/0! | 3667 | 0 | 0 | 0 | 0 | 0
1 | 16 | 2009 | 16 | 4 | 0 | 0 | #DIV/0! | #DIV/0! | #DIV/0! | #DIV/0! | #DIV/0! | #DIV/0! | #DIV/0! | #DIV/0! | #DIV/0! | #DIV/0! | #DIV/0! | #DIV/0! | #DIV/0! | #DIV/0! | #DIV/0! | #DIV/0! | #DIV/0! | #DIV/0! | #DIV/0! | #DIV/0! | 3668 | 0 | 0 | 0 | 0 | 0
1 | 17 | 2009 | 17 | 5 | 0 | 0 | #DIV/0! | #DIV/0! | #DIV/0! | #DIV/0! | #DIV/0! | #DIV/0! | #DIV/0! | #DIV/0! | #DIV/0! | #DIV/0! | #DIV/0! | #DIV/0! | #DIV/0! | #DIV/0! | #DIV/0! | #DIV/0! | #DIV/0! | #DIV/0! | #DIV/0! | #DIV/0! | 3669 | 0 | 0 | 0 | 0 | 0
1 | 18 | 2009 | 18 | 6 | 0 | 0 | #DIV/0! | #DIV/0! | #DIV/0! | #DIV/0! | #DIV/0! | #DIV/0! | #DIV/0! | #DIV/0! | #DIV/0! | #DIV/0! | #DIV/0! | #DIV/0! | #DIV/0! | #DIV/0! | #DIV/0! | #DIV/0! | #DIV/0! | #DIV/0! | #DIV/0! | #DIV/0! | 3670 | 0 | 0 | 0 | 0 | 0
1 | 19 | 2009 | 19 | 7 | 0 | 0 | #DIV/0! | #DIV/0! | #DIV/0! | #DIV/0! | #DIV/0! | #DIV/0! | #DIV/0! | #DIV/0! | #DIV/0! | #DIV/0! | #DIV/0! | #DIV/0! | #DIV/0! | #DIV/0! | #DIV/0! | #DIV/0! | #DIV/0! | #DIV/0! | #DIV/0! | #DIV/0! | 3671 | 0 | 0 | 0 | 0 | 0
1 | 20 | 2009 | 20 | 1 | 0.0066667 | 0 | #DIV/0! | #DIV/0! | #DIV/0! | #DIV/0! | #DIV/0! | #DIV/0! | #DIV/0! | #DIV/0! | #DIV/0! | #DIV/0! | #DIV/0! | #DIV/0! | #DIV/0! | #DIV/0! | #DIV/0! | #DIV/0! | #DIV/0! | #DIV/0! | #DIV/0! | #DIV/0! | 3672 | 0 | 0 | 0 | 0 | 0
1 | 21 | 2009 | 21 | 2 | 0 | 0 | #DIV/0! | #DIV/0! | #DIV/0! | #DIV/0! | #DIV/0! | #DIV/0! | #DIV/0! | #DIV/0! | #DIV/0! | #DIV/0! | #DIV/0! | #DIV/0! | #DIV/0! | #DIV/0! | #DIV/0! | #DIV/0! | #DIV/0! | #DIV/0! | #DIV/0! | #DIV/0! | 3673 | 0 | 0 | 0 | 0 | 0
1 | 22 | 2009 | 22 | 3 | 0 | 0 | #DIV/0! | #DIV/0! | #DIV/0! | #DIV/0! | #DIV/0! | #DIV/0! | #DIV/0! | #DIV/0! | #DIV/0! | #DIV/0! | #DIV/0! | #DIV/0! | #DIV/0! | #DIV/0! | #DIV/0! | #DIV/0! | #DIV/0! | #DIV/0! | #DIV/0! | #DIV/0! | 3674 | 0 | 0 | 0 | 0 | 0
1 | 23 | 2009 | 23 | 4 | 0 | 0 | #DIV/0! | #DIV/0! | #DIV/0! | #DIV/0! | #DIV/0! | #DIV/0! | #DIV/0! | #DIV/0! | #DIV/0! | #DIV/0! | #DIV/0! | #DIV/0! | #DIV/0! | #DIV/0! | #DIV/0! | #DIV/0! | #DIV/0! | #DIV/0! | #DIV/0! | #DIV/0! | 3675 | 0 | 0 | 0 | 0 | 0
1 | 24 | 2009 | 24 | 5 | 0 | 0 | #DIV/0! | #DIV/0! | #DIV/0! | #DIV/0! | #DIV/0! | #DIV/0! | #DIV/0! | #DIV/0! | #DIV/0! | #DIV/0! | #DIV/0! | #DIV/0! | #DIV/0! | #DIV/0! | #DIV/0! | #DIV/0! | #DIV/0! | #DIV/0! | #DIV/0! | #DIV/0! | 3676 | 0 | 0 | 0 | 0 | 0
1 | 25 | 2009 | 25 | 6 | 0 | 0 | #DIV/0! | #DIV/0! | #DIV/0! | #DIV/0! | #DIV/0! | #DIV/0! | #DIV/0! | #DIV/0! | #DIV/0! | #DIV/0! | #DIV/0! | #DIV/0! | #DIV/0! | #DIV/0! | #DIV/0! | #DIV/0! | #DIV/0! | #DIV/0! | #DIV/0! | #DIV/0! | 3677 | 0 | 0 | 0 | 0 | 0
1 | 26 | 2009 | 26 | 7 | 0 | 0 | #DIV/0! | #DIV/0! | #DIV/0! | #DIV/0! | #DIV/0! | #DIV/0! | #DIV/0! | #DIV/0! | #DIV/0! | #DIV/0! | #DIV/0! | #DIV/0! | #DIV/0! | #DIV/0! | #DIV/0! | #DIV/0! | #DIV/0! | #DIV/0! | #DIV/0! | #DIV/0! | 3678 | 0 | 0 | 0 | 0 | 0
1 | 27 | 2009 | 27 | 1 | 0 | 0 | #DIV/0! | #DIV/0! | #DIV/0! | #DIV/0! | #DIV/0! | #DIV/0! | #DIV/0! | #DIV/0! | #DIV/0! | #DIV/0! | #DIV/0! | #DIV/0! | #DIV/0! | #DIV/0! | #DIV/0! | #DIV/0! | #DIV/0! | #DIV/0! | #DIV/0! | #DIV/0! | 3679 | 0 | 0 | 0 | 0 | 0
1 | 28 | 2009 | 28 | 2 | 0.36667 | 0 | #DIV/0! | #DIV/0! | #DIV/0! | #DIV/0! | #DIV/0! | #DIV/0! | #DIV/0! | #DIV/0! | #DIV/0! | #DIV/0! | #DIV/0! | #DIV/0! | #DIV/0! | #DIV/0! | #DIV/0! | #DIV/0! | #DIV/0! | #DIV/0! | #DIV/0! | #DIV/0! | 3680 | 0 | 0 | 0 | 0 | 0
1 | 29 | 2009 | 29 | 3 | 0.28333 | 0 | #DIV/0! | #DIV/0! | #DIV/0! | #DIV/0! | #DIV/0! | #DIV/0! | #DIV/0! | #DIV/0! | #DIV/0! | #DIV/0! | #DIV/0! | #DIV/0! | #DIV/0! | #DIV/0! | #DIV/0! | #DIV/0! | #DIV/0! | #DIV/0! | #DIV/0! | #DIV/0! | 3681 | 0 | 0 | 0 | 0 | 0
1 | 30 | 2009 | 30 | 4 | 0 | 0 | #DIV/0! | #DIV/0! | #DIV/0! | #DIV/0! | #DIV/0! | #DIV/0! | #DIV/0! | #DIV/0! | #DIV/0! | #DIV/0! | #DIV/0! | #DIV/0! | #DIV/0! | #DIV/0! | #DIV/0! | #DIV/0! | #DIV/0! | #DIV/0! | #DIV/0! | #DIV/0! | 3682 | 0 | 0 | 0 | 0 | 0
1 | 31 | 2009 | 31 | 5 | 0 | 0 | #DIV/0! | #DIV/0! | #DIV/0! | #DIV/0! | #DIV/0! | #DIV/0! | #DIV/0! | #DIV/0! | #DIV/0! | #DIV/0! | #DIV/0! | #DIV/0! | #DIV/0! | #DIV/0! | #DIV/0! | #DIV/0! | #DIV/0! | #DIV/0! | #DIV/0! | #DIV/0! | 3683 | 0 | 0 | 0 | 0 | 0
2 | 1 | 2009 | 32 | 6 | 0 | 0 | #DIV/0! | #DIV/0! | #DIV/0! | #DIV/0! | #DIV/0! | #DIV/0! | #DIV/0! | #DIV/0! | #DIV/0! | #DIV/0! | #DIV/0! | #DIV/0! | #DIV/0! | #DIV/0! | #DIV/0! | #DIV/0! | #DIV/0! | #DIV/0! | #DIV/0! | #DIV/0! | 3684 | 0 | 0 | 0 | 0 | 0
2 | 2 | 2009 | 33 | 7 | 0 | 0 | #DIV/0! | #DIV/0! | #DIV/0! | #DIV/0! | #DIV/0! | #DIV/0! | #DIV/0! | #DIV/0! | #DIV/0! | #DIV/0! | #DIV/0! | #DIV/0! | #DIV/0! | #DIV/0! | #DIV/0! | #DIV/0! | #DIV/0! | #DIV/0! | #DIV/0! | #DIV/0! | 3685 | 0 | 0 | 0 | 0 | 0
2 | 3 | 2009 | 34 | 1 | 0.01 | 0 | #DIV/0! | #DIV/0! | #DIV/0! | #DIV/0! | #DIV/0! | #DIV/0! | #DIV/0! | #DIV/0! | #DIV/0! | #DIV/0! | #DIV/0! | #DIV/0! | #DIV/0! | #DIV/0! | #DIV/0! | #DIV/0! | #DIV/0! | #DIV/0! | #DIV/0! | #DIV/0! | 3686 | 0 | 0 | 0 | 0 | 0
2 | 4 | 2009 | 35 | 2 | 0.023333 | 0 | #DIV/0! | #DIV/0! | #DIV/0! | #DIV/0! | #DIV/0! | #DIV/0! | #DIV/0! | #DIV/0! | #DIV/0! | #DIV/0! | #DIV/0! | #DIV/0! | #DIV/0! | #DIV/0! | #DIV/0! | #DIV/0! | #DIV/0! | #DIV/0! | #DIV/0! | #DIV/0! | 3687 | 0 | 0 | 0 | 0 | 0
2 | 5 | 2009 | 36 | 3 | 0 | 0 | #DIV/0! | #DIV/0! | #DIV/0! | #DIV/0! | #DIV/0! | #DIV/0! | #DIV/0! | #DIV/0! | #DIV/0! | #DIV/0! | #DIV/0! | #DIV/0! | #DIV/0! | #DIV/0! | #DIV/0! | #DIV/0! | #DIV/0! | #DIV/0! | #DIV/0! | #DIV/0! | 3688 | 0 | 0 | 0 | 0 | 0
2 | 6 | 2009 | 37 | 4 | 0 | 0 | #DIV/0! | #DIV/0! | #DIV/0! | #DIV/0! | #DIV/0! | #DIV/0! | #DIV/0! | #DIV/0! | #DIV/0! | #DIV/0! | #DIV/0! | #DIV/0! | #DIV/0! | #DIV/0! | #DIV/0! | #DIV/0! | #DIV/0! | #DIV/0! | #DIV/0! | #DIV/0! | 3689 | 0 | 0 | 0 | 0 | 0
2 | 7 | 2009 | 38 | 5 | 0 | 0 | #DIV/0! | #DIV/0! | #DIV/0! | #DIV/0! | #DIV/0! | #DIV/0! | #DIV/0! | #DIV/0! | #DIV/0! | #DIV/0! | #DIV/0! | #DIV/0! | #DIV/0! | #DIV/0! | #DIV/0! | #DIV/0! | #DIV/0! | #DIV/0! | #DIV/0! | #DIV/0! | 3690 | 0 | 0 | 0 | 0 | 0
2 | 8 | 2009 | 39 | 6 | 0 | 0 | #DIV/0! | #DIV/0! | #DIV/0! | #DIV/0! | #DIV/0! | #DIV/0! | #DIV/0! | #DIV/0! | #DIV/0! | #DIV/0! | #DIV/0! | #DIV/0! | #DIV/0! | #DIV/0! | #DIV/0! | #DIV/0! | #DIV/0! | #DIV/0! | #DIV/0! | #DIV/0! | 3691 | 0 | 0 | 0 | 0 | 0
2 | 9 | 2009 | 40 | 7 | 0 | 0 | #DIV/0! | #DIV/0! | #DIV/0! | #DIV/0! | #DIV/0! | #DIV/0! | #DIV/0! | #DIV/0! | #DIV/0! | #DIV/0! | #DIV/0! | #DIV/0! | #DIV/0! | #DIV/0! | #DIV/0! | #DIV/0! | #DIV/0! | #DIV/0! | #DIV/0! | #DIV/0! | 3692 | 0 | 0 | 0 | 0 | 0
2 | 10 | 2009 | 41 | 1 | 0 | 0 | #DIV/0! | #DIV/0! | #DIV/0! | #DIV/0! | #DIV/0! | #DIV/0! | #DIV/0! | #DIV/0! | #DIV/0! | #DIV/0! | #DIV/0! | #DIV/0! | #DIV/0! | #DIV/0! | #DIV/0! | #DIV/0! | #DIV/0! | #DIV/0! | #DIV/0! | #DIV/0! | 3693 | 0 | 0 | 0 | 0 | 0
2 | 11 | 2009 | 42 | 2 | 0 | 0 | #DIV/0! | #DIV/0! | #DIV/0! | #DIV/0! | #DIV/0! | #DIV/0! | #DIV/0! | #DIV/0! | #DIV/0! | #DIV/0! | #DIV/0! | #DIV/0! | #DIV/0! | #DIV/0! | #DIV/0! | #DIV/0! | #DIV/0! | #DIV/0! | #DIV/0! | #DIV/0! | 3694 | 0 | 0 | 0 | 0 | 0
2 | 12 | 2009 | 43 | 3 | 0.076667 | 0 | #DIV/0! | #DIV/0! | #DIV/0! | #DIV/0! | #DIV/0! | #DIV/0! | #DIV/0! | #DIV/0! | #DIV/0! | #DIV/0! | #DIV/0! | #DIV/0! | #DIV/0! | #DIV/0! | #DIV/0! | #DIV/0! | #DIV/0! | #DIV/0! | #DIV/0! | #DIV/0! | 3695 | 0 | 0 | 0 | 0 | 0
2 | 13 | 2009 | 44 | 4 | 0 | 0 | #DIV/0! | #DIV/0! | #DIV/0! | #DIV/0! | #DIV/0! | #DIV/0! | #DIV/0! | #DIV/0! | #DIV/0! | #DIV/0! | #DIV/0! | #DIV/0! | #DIV/0! | #DIV/0! | #DIV/0! | #DIV/0! | #DIV/0! | #DIV/0! | #DIV/0! | #DIV/0! | 3696 | 0 | 0 | 0 | 0 | 0
2 | 14 | 2009 | 45 | 5 | 0 | 0 | #DIV/0! | #DIV/0! | #DIV/0! | #DIV/0! | #DIV/0! | #DIV/0! | #DIV/0! | #DIV/0! | #DIV/0! | #DIV/0! | #DIV/0! | #DIV/0! | #DIV/0! | #DIV/0! | #DIV/0! | #DIV/0! | #DIV/0! | #DIV/0! | #DIV/0! | #DIV/0! | 3697 | 0 | 0 | 0 | 0 | 0
2 | 15 | 2009 | 46 | 6 | 0 | 0 | #DIV/0! | #DIV/0! | #DIV/0! | #DIV/0! | #DIV/0! | #DIV/0! | #DIV/0! | #DIV/0! | #DIV/0! | #DIV/0! | #DIV/0! | #DIV/0! | #DIV/0! | #DIV/0! | #DIV/0! | #DIV/0! | #DIV/0! | #DIV/0! | #DIV/0! | #DIV/0! | 3698 | 0 | 0 | 0 | 0 | 0
2 | 16 | 2009 | 47 | 7 | 0 | 0 | #DIV/0! | #DIV/0! | #DIV/0! | #DIV/0! | #DIV/0! | #DIV/0! | #DIV/0! | #DIV/0! | #DIV/0! | #DIV/0! | #DIV/0! | #DIV/0! | #DIV/0! | #DIV/0! | #DIV/0! | #DIV/0! | #DIV/0! | #DIV/0! | #DIV/0! | #DIV/0! | 3699 | 0 | 0 | 0 | 0 | 0
2 | 17 | 2009 | 48 | 1 | 0 | 0 | #DIV/0! | #DIV/0! | #DIV/0! | #DIV/0! | #DIV/0! | #DIV/0! | #DIV/0! | #DIV/0! | #DIV/0! | #DIV/0! | #DIV/0! | #DIV/0! | #DIV/0! | #DIV/0! | #DIV/0! | #DIV/0! | #DIV/0! | #DIV/0! | #DIV/0! | #DIV/0! | 3700 | 0 | 0 | 0 | 0 | 0
2 | 18 | 2009 | 49 | 2 | 0 | 0 | #DIV/0! | #DIV/0! | #DIV/0! | #DIV/0! | #DIV/0! | #DIV/0! | #DIV/0! | #DIV/0! | #DIV/0! | #DIV/0! | #DIV/0! | #DIV/0! | #DIV/0! | #DIV/0! | #DIV/0! | #DIV/0! | #DIV/0! | #DIV/0! | #DIV/0! | #DIV/0! | 3701 | 0 | 0 | 0 | 0 | 0
2 | 19 | 2009 | 50 | 3 | 0.12667 | 0 | #DIV/0! | #DIV/0! | #DIV/0! | #DIV/0! | #DIV/0! | #DIV/0! | #DIV/0! | #DIV/0! | #DIV/0! | #DIV/0! | #DIV/0! | #DIV/0! | #DIV/0! | #DIV/0! | #DIV/0! | #DIV/0! | #DIV/0! | #DIV/0! | #DIV/0! | #DIV/0! | 3702 | 0 | 0 | 0 | 0 | 0
2 | 20 | 2009 | 51 | 4 | 0 | 0 | #DIV/0! | #DIV/0! | #DIV/0! | #DIV/0! | #DIV/0! | #DIV/0! | #DIV/0! | #DIV/0! | #DIV/0! | #DIV/0! | #DIV/0! | #DIV/0! | #DIV/0! | #DIV/0! | #DIV/0! | #DIV/0! | #DIV/0! | #DIV/0! | #DIV/0! | #DIV/0! | 3703 | 0 | 0 | 0 | 0 | 0
2 | 21 | 2009 | 52 | 5 | 0 | 0 | #DIV/0! | #DIV/0! | #DIV/0! | #DIV/0! | #DIV/0! | #DIV/0! | #DIV/0! | #DIV/0! | #DIV/0! | #DIV/0! | #DIV/0! | #DIV/0! | #DIV/0! | #DIV/0! | #DIV/0! | #DIV/0! | #DIV/0! | #DIV/0! | #DIV/0! | #DIV/0! | 3704 | 0 | 0 | 0 | 0 | 0
2 | 22 | 2009 | 53 | 6 | 0 | 0 | #DIV/0! | #DIV/0! | #DIV/0! | #DIV/0! | #DIV/0! | #DIV/0! | #DIV/0! | #DIV/0! | #DIV/0! | #DIV/0! | #DIV/0! | #DIV/0! | #DIV/0! | #DIV/0! | #DIV/0! | #DIV/0! | #DIV/0! | #DIV/0! | #DIV/0! | #DIV/0! | 3705 | 0 | 0 | 0 | 0 | 0
2 | 23 | 2009 | 54 | 7 | 0.016667 | 0 | #DIV/0! | #DIV/0! | #DIV/0! | #DIV/0! | #DIV/0! | #DIV/0! | #DIV/0! | #DIV/0! | #DIV/0! | #DIV/0! | #DIV/0! | #DIV/0! | #DIV/0! | #DIV/0! | #DIV/0! | #DIV/0! | #DIV/0! | #DIV/0! | #DIV/0! | #DIV/0! | 3706 | 0 | 0 | 0 | 0 | 0
2 | 24 | 2009 | 55 | 1 | 0 | 0 | #DIV/0! | #DIV/0! | #DIV/0! | #DIV/0! | #DIV/0! | #DIV/0! | #DIV/0! | #DIV/0! | #DIV/0! | #DIV/0! | #DIV/0! | #DIV/0! | #DIV/0! | #DIV/0! | #DIV/0! | #DIV/0! | #DIV/0! | #DIV/0! | #DIV/0! | #DIV/0! | 3707 | 0 | 0 | 0 | 0 | 0
2 | 25 | 2009 | 56 | 2 | 0 | 0 | #DIV/0! | #DIV/0! | #DIV/0! | #DIV/0! | #DIV/0! | #DIV/0! | #DIV/0! | #DIV/0! | #DIV/0! | #DIV/0! | #DIV/0! | #DIV/0! | #DIV/0! | #DIV/0! | #DIV/0! | #DIV/0! | #DIV/0! | #DIV/0! | #DIV/0! | #DIV/0! | 3708 | 0 | 0 | 0 | 0 | 0
2 | 26 | 2009 | 57 | 3 | 0 | 0 | #DIV/0! | #DIV/0! | #DIV/0! | #DIV/0! | #DIV/0! | #DIV/0! | #DIV/0! | #DIV/0! | #DIV/0! | #DIV/0! | #DIV/0! | #DIV/0! | #DIV/0! | #DIV/0! | #DIV/0! | #DIV/0! | #DIV/0! | #DIV/0! | #DIV/0! | #DIV/0! | 3709 | 0 | 0 | 0 | 0 | 0
2 | 27 | 2009 | 58 | 4 | 0 | 0 | #DIV/0! | #DIV/0! | #DIV/0! | #DIV/0! | #DIV/0! | #DIV/0! | #DIV/0! | #DIV/0! | #DIV/0! | #DIV/0! | #DIV/0! | #DIV/0! | #DIV/0! | #DIV/0! | #DIV/0! | #DIV/0! | #DIV/0! | #DIV/0! | #DIV/0! | #DIV/0! | 3710 | 0 | 0 | 0 | 0 | 0
2 | 28 | 2009 | 59 | 5 | 0.036667 | 0 | #DIV/0! | #DIV/0! | #DIV/0! | #DIV/0! | #DIV/0! | #DIV/0! | #DIV/0! | #DIV/0! | #DIV/0! | #DIV/0! | #DIV/0! | #DIV/0! | #DIV/0! | #DIV/0! | #DIV/0! | #DIV/0! | #DIV/0! | #DIV/0! | #DIV/0! | #DIV/0! | 3711 | 0 | 0 | 0 | 0 | 0
3 | 1 | 2009 | 60 | 6 | 0.03 | 0 | #DIV/0! | #DIV/0! | #DIV/0! | #DIV/0! | #DIV/0! | #DIV/0! | #DIV/0! | #DIV/0! | #DIV/0! | #DIV/0! | #DIV/0! | #DIV/0! | #DIV/0! | #DIV/0! | #DIV/0! | #DIV/0! | #DIV/0! | #DIV/0! | #DIV/0! | #DIV/0! | 3712 | 0 | 0 | 0 | 0 | 0
3 | 2 | 2009 | 61 | 7 | 0.2 | 0 | #DIV/0! | #DIV/0! | #DIV/0! | #DIV/0! | #DIV/0! | #DIV/0! | #DIV/0! | #DIV/0! | #DIV/0! | #DIV/0! | #DIV/0! | #DIV/0! | #DIV/0! | #DIV/0! | #DIV/0! | #DIV/0! | #DIV/0! | #DIV/0! | #DIV/0! | #DIV/0! | 3713 | 0 | 0 | 0 | 0 | 0
3 | 3 | 2009 | 62 | 1 | 0.3 | 0 | #DIV/0! | #DIV/0! | #DIV/0! | #DIV/0! | #DIV/0! | #DIV/0! | #DIV/0! | #DIV/0! | #DIV/0! | #DIV/0! | #DIV/0! | #DIV/0! | #DIV/0! | #DIV/0! | #DIV/0! | #DIV/0! | #DIV/0! | #DIV/0! | #DIV/0! | #DIV/0! | 3714 | 0 | 0 | 0 | 0 | 0
3 | 4 | 2009 | 63 | 2 | 0 | 0 | #DIV/0! | #DIV/0! | #DIV/0! | #DIV/0! | #DIV/0! | #DIV/0! | #DIV/0! | #DIV/0! | #DIV/0! | #DIV/0! | #DIV/0! | #DIV/0! | #DIV/0! | #DIV/0! | #DIV/0! | #DIV/0! | #DIV/0! | #DIV/0! | #DIV/0! | #DIV/0! | 3715 | 0 | 0 | 0 | 0 | 0
3 | 5 | 2009 | 64 | 3 | 0 | 0 | #DIV/0! | #DIV/0! | #DIV/0! | #DIV/0! | #DIV/0! | #DIV/0! | #DIV/0! | #DIV/0! | #DIV/0! | #DIV/0! | #DIV/0! | #DIV/0! | #DIV/0! | #DIV/0! | #DIV/0! | #DIV/0! | #DIV/0! | #DIV/0! | #DIV/0! | #DIV/0! | 3716 | 0 | 0 | 0 | 0 | 0
3 | 6 | 2009 | 65 | 4 | 0 | 0 | #DIV/0! | #DIV/0! | #DIV/0! | #DIV/0! | #DIV/0! | #DIV/0! | #DIV/0! | #DIV/0! | #DIV/0! | #DIV/0! | #DIV/0! | #DIV/0! | #DIV/0! | #DIV/0! | #DIV/0! | #DIV/0! | #DIV/0! | #DIV/0! | #DIV/0! | #DIV/0! | 3717 | 0 | 0 | 0 | 0 | 0
3 | 7 | 2009 | 66 | 5 | 0 | 0 | #DIV/0! | #DIV/0! | #DIV/0! | #DIV/0! | #DIV/0! | #DIV/0! | #DIV/0! | #DIV/0! | #DIV/0! | #DIV/0! | #DIV/0! | #DIV/0! | #DIV/0! | #DIV/0! | #DIV/0! | #DIV/0! | #DIV/0! | #DIV/0! | #DIV/0! | #DIV/0! | 3718 | 0 | 0 | 0 | 0 | 0
3 | 8 | 2009 | 67 | 6 | 0 | 0 | #DIV/0! | #DIV/0! | #DIV/0! | #DIV/0! | #DIV/0! | #DIV/0! | #DIV/0! | #DIV/0! | #DIV/0! | #DIV/0! | #DIV/0! | #DIV/0! | #DIV/0! | #DIV/0! | #DIV/0! | #DIV/0! | #DIV/0! | #DIV/0! | #DIV/0! | #DIV/0! | 3719 | 0 | 0 | 0 | 0 | 0
3 | 9 | 2009 | 68 | 7 | 0 | 0 | #DIV/0! | #DIV/0! | #DIV/0! | #DIV/0! | #DIV/0! | #DIV/0! | #DIV/0! | #DIV/0! | #DIV/0! | #DIV/0! | #DIV/0! | #DIV/0! | #DIV/0! | #DIV/0! | #DIV/0! | #DIV/0! | #DIV/0! | #DIV/0! | #DIV/0! | #DIV/0! | 3720 | 0 | 0 | 0 | 0 | 0
3 | 10 | 2009 | 69 | 1 | 0 | 0 | #DIV/0! | #DIV/0! | #DIV/0! | #DIV/0! | #DIV/0! | #DIV/0! | #DIV/0! | #DIV/0! | #DIV/0! | #DIV/0! | #DIV/0! | #DIV/0! | #DIV/0! | #DIV/0! | #DIV/0! | #DIV/0! | #DIV/0! | #DIV/0! | #DIV/0! | #DIV/0! | 3721 | 0 | 0 | 0 | 0 | 0
3 | 11 | 2009 | 70 | 2 | 0 | 0 | #DIV/0! | #DIV/0! | #DIV/0! | #DIV/0! | #DIV/0! | #DIV/0! | #DIV/0! | #DIV/0! | #DIV/0! | #DIV/0! | #DIV/0! | #DIV/0! | #DIV/0! | #DIV/0! | #DIV/0! | #DIV/0! | #DIV/0! | #DIV/0! | #DIV/0! | #DIV/0! | 3722 | 0 | 0 | 0 | 0 | 0
3 | 12 | 2009 | 71 | 3 | 0 | 0 | #DIV/0! | #DIV/0! | #DIV/0! | #DIV/0! | #DIV/0! | #DIV/0! | #DIV/0! | #DIV/0! | #DIV/0! | #DIV/0! | #DIV/0! | #DIV/0! | #DIV/0! | #DIV/0! | #DIV/0! | #DIV/0! | #DIV/0! | #DIV/0! | #DIV/0! | #DIV/0! | 3723 | 0 | 0 | 0 | 0 | 0
3 | 13 | 2009 | 72 | 4 | 0 | 0 | #DIV/0! | #DIV/0! | #DIV/0! | #DIV/0! | #DIV/0! | #DIV/0! | #DIV/0! | #DIV/0! | #DIV/0! | #DIV/0! | #DIV/0! | #DIV/0! | #DIV/0! | #DIV/0! | #DIV/0! | #DIV/0! | #DIV/0! | #DIV/0! | #DIV/0! | #DIV/0! | 3724 | 0 | 0 | 0 | 0 | 0
3 | 14 | 2009 | 73 | 5 | 0 | 0 | #DIV/0! | #DIV/0! | #DIV/0! | #DIV/0! | #DIV/0! | #DIV/0! | #DIV/0! | #DIV/0! | #DIV/0! | #DIV/0! | #DIV/0! | #DIV/0! | #DIV/0! | #DIV/0! | #DIV/0! | #DIV/0! | #DIV/0! | #DIV/0! | #DIV/0! | #DIV/0! | 3725 | 0 | 0 | 0 | 0 | 0
3 | 15 | 2009 | 74 | 6 | 0.083333 | 0 | #DIV/0! | #DIV/0! | #DIV/0! | #DIV/0! | #DIV/0! | #DIV/0! | #DIV/0! | #DIV/0! | #DIV/0! | #DIV/0! | #DIV/0! | #DIV/0! | #DIV/0! | #DIV/0! | #DIV/0! | #DIV/0! | #DIV/0! | #DIV/0! | #DIV/0! | #DIV/0! | 3726 | 0 | 0 | 0 | 0 | 0
3 | 16 | 2009 | 75 | 7 | 0.063333 | 0 | #DIV/0! | #DIV/0! | #DIV/0! | #DIV/0! | #DIV/0! | #DIV/0! | #DIV/0! | #DIV/0! | #DIV/0! | #DIV/0! | #DIV/0! | #DIV/0! | #DIV/0! | #DIV/0! | #DIV/0! | #DIV/0! | #DIV/0! | #DIV/0! | #DIV/0! | #DIV/0! | 3727 | 0 | 0 | 0 | 0 | 0
3 | 17 | 2009 | 76 | 1 | 0.073333 | 0 | #DIV/0! | #DIV/0! | #DIV/0! | #DIV/0! | #DIV/0! | #DIV/0! | #DIV/0! | #DIV/0! | #DIV/0! | #DIV/0! | #DIV/0! | #DIV/0! | #DIV/0! | #DIV/0! | #DIV/0! | #DIV/0! | #DIV/0! | #DIV/0! | #DIV/0! | #DIV/0! | 3728 | 0 | 0 | 0 | 0 | 0
3 | 18 | 2009 | 77 | 2 | 0.053333 | 0 | #DIV/0! | #DIV/0! | #DIV/0! | #DIV/0! | #DIV/0! | #DIV/0! | #DIV/0! | #DIV/0! | #DIV/0! | #DIV/0! | #DIV/0! | #DIV/0! | #DIV/0! | #DIV/0! | #DIV/0! | #DIV/0! | #DIV/0! | #DIV/0! | #DIV/0! | #DIV/0! | 3729 | 0 | 0 | 0 | 0 | 0
3 | 19 | 2009 | 78 | 3 | 0 | 0 | #DIV/0! | #DIV/0! | #DIV/0! | #DIV/0! | #DIV/0! | #DIV/0! | #DIV/0! | #DIV/0! | #DIV/0! | #DIV/0! | #DIV/0! | #DIV/0! | #DIV/0! | #DIV/0! | #DIV/0! | #DIV/0! | #DIV/0! | #DIV/0! | #DIV/0! | #DIV/0! | 3730 | 0 | 0 | 0 | 0 | 0
3 | 20 | 2009 | 79 | 4 | 0.063333 | 0 | #DIV/0! | #DIV/0! | #DIV/0! | #DIV/0! | #DIV/0! | #DIV/0! | #DIV/0! | #DIV/0! | #DIV/0! | #DIV/0! | #DIV/0! | #DIV/0! | #DIV/0! | #DIV/0! | #DIV/0! | #DIV/0! | #DIV/0! | #DIV/0! | #DIV/0! | #DIV/0! | 3731 | 0 | 0 | 0 | 0 | 0
3 | 21 | 2009 | 80 | 5 | 0 | 0 | #DIV/0! | #DIV/0! | #DIV/0! | #DIV/0! | #DIV/0! | #DIV/0! | #DIV/0! | #DIV/0! | #DIV/0! | #DIV/0! | #DIV/0! | #DIV/0! | #DIV/0! | #DIV/0! | #DIV/0! | #DIV/0! | #DIV/0! | #DIV/0! | #DIV/0! | #DIV/0! | 3732 | 0 | 0 | 0 | 0 | 0
3 | 22 | 2009 | 81 | 6 | 0 | 0 | #DIV/0! | #DIV/0! | #DIV/0! | #DIV/0! | #DIV/0! | #DIV/0! | #DIV/0! | #DIV/0! | #DIV/0! | #DIV/0! | #DIV/0! | #DIV/0! | #DIV/0! | #DIV/0! | #DIV/0! | #DIV/0! | #DIV/0! | #DIV/0! | #DIV/0! | #DIV/0! | 3733 | 0 | 0 | 0 | 0 | 0
3 | 23 | 2009 | 82 | 7 | 0 | 0 | #DIV/0! | #DIV/0! | #DIV/0! | #DIV/0! | #DIV/0! | #DIV/0! | #DIV/0! | #DIV/0! | #DIV/0! | #DIV/0! | #DIV/0! | #DIV/0! | #DIV/0! | #DIV/0! | #DIV/0! | #DIV/0! | #DIV/0! | #DIV/0! | #DIV/0! | #DIV/0! | 3734 | 0 | 0 | 0 | 0 | 0
3 | 24 | 2009 | 83 | 1 | 0 | 0 | #DIV/0! | #DIV/0! | #DIV/0! | #DIV/0! | #DIV/0! | #DIV/0! | #DIV/0! | #DIV/0! | #DIV/0! | #DIV/0! | #DIV/0! | #DIV/0! | #DIV/0! | #DIV/0! | #DIV/0! | #DIV/0! | #DIV/0! | #DIV/0! | #DIV/0! | #DIV/0! | 3735 | 0 | 0 | 0 | 0 | 0
3 | 25 | 2009 | 84 | 2 | 0 | 0 | #DIV/0! | #DIV/0! | #DIV/0! | #DIV/0! | #DIV/0! | #DIV/0! | #DIV/0! | #DIV/0! | #DIV/0! | #DIV/0! | #DIV/0! | #DIV/0! | #DIV/0! | #DIV/0! | #DIV/0! | #DIV/0! | #DIV/0! | #DIV/0! | #DIV/0! | #DIV/0! | 3736 | 0 | 0 | 0 | 0 | 0
3 | 26 | 2009 | 85 | 3 | 0 | 0 | #DIV/0! | #DIV/0! | #DIV/0! | #DIV/0! | #DIV/0! | #DIV/0! | #DIV/0! | #DIV/0! | #DIV/0! | #DIV/0! | #DIV/0! | #DIV/0! | #DIV/0! | #DIV/0! | #DIV/0! | #DIV/0! | #DIV/0! | #DIV/0! | #DIV/0! | #DIV/0! | 3737 | 0 | 0 | 0 | 0 | 0
3 | 27 | 2009 | 86 | 4 | 0.34 | 0 | #DIV/0! | #DIV/0! | #DIV/0! | #DIV/0! | #DIV/0! | #DIV/0! | #DIV/0! | #DIV/0! | #DIV/0! | #DIV/0! | #DIV/0! | #DIV/0! | #DIV/0! | #DIV/0! | #DIV/0! | #DIV/0! | #DIV/0! | #DIV/0! | #DIV/0! | #DIV/0! | 3738 | 0 | 0 | 0 | 0 | 0
3 | 28 | 2009 | 87 | 5 | 0.2 | 0 | #DIV/0! | #DIV/0! | #DIV/0! | #DIV/0! | #DIV/0! | #DIV/0! | #DIV/0! | #DIV/0! | #DIV/0! | #DIV/0! | #DIV/0! | #DIV/0! | #DIV/0! | #DIV/0! | #DIV/0! | #DIV/0! | #DIV/0! | #DIV/0! | #DIV/0! | #DIV/0! | 3739 | 0 | 0 | 0 | 0 | 0
3 | 29 | 2009 | 88 | 6 | 0.69 | 0 | #DIV/0! | #DIV/0! | #DIV/0! | #DIV/0! | #DIV/0! | #DIV/0! | #DIV/0! | #DIV/0! | #DIV/0! | #DIV/0! | #DIV/0! | #DIV/0! | #DIV/0! | #DIV/0! | #DIV/0! | #DIV/0! | #DIV/0! | #DIV/0! | #DIV/0! | #DIV/0! | 3740 | 0 | 0 | 0 | 0 | 0
3 | 30 | 2009 | 89 | 7 | 0.083333 | 0 | #DIV/0! | #DIV/0! | #DIV/0! | #DIV/0! | #DIV/0! | #DIV/0! | #DIV/0! | #DIV/0! | #DIV/0! | #DIV/0! | #DIV/0! | #DIV/0! | #DIV/0! | #DIV/0! | #DIV/0! | #DIV/0! | #DIV/0! | #DIV/0! | #DIV/0! | #DIV/0! | 3741 | 0 | 0 | 0 | 0 | 0
3 | 31 | 2009 | 90 | 1 | 0 | 0 | #DIV/0! | #DIV/0! | #DIV/0! | #DIV/0! | #DIV/0! | #DIV/0! | #DIV/0! | #DIV/0! | #DIV/0! | #DIV/0! | #DIV/0! | #DIV/0! | #DIV/0! | #DIV/0! | #DIV/0! | #DIV/0! | #DIV/0! | #DIV/0! | #DIV/0! | #DIV/0! | 3742 | 0 | 0 | 0 | 0 | 0
4 | 1 | 2009 | 91 | 2 | 0 | 0 | #DIV/0! | #DIV/0! | #DIV/0! | #DIV/0! | #DIV/0! | #DIV/0! | #DIV/0! | #DIV/0! | #DIV/0! | #DIV/0! | #DIV/0! | #DIV/0! | #DIV/0! | #DIV/0! | #DIV/0! | #DIV/0! | #DIV/0! | #DIV/0! | #DIV/0! | #DIV/0! | 3743 | 0 | 0 | 0 | 0 | 0
4 | 2 | 2009 | 92 | 3 | 0.073333 | 0 | #DIV/0! | #DIV/0! | #DIV/0! | #DIV/0! | #DIV/0! | #DIV/0! | #DIV/0! | #DIV/0! | #DIV/0! | #DIV/0! | #DIV/0! | #DIV/0! | #DIV/0! | #DIV/0! | #DIV/0! | #DIV/0! | #DIV/0! | #DIV/0! | #DIV/0! | #DIV/0! | 3744 | 0 | 0 | 0 | 0 | 0
4 | 3 | 2009 | 93 | 4 | 0.083333 | 0 | #DIV/0! | #DIV/0! | #DIV/0! | #DIV/0! | #DIV/0! | #DIV/0! | #DIV/0! | #DIV/0! | #DIV/0! | #DIV/0! | #DIV/0! | #DIV/0! | #DIV/0! | #DIV/0! | #DIV/0! | #DIV/0! | #DIV/0! | #DIV/0! | #DIV/0! | #DIV/0! | 3745 | 0 | 0 | 0 | 0 | 0
4 | 4 | 2009 | 94 | 5 | 0.93667 | 0 | #DIV/0! | #DIV/0! | #DIV/0! | #DIV/0! | #DIV/0! | #DIV/0! | #DIV/0! | #DIV/0! | #DIV/0! | #DIV/0! | #DIV/0! | #DIV/0! | #DIV/0! | #DIV/0! | #DIV/0! | #DIV/0! | #DIV/0! | #DIV/0! | #DIV/0! | #DIV/0! | 3746 | 0 | 0 | 0 | 0 | 0
4 | 5 | 2009 | 95 | 6 | 0 | 0 | #DIV/0! | #DIV/0! | #DIV/0! | #DIV/0! | #DIV/0! | #DIV/0! | #DIV/0! | #DIV/0! | #DIV/0! | #DIV/0! | #DIV/0! | #DIV/0! | #DIV/0! | #DIV/0! | #DIV/0! | #DIV/0! | #DIV/0! | #DIV/0! | #DIV/0! | #DIV/0! | 3747 | 0 | 0 | 0 | 0 | 0
4 | 6 | 2009 | 96 | 7 | 0 | 0 | #DIV/0! | #DIV/0! | #DIV/0! | #DIV/0! | #DIV/0! | #DIV/0! | #DIV/0! | #DIV/0! | #DIV/0! | #DIV/0! | #DIV/0! | #DIV/0! | #DIV/0! | #DIV/0! | #DIV/0! | #DIV/0! | #DIV/0! | #DIV/0! | #DIV/0! | #DIV/0! | 3748 | 0 | 0 | 0 | 0 | 0
4 | 7 | 2009 | 97 | 1 | 0.13333 | 0 | #DIV/0! | #DIV/0! | #DIV/0! | #DIV/0! | #DIV/0! | #DIV/0! | #DIV/0! | #DIV/0! | #DIV/0! | #DIV/0! | #DIV/0! | #DIV/0! | #DIV/0! | #DIV/0! | #DIV/0! | #DIV/0! | #DIV/0! | #DIV/0! | #DIV/0! | #DIV/0! | 3749 | 0 | 0 | 0 | 0 | 0
4 | 8 | 2009 | 98 | 2 | 0 | 0 | #DIV/0! | #DIV/0! | #DIV/0! | #DIV/0! | #DIV/0! | #DIV/0! | #DIV/0! | #DIV/0! | #DIV/0! | #DIV/0! | #DIV/0! | #DIV/0! | #DIV/0! | #DIV/0! | #DIV/0! | #DIV/0! | #DIV/0! | #DIV/0! | #DIV/0! | #DIV/0! | 3750 | 0 | 0 | 0 | 0 | 0
4 | 9 | 2009 | 99 | 3 | 0 | 0 | #DIV/0! | #DIV/0! | #DIV/0! | #DIV/0! | #DIV/0! | #DIV/0! | #DIV/0! | #DIV/0! | #DIV/0! | #DIV/0! | #DIV/0! | #DIV/0! | #DIV/0! | #DIV/0! | #DIV/0! | #DIV/0! | #DIV/0! | #DIV/0! | #DIV/0! | #DIV/0! | 3751 | 0 | 0 | 0 | 0 | 0
4 | 10 | 2009 | 100 | 4 | 0 | 0 | #DIV/0! | #DIV/0! | #DIV/0! | #DIV/0! | #DIV/0! | #DIV/0! | #DIV/0! | #DIV/0! | #DIV/0! | #DIV/0! | #DIV/0! | #DIV/0! | #DIV/0! | #DIV/0! | #DIV/0! | #DIV/0! | #DIV/0! | #DIV/0! | #DIV/0! | #DIV/0! | 3752 | 0 | 0 | 0 | 0 | 0
4 | 11 | 2009 | 101 | 5 | 0 | 0 | #DIV/0! | #DIV/0! | #DIV/0! | #DIV/0! | #DIV/0! | #DIV/0! | #DIV/0! | #DIV/0! | #DIV/0! | #DIV/0! | #DIV/0! | #DIV/0! | #DIV/0! | #DIV/0! | #DIV/0! | #DIV/0! | #DIV/0! | #DIV/0! | #DIV/0! | #DIV/0! | 3753 | 0 | 0 | 0 | 0 | 0
4 | 12 | 2009 | 102 | 6 | 0.67 | 0 | #DIV/0! | #DIV/0! | #DIV/0! | #DIV/0! | #DIV/0! | #DIV/0! | #DIV/0! | #DIV/0! | #DIV/0! | #DIV/0! | #DIV/0! | #DIV/0! | #DIV/0! | #DIV/0! | #DIV/0! | #DIV/0! | #DIV/0! | #DIV/0! | #DIV/0! | #DIV/0! | 3754 | 0 | 0 | 0 | 0 | 0
4 | 13 | 2009 | 103 | 7 | 0 | 0 | #DIV/0! | #DIV/0! | #DIV/0! | #DIV/0! | #DIV/0! | #DIV/0! | #DIV/0! | #DIV/0! | #DIV/0! | #DIV/0! | #DIV/0! | #DIV/0! | #DIV/0! | #DIV/0! | #DIV/0! | #DIV/0! | #DIV/0! | #DIV/0! | #DIV/0! | #DIV/0! | 3755 | 0 | 0 | 0 | 0 | 0
4 | 14 | 2009 | 104 | 1 | 0.043333 | 0 | #DIV/0! | #DIV/0! | #DIV/0! | #DIV/0! | #DIV/0! | #DIV/0! | #DIV/0! | #DIV/0! | #DIV/0! | #DIV/0! | #DIV/0! | #DIV/0! | #DIV/0! | #DIV/0! | #DIV/0! | #DIV/0! | #DIV/0! | #DIV/0! | #DIV/0! | #DIV/0! | 3756 | 0 | 0 | 0 | 0 | 0
4 | 15 | 2009 | 105 | 2 | 0.22333 | 0 | #DIV/0! | #DIV/0! | #DIV/0! | #DIV/0! | #DIV/0! | #DIV/0! | #DIV/0! | #DIV/0! | #DIV/0! | #DIV/0! | #DIV/0! | #DIV/0! | #DIV/0! | #DIV/0! | #DIV/0! | #DIV/0! | #DIV/0! | #DIV/0! | #DIV/0! | #DIV/0! | 3757 | 0 | 0 | 0 | 0 | 0
4 | 16 | 2009 | 106 | 3 | 0.75667 | 0 | #DIV/0! | #DIV/0! | #DIV/0! | #DIV/0! | #DIV/0! | #DIV/0! | #DIV/0! | #DIV/0! | #DIV/0! | #DIV/0! | #DIV/0! | #DIV/0! | #DIV/0! | #DIV/0! | #DIV/0! | #DIV/0! | #DIV/0! | #DIV/0! | #DIV/0! | #DIV/0! | 3758 | 0 | 0 | 0 | 0 | 0
4 | 17 | 2009 | 107 | 4 | 0 | 0 | #DIV/0! | #DIV/0! | #DIV/0! | #DIV/0! | #DIV/0! | #DIV/0! | #DIV/0! | #DIV/0! | #DIV/0! | #DIV/0! | #DIV/0! | #DIV/0! | #DIV/0! | #DIV/0! | #DIV/0! | #DIV/0! | #DIV/0! | #DIV/0! | #DIV/0! | #DIV/0! | 3759 | 0 | 0 | 0 | 0 | 0
4 | 18 | 2009 | 108 | 5 | 0 | 0 | #DIV/0! | #DIV/0! | #DIV/0! | #DIV/0! | #DIV/0! | #DIV/0! | #DIV/0! | #DIV/0! | #DIV/0! | #DIV/0! | #DIV/0! | #DIV/0! | #DIV/0! | #DIV/0! | #DIV/0! | #DIV/0! | #DIV/0! | #DIV/0! | #DIV/0! | #DIV/0! | 3760 | 0 | 0 | 0 | 0 | 0
4 | 19 | 2009 | 109 | 6 | 0 | 0 | #DIV/0! | #DIV/0! | #DIV/0! | #DIV/0! | #DIV/0! | #DIV/0! | #DIV/0! | #DIV/0! | #DIV/0! | #DIV/0! | #DIV/0! | #DIV/0! | #DIV/0! | #DIV/0! | #DIV/0! | #DIV/0! | #DIV/0! | #DIV/0! | #DIV/0! | #DIV/0! | 3761 | 0 | 0 | 0 | 0 | 0
4 | 20 | 2009 | 110 | 7 | 0.0033333 | 0 | #DIV/0! | #DIV/0! | #DIV/0! | #DIV/0! | #DIV/0! | #DIV/0! | #DIV/0! | #DIV/0! | #DIV/0! | #DIV/0! | #DIV/0! | #DIV/0! | #DIV/0! | #DIV/0! | #DIV/0! | #DIV/0! | #DIV/0! | #DIV/0! | #DIV/0! | #DIV/0! | 3762 | 0 | 0 | 0 | 0 | 0
4 | 21 | 2009 | 111 | 1 | 1.42 | 0 | #DIV/0! | #DIV/0! | #DIV/0! | #DIV/0! | #DIV/0! | #DIV/0! | #DIV/0! | #DIV/0! | #DIV/0! | #DIV/0! | #DIV/0! | #DIV/0! | #DIV/0! | #DIV/0! | #DIV/0! | #DIV/0! | #DIV/0! | #DIV/0! | #DIV/0! | #DIV/0! | 3763 | 0 | 0 | 0 | 0 | 0
4 | 22 | 2009 | 112 | 2 | 0.16 | 0 | #DIV/0! | #DIV/0! | #DIV/0! | #DIV/0! | #DIV/0! | #DIV/0! | #DIV/0! | #DIV/0! | #DIV/0! | #DIV/0! | #DIV/0! | #DIV/0! | #DIV/0! | #DIV/0! | #DIV/0! | #DIV/0! | #DIV/0! | #DIV/0! | #DIV/0! | #DIV/0! | 3764 | 0 | 0 | 0 | 0 | 0
4 | 23 | 2009 | 113 | 3 | 0.033333 | 0 | #DIV/0! | #DIV/0! | #DIV/0! | #DIV/0! | #DIV/0! | #DIV/0! | #DIV/0! | #DIV/0! | #DIV/0! | #DIV/0! | #DIV/0! | #DIV/0! | #DIV/0! | #DIV/0! | #DIV/0! | #DIV/0! | #DIV/0! | #DIV/0! | #DIV/0! | #DIV/0! | 3765 | 0 | 0 | 0 | 0 | 0
4 | 24 | 2009 | 114 | 4 | 0 | 0 | #DIV/0! | #DIV/0! | #DIV/0! | #DIV/0! | #DIV/0! | #DIV/0! | #DIV/0! | #DIV/0! | #DIV/0! | #DIV/0! | #DIV/0! | #DIV/0! | #DIV/0! | #DIV/0! | #DIV/0! | #DIV/0! | #DIV/0! | #DIV/0! | #DIV/0! | #DIV/0! | 3766 | 0 | 0 | 0 | 0 | 0
4 | 25 | 2009 | 115 | 5 | 0 | 0 | #DIV/0! | #DIV/0! | #DIV/0! | #DIV/0! | #DIV/0! | #DIV/0! | #DIV/0! | #DIV/0! | #DIV/0! | #DIV/0! | #DIV/0! | #DIV/0! | #DIV/0! | #DIV/0! | #DIV/0! | #DIV/0! | #DIV/0! | #DIV/0! | #DIV/0! | #DIV/0! | 3767 | 0 | 0 | 0 | 0 | 0
4 | 26 | 2009 | 116 | 6 | 0.0066667 | 0 | #DIV/0! | #DIV/0! | #DIV/0! | #DIV/0! | #DIV/0! | #DIV/0! | #DIV/0! | #DIV/0! | #DIV/0! | #DIV/0! | #DIV/0! | #DIV/0! | #DIV/0! | #DIV/0! | #DIV/0! | #DIV/0! | #DIV/0! | #DIV/0! | #DIV/0! | #DIV/0! | 3768 | 0 | 0 | 0 | 0 | 0
4 | 27 | 2009 | 117 | 7 | 0 | 0 | #DIV/0! | #DIV/0! | #DIV/0! | #DIV/0! | #DIV/0! | #DIV/0! | #DIV/0! | #DIV/0! | #DIV/0! | #DIV/0! | #DIV/0! | #DIV/0! | #DIV/0! | #DIV/0! | #DIV/0! | #DIV/0! | #DIV/0! | #DIV/0! | #DIV/0! | #DIV/0! | 3769 | 0 | 0 | 0 | 0 | 0
4 | 28 | 2009 | 118 | 1 | 0 | 0 | #DIV/0! | #DIV/0! | #DIV/0! | #DIV/0! | #DIV/0! | #DIV/0! | #DIV/0! | #DIV/0! | #DIV/0! | #DIV/0! | #DIV/0! | #DIV/0! | #DIV/0! | #DIV/0! | #DIV/0! | #DIV/0! | #DIV/0! | #DIV/0! | #DIV/0! | #DIV/0! | 3770 | 0 | 0 | 0 | 0 | 0
4 | 29 | 2009 | 119 | 2 | 0 | 0 | #DIV/0! | #DIV/0! | #DIV/0! | #DIV/0! | #DIV/0! | #DIV/0! | #DIV/0! | #DIV/0! | #DIV/0! | #DIV/0! | #DIV/0! | #DIV/0! | #DIV/0! | #DIV/0! | #DIV/0! | #DIV/0! | #DIV/0! | #DIV/0! | #DIV/0! | #DIV/0! | 3771 | 0 | 0 | 0 | 0 | 0
4 | 30 | 2009 | 120 | 3 | 0.16667 | 0 | #DIV/0! | #DIV/0! | #DIV/0! | #DIV/0! | #DIV/0! | #DIV/0! | #DIV/0! | #DIV/0! | #DIV/0! | #DIV/0! | #DIV/0! | #DIV/0! | #DIV/0! | #DIV/0! | #DIV/0! | #DIV/0! | #DIV/0! | #DIV/0! | #DIV/0! | #DIV/0! | 3772 | 0 | 0 | 0 | 0 | 0
5 | 1 | 2009 | 121 | 4 | 0.0033333 | 0 | #DIV/0! | #DIV/0! | #DIV/0! | #DIV/0! | #DIV/0! | #DIV/0! | #DIV/0! | #DIV/0! | #DIV/0! | #DIV/0! | #DIV/0! | #DIV/0! | #DIV/0! | #DIV/0! | #DIV/0! | #DIV/0! | #DIV/0! | #DIV/0! | #DIV/0! | #DIV/0! | 3773 | 0 | 0 | 0 | 0 | 0
5 | 2 | 2009 | 122 | 5 | 0.023333 | 0 | #DIV/0! | #DIV/0! | #DIV/0! | #DIV/0! | #DIV/0! | #DIV/0! | #DIV/0! | #DIV/0! | #DIV/0! | #DIV/0! | #DIV/0! | #DIV/0! | #DIV/0! | #DIV/0! | #DIV/0! | #DIV/0! | #DIV/0! | #DIV/0! | #DIV/0! | #DIV/0! | 3774 | 0 | 0 | 0 | 0 | 0
5 | 3 | 2009 | 123 | 6 | 0.023333 | 0 | #DIV/0! | #DIV/0! | #DIV/0! | #DIV/0! | #DIV/0! | #DIV/0! | #DIV/0! | #DIV/0! | #DIV/0! | #DIV/0! | #DIV/0! | #DIV/0! | #DIV/0! | #DIV/0! | #DIV/0! | #DIV/0! | #DIV/0! | #DIV/0! | #DIV/0! | #DIV/0! | 3775 | 0 | 0 | 0 | 0 | 0
5 | 4 | 2009 | 124 | 7 | 0.83 | 0 | #DIV/0! | #DIV/0! | #DIV/0! | #DIV/0! | #DIV/0! | #DIV/0! | #DIV/0! | #DIV/0! | #DIV/0! | #DIV/0! | #DIV/0! | #DIV/0! | #DIV/0! | #DIV/0! | #DIV/0! | #DIV/0! | #DIV/0! | #DIV/0! | #DIV/0! | #DIV/0! | 3776 | 0 | 0 | 0 | 0 | 0
5 | 5 | 2009 | 125 | 1 | 0.78333 | 0 | #DIV/0! | #DIV/0! | #DIV/0! | #DIV/0! | #DIV/0! | #DIV/0! | #DIV/0! | #DIV/0! | #DIV/0! | #DIV/0! | #DIV/0! | #DIV/0! | #DIV/0! | #DIV/0! | #DIV/0! | #DIV/0! | #DIV/0! | #DIV/0! | #DIV/0! | #DIV/0! | 3777 | 0 | 0 | 0 | 0 | 0
5 | 6 | 2009 | 126 | 2 | 0.32667 | 0 | #DIV/0! | #DIV/0! | #DIV/0! | #DIV/0! | #DIV/0! | #DIV/0! | #DIV/0! | #DIV/0! | #DIV/0! | #DIV/0! | #DIV/0! | #DIV/0! | #DIV/0! | #DIV/0! | #DIV/0! | #DIV/0! | #DIV/0! | #DIV/0! | #DIV/0! | #DIV/0! | 3778 | 0 | 0 | 0 | 0 | 0
5 | 7 | 2009 | 127 | 3 | 0.94667 | 0 | #DIV/0! | #DIV/0! | #DIV/0! | #DIV/0! | #DIV/0! | #DIV/0! | #DIV/0! | #DIV/0! | #DIV/0! | #DIV/0! | #DIV/0! | #DIV/0! | #DIV/0! | #DIV/0! | #DIV/0! | #DIV/0! | #DIV/0! | #DIV/0! | #DIV/0! | #DIV/0! | 3779 | 0 | 0 | 0 | 0 | 0
5 | 8 | 2009 | 128 | 4 | 0.43667 | 0 | #DIV/0! | #DIV/0! | #DIV/0! | #DIV/0! | #DIV/0! | #DIV/0! | #DIV/0! | #DIV/0! | #DIV/0! | #DIV/0! | #DIV/0! | #DIV/0! | #DIV/0! | #DIV/0! | #DIV/0! | #DIV/0! | #DIV/0! | #DIV/0! | #DIV/0! | #DIV/0! | 3780 | 0 | 0 | 0 | 0 | 0
5 | 9 | 2009 | 129 | 5 | 0 | 0 | #DIV/0! | #DIV/0! | #DIV/0! | #DIV/0! | #DIV/0! | #DIV/0! | #DIV/0! | #DIV/0! | #DIV/0! | #DIV/0! | #DIV/0! | #DIV/0! | #DIV/0! | #DIV/0! | #DIV/0! | #DIV/0! | #DIV/0! | #DIV/0! | #DIV/0! | #DIV/0! | 3781 | 0 | 0 | 0 | 0 | 0
5 | 10 | 2009 | 130 | 6 | 0.0066667 | 0 | #DIV/0! | #DIV/0! | #DIV/0! | #DIV/0! | #DIV/0! | #DIV/0! | #DIV/0! | #DIV/0! | #DIV/0! | #DIV/0! | #DIV/0! | #DIV/0! | #DIV/0! | #DIV/0! | #DIV/0! | #DIV/0! | #DIV/0! | #DIV/0! | #DIV/0! | #DIV/0! | 3782 | 0 | 0 | 0 | 0 | 0
5 | 11 | 2009 | 131 | 7 | 0 | 0 | #DIV/0! | #DIV/0! | #DIV/0! | #DIV/0! | #DIV/0! | #DIV/0! | #DIV/0! | #DIV/0! | #DIV/0! | #DIV/0! | #DIV/0! | #DIV/0! | #DIV/0! | #DIV/0! | #DIV/0! | #DIV/0! | #DIV/0! | #DIV/0! | #DIV/0! | #DIV/0! | 3783 | 0 | 0 | 0 | 0 | 0
5 | 12 | 2009 | 132 | 1 | 0.27333 | 0 | #DIV/0! | #DIV/0! | #DIV/0! | #DIV/0! | #DIV/0! | #DIV/0! | #DIV/0! | #DIV/0! | #DIV/0! | #DIV/0! | #DIV/0! | #DIV/0! | #DIV/0! | #DIV/0! | #DIV/0! | #DIV/0! | #DIV/0! | #DIV/0! | #DIV/0! | #DIV/0! | 3784 | 0 | 0 | 0 | 0 | 0
5 | 13 | 2009 | 133 | 2 | 0 | 0 | #DIV/0! | #DIV/0! | #DIV/0! | #DIV/0! | #DIV/0! | #DIV/0! | #DIV/0! | #DIV/0! | #DIV/0! | #DIV/0! | #DIV/0! | #DIV/0! | #DIV/0! | #DIV/0! | #DIV/0! | #DIV/0! | #DIV/0! | #DIV/0! | #DIV/0! | #DIV/0! | 3785 | 0 | 0 | 0 | 0 | 0
5 | 14 | 2009 | 134 | 3 | 0 | 0 | #DIV/0! | #DIV/0! | #DIV/0! | #DIV/0! | #DIV/0! | #DIV/0! | #DIV/0! | #DIV/0! | #DIV/0! | #DIV/0! | #DIV/0! | #DIV/0! | #DIV/0! | #DIV/0! | #DIV/0! | #DIV/0! | #DIV/0! | #DIV/0! | #DIV/0! | #DIV/0! | 3786 | 0 | 0 | 0 | 0 | 0
5 | 15 | 2009 | 135 | 4 | 0.54 | 0 | #DIV/0! | #DIV/0! | #DIV/0! | #DIV/0! | #DIV/0! | #DIV/0! | #DIV/0! | #DIV/0! | #DIV/0! | #DIV/0! | #DIV/0! | #DIV/0! | #DIV/0! | #DIV/0! | #DIV/0! | #DIV/0! | #DIV/0! | #DIV/0! | #DIV/0! | #DIV/0! | 3787 | 0 | 0 | 0 | 0 | 0
5 | 16 | 2009 | 136 | 5 | 0.056667 | 0 | #DIV/0! | #DIV/0! | #DIV/0! | #DIV/0! | #DIV/0! | #DIV/0! | #DIV/0! | #DIV/0! | #DIV/0! | #DIV/0! | #DIV/0! | #DIV/0! | #DIV/0! | #DIV/0! | #DIV/0! | #DIV/0! | #DIV/0! | #DIV/0! | #DIV/0! | #DIV/0! | 3788 | 0 | 0 | 0 | 0 | 0
5 | 17 | 2009 | 137 | 6 | 0.47667 | 0 | #DIV/0! | #DIV/0! | #DIV/0! | #DIV/0! | #DIV/0! | #DIV/0! | #DIV/0! | #DIV/0! | #DIV/0! | #DIV/0! | #DIV/0! | #DIV/0! | #DIV/0! | #DIV/0! | #DIV/0! | #DIV/0! | #DIV/0! | #DIV/0! | #DIV/0! | #DIV/0! | 3789 | 0 | 0 | 0 | 0 | 0
5 | 18 | 2009 | 138 | 7 | 0.036667 | 0 | #DIV/0! | #DIV/0! | #DIV/0! | #DIV/0! | #DIV/0! | #DIV/0! | #DIV/0! | #DIV/0! | #DIV/0! | #DIV/0! | #DIV/0! | #DIV/0! | #DIV/0! | #DIV/0! | #DIV/0! | #DIV/0! | #DIV/0! | #DIV/0! | #DIV/0! | #DIV/0! | 3790 | 0 | 0 | 0 | 0 | 0
5 | 19 | 2009 | 139 | 1 | 0 | 0 | #DIV/0! | #DIV/0! | #DIV/0! | #DIV/0! | #DIV/0! | #DIV/0! | #DIV/0! | #DIV/0! | #DIV/0! | #DIV/0! | #DIV/0! | #DIV/0! | #DIV/0! | #DIV/0! | #DIV/0! | #DIV/0! | #DIV/0! | #DIV/0! | #DIV/0! | #DIV/0! | 3791 | 0 | 0 | 0 | 0 | 0
5 | 20 | 2009 | 140 | 2 | 0 | 0 | #DIV/0! | #DIV/0! | #DIV/0! | #DIV/0! | #DIV/0! | #DIV/0! | #DIV/0! | #DIV/0! | #DIV/0! | #DIV/0! | #DIV/0! | #DIV/0! | #DIV/0! | #DIV/0! | #DIV/0! | #DIV/0! | #DIV/0! | #DIV/0! | #DIV/0! | #DIV/0! | 3792 | 0 | 0 | 0 | 0 | 0
5 | 21 | 2009 | 141 | 3 | 0 | 0 | #DIV/0! | #DIV/0! | #DIV/0! | #DIV/0! | #DIV/0! | #DIV/0! | #DIV/0! | #DIV/0! | #DIV/0! | #DIV/0! | #DIV/0! | #DIV/0! | #DIV/0! | #DIV/0! | #DIV/0! | #DIV/0! | #DIV/0! | #DIV/0! | #DIV/0! | #DIV/0! | 3793 | 0 | 0 | 0 | 0 | 0
5 | 22 | 2009 | 142 | 4 | 0 | 0 | #DIV/0! | #DIV/0! | #DIV/0! | #DIV/0! | #DIV/0! | #DIV/0! | #DIV/0! | #DIV/0! | #DIV/0! | #DIV/0! | #DIV/0! | #DIV/0! | #DIV/0! | #DIV/0! | #DIV/0! | #DIV/0! | #DIV/0! | #DIV/0! | #DIV/0! | #DIV/0! | 3794 | 0 | 0 | 0 | 0 | 0
5 | 23 | 2009 | 143 | 5 | 0 | 0 | #DIV/0! | #DIV/0! | #DIV/0! | #DIV/0! | #DIV/0! | #DIV/0! | #DIV/0! | #DIV/0! | #DIV/0! | #DIV/0! | #DIV/0! | #DIV/0! | #DIV/0! | #DIV/0! | #DIV/0! | #DIV/0! | #DIV/0! | #DIV/0! | #DIV/0! | #DIV/0! | 3795 | 0 | 0 | 0 | 0 | 0
5 | 24 | 2009 | 144 | 6 | 0 | 0 | #DIV/0! | #DIV/0! | #DIV/0! | #DIV/0! | #DIV/0! | #DIV/0! | #DIV/0! | #DIV/0! | #DIV/0! | #DIV/0! | #DIV/0! | #DIV/0! | #DIV/0! | #DIV/0! | #DIV/0! | #DIV/0! | #DIV/0! | #DIV/0! | #DIV/0! | #DIV/0! | 3796 | 0 | 0 | 0 | 0 | 0
5 | 25 | 2009 | 145 | 7 | 0.063333 | 0 | #DIV/0! | #DIV/0! | #DIV/0! | #DIV/0! | #DIV/0! | #DIV/0! | #DIV/0! | #DIV/0! | #DIV/0! | #DIV/0! | #DIV/0! | #DIV/0! | #DIV/0! | #DIV/0! | #DIV/0! | #DIV/0! | #DIV/0! | #DIV/0! | #DIV/0! | #DIV/0! | 3797 | 0 | 0 | 0 | 0 | 0
5 | 26 | 2009 | 146 | 1 | 0.13333 | 0 | #DIV/0! | #DIV/0! | #DIV/0! | #DIV/0! | #DIV/0! | #DIV/0! | #DIV/0! | #DIV/0! | #DIV/0! | #DIV/0! | #DIV/0! | #DIV/0! | #DIV/0! | #DIV/0! | #DIV/0! | #DIV/0! | #DIV/0! | #DIV/0! | #DIV/0! | #DIV/0! | 3798 | 0 | 0 | 0 | 0 | 0
5 | 27 | 2009 | 147 | 2 | 2.51 | 0 | #DIV/0! | #DIV/0! | #DIV/0! | #DIV/0! | #DIV/0! | #DIV/0! | #DIV/0! | #DIV/0! | #DIV/0! | #DIV/0! | #DIV/0! | #DIV/0! | #DIV/0! | #DIV/0! | #DIV/0! | #DIV/0! | #DIV/0! | #DIV/0! | #DIV/0! | #DIV/0! | 3799 | 0 | 0 | 0 | 0 | 0
5 | 28 | 2009 | 148 | 3 | 0.0066667 | 0 | #DIV/0! | #DIV/0! | #DIV/0! | #DIV/0! | #DIV/0! | #DIV/0! | #DIV/0! | #DIV/0! | #DIV/0! | #DIV/0! | #DIV/0! | #DIV/0! | #DIV/0! | #DIV/0! | #DIV/0! | #DIV/0! | #DIV/0! | #DIV/0! | #DIV/0! | #DIV/0! | 3800 | 0 | 0 | 0 | 0 | 0
5 | 29 | 2009 | 149 | 4 | 0.41 | 0 | #DIV/0! | #DIV/0! | #DIV/0! | #DIV/0! | #DIV/0! | #DIV/0! | #DIV/0! | #DIV/0! | #DIV/0! | #DIV/0! | #DIV/0! | #DIV/0! | #DIV/0! | #DIV/0! | #DIV/0! | #DIV/0! | #DIV/0! | #DIV/0! | #DIV/0! | #DIV/0! | 3801 | 0 | 0 | 0 | 0 | 0
5 | 30 | 2009 | 150 | 5 | 0.85 | 0 | #DIV/0! | #DIV/0! | #DIV/0! | #DIV/0! | #DIV/0! | #DIV/0! | #DIV/0! | #DIV/0! | #DIV/0! | #DIV/0! | #DIV/0! | #DIV/0! | #DIV/0! | #DIV/0! | #DIV/0! | #DIV/0! | #DIV/0! | #DIV/0! | #DIV/0! | #DIV/0! | 3802 | 0 | 0 | 0 | 0 | 0
5 | 31 | 2009 | 151 | 6 | 0 | 0 | #DIV/0! | #DIV/0! | #DIV/0! | #DIV/0! | #DIV/0! | #DIV/0! | #DIV/0! | #DIV/0! | #DIV/0! | #DIV/0! | #DIV/0! | #DIV/0! | #DIV/0! | #DIV/0! | #DIV/0! | #DIV/0! | #DIV/0! | #DIV/0! | #DIV/0! | #DIV/0! | 3803 | 0 | 0 | 0 | 0 | 0
6 | 1 | 2009 | 152 | 7 | 0.17667 | 0 | #DIV/0! | #DIV/0! | #DIV/0! | #DIV/0! | #DIV/0! | #DIV/0! | #DIV/0! | #DIV/0! | #DIV/0! | #DIV/0! | #DIV/0! | #DIV/0! | #DIV/0! | #DIV/0! | #DIV/0! | #DIV/0! | #DIV/0! | #DIV/0! | #DIV/0! | #DIV/0! | 3804 | 0 | 0 | 0 | 0 | 0
6 | 2 | 2009 | 153 | 1 | 0 | 0 | #DIV/0! | #DIV/0! | #DIV/0! | #DIV/0! | #DIV/0! | #DIV/0! | #DIV/0! | #DIV/0! | #DIV/0! | #DIV/0! | #DIV/0! | #DIV/0! | #DIV/0! | #DIV/0! | #DIV/0! | #DIV/0! | #DIV/0! | #DIV/0! | #DIV/0! | #DIV/0! | 3805 | 0 | 0 | 0 | 0 | 0
6 | 3 | 2009 | 154 | 2 | 0 | 0 | #DIV/0! | #DIV/0! | #DIV/0! | #DIV/0! | #DIV/0! | #DIV/0! | #DIV/0! | #DIV/0! | #DIV/0! | #DIV/0! | #DIV/0! | #DIV/0! | #DIV/0! | #DIV/0! | #DIV/0! | #DIV/0! | #DIV/0! | #DIV/0! | #DIV/0! | #DIV/0! | 3806 | 0 | 0 | 0 | 0 | 0
6 | 4 | 2009 | 155 | 3 | 1.7633 | 0 | #DIV/0! | #DIV/0! | #DIV/0! | #DIV/0! | #DIV/0! | #DIV/0! | #DIV/0! | #DIV/0! | #DIV/0! | #DIV/0! | #DIV/0! | #DIV/0! | #DIV/0! | #DIV/0! | #DIV/0! | #DIV/0! | #DIV/0! | #DIV/0! | #DIV/0! | #DIV/0! | 3807 | 0 | 0 | 0 | 0 | 0
6 | 5 | 2009 | 156 | 4 | 0.57 | 0 | #DIV/0! | #DIV/0! | #DIV/0! | #DIV/0! | #DIV/0! | #DIV/0! | #DIV/0! | #DIV/0! | #DIV/0! | #DIV/0! | #DIV/0! | #DIV/0! | #DIV/0! | #DIV/0! | #DIV/0! | #DIV/0! | #DIV/0! | #DIV/0! | #DIV/0! | #DIV/0! | 3808 | 0 | 0 | 0 | 0 | 0
6 | 6 | 2009 | 157 | 5 | 0.66333 | 0 | #DIV/0! | #DIV/0! | #DIV/0! | #DIV/0! | #DIV/0! | #DIV/0! | #DIV/0! | #DIV/0! | #DIV/0! | #DIV/0! | #DIV/0! | #DIV/0! | #DIV/0! | #DIV/0! | #DIV/0! | #DIV/0! | #DIV/0! | #DIV/0! | #DIV/0! | #DIV/0! | 3809 | 0 | 0 | 0 | 0 | 0
6 | 7 | 2009 | 158 | 6 | 0 | 0 | #DIV/0! | #DIV/0! | #DIV/0! | #DIV/0! | #DIV/0! | #DIV/0! | #DIV/0! | #DIV/0! | #DIV/0! | #DIV/0! | #DIV/0! | #DIV/0! | #DIV/0! | #DIV/0! | #DIV/0! | #DIV/0! | #DIV/0! | #DIV/0! | #DIV/0! | #DIV/0! | 3810 | 0 | 0 | 0 | 0 | 0
6 | 8 | 2009 | 159 | 7 | 0 | 0 | #DIV/0! | #DIV/0! | #DIV/0! | #DIV/0! | #DIV/0! | #DIV/0! | #DIV/0! | #DIV/0! | #DIV/0! | #DIV/0! | #DIV/0! | #DIV/0! | #DIV/0! | #DIV/0! | #DIV/0! | #DIV/0! | #DIV/0! | #DIV/0! | #DIV/0! | #DIV/0! | 3811 | 0 | 0 | 0 | 0 | 0
6 | 9 | 2009 | 160 | 1 | 0 | 0 | #DIV/0! | #DIV/0! | #DIV/0! | #DIV/0! | #DIV/0! | #DIV/0! | #DIV/0! | #DIV/0! | #DIV/0! | #DIV/0! | #DIV/0! | #DIV/0! | #DIV/0! | #DIV/0! | #DIV/0! | #DIV/0! | #DIV/0! | #DIV/0! | #DIV/0! | #DIV/0! | 3812 | 0 | 0 | 0 | 0 | 0
6 | 10 | 2009 | 161 | 2 | 0.5 | 0 | #DIV/0! | #DIV/0! | #DIV/0! | #DIV/0! | #DIV/0! | #DIV/0! | #DIV/0! | #DIV/0! | #DIV/0! | #DIV/0! | #DIV/0! | #DIV/0! | #DIV/0! | #DIV/0! | #DIV/0! | #DIV/0! | #DIV/0! | #DIV/0! | #DIV/0! | #DIV/0! | 3813 | 0 | 0 | 0 | 0 | 0
6 | 11 | 2009 | 162 | 3 | 0.59667 | 0 | #DIV/0! | #DIV/0! | #DIV/0! | #DIV/0! | #DIV/0! | #DIV/0! | #DIV/0! | #DIV/0! | #DIV/0! | #DIV/0! | #DIV/0! | #DIV/0! | #DIV/0! | #DIV/0! | #DIV/0! | #DIV/0! | #DIV/0! | #DIV/0! | #DIV/0! | #DIV/0! | 3814 | 0 | 0 | 0 | 0 | 0
6 | 12 | 2009 | 163 | 4 | 0.066667 | 0 | #DIV/0! | #DIV/0! | #DIV/0! | #DIV/0! | #DIV/0! | #DIV/0! | #DIV/0! | #DIV/0! | #DIV/0! | #DIV/0! | #DIV/0! | #DIV/0! | #DIV/0! | #DIV/0! | #DIV/0! | #DIV/0! | #DIV/0! | #DIV/0! | #DIV/0! | #DIV/0! | 3815 | 0 | 0 | 0 | 0 | 0
6 | 13 | 2009 | 164 | 5 | 0.013333 | 0 | #DIV/0! | #DIV/0! | #DIV/0! | #DIV/0! | #DIV/0! | #DIV/0! | #DIV/0! | #DIV/0! | #DIV/0! | #DIV/0! | #DIV/0! | #DIV/0! | #DIV/0! | #DIV/0! | #DIV/0! | #DIV/0! | #DIV/0! | #DIV/0! | #DIV/0! | #DIV/0! | 3816 | 0 | 0 | 0 | 0 | 0
6 | 14 | 2009 | 165 | 6 | 0.03 | 0 | #DIV/0! | #DIV/0! | #DIV/0! | #DIV/0! | #DIV/0! | #DIV/0! | #DIV/0! | #DIV/0! | #DIV/0! | #DIV/0! | #DIV/0! | #DIV/0! | #DIV/0! | #DIV/0! | #DIV/0! | #DIV/0! | #DIV/0! | #DIV/0! | #DIV/0! | #DIV/0! | 3817 | 0 | 0 | 0 | 0 | 0
6 | 15 | 2009 | 166 | 7 | 0 | 0 | #DIV/0! | #DIV/0! | #DIV/0! | #DIV/0! | #DIV/0! | #DIV/0! | #DIV/0! | #DIV/0! | #DIV/0! | #DIV/0! | #DIV/0! | #DIV/0! | #DIV/0! | #DIV/0! | #DIV/0! | #DIV/0! | #DIV/0! | #DIV/0! | #DIV/0! | #DIV/0! | 3818 | 0 | 0 | 0 | 0 | 0
6 | 16 | 2009 | 167 | 1 | 0 | 0 | #DIV/0! | #DIV/0! | #DIV/0! | #DIV/0! | #DIV/0! | #DIV/0! | #DIV/0! | #DIV/0! | #DIV/0! | #DIV/0! | #DIV/0! | #DIV/0! | #DIV/0! | #DIV/0! | #DIV/0! | #DIV/0! | #DIV/0! | #DIV/0! | #DIV/0! | #DIV/0! | 3819 | 0 | 0 | 0 | 0 | 0
6 | 17 | 2009 | 168 | 2 | 0 | 0 | #DIV/0! | #DIV/0! | #DIV/0! | #DIV/0! | #DIV/0! | #DIV/0! | #DIV/0! | #DIV/0! | #DIV/0! | #DIV/0! | #DIV/0! | #DIV/0! | #DIV/0! | #DIV/0! | #DIV/0! | #DIV/0! | #DIV/0! | #DIV/0! | #DIV/0! | #DIV/0! | 3820 | 0 | 0 | 0 | 0 | 0
6 | 18 | 2009 | 169 | 3 | 0.17 | 0 | #DIV/0! | #DIV/0! | #DIV/0! | #DIV/0! | #DIV/0! | #DIV/0! | #DIV/0! | #DIV/0! | #DIV/0! | #DIV/0! | #DIV/0! | #DIV/0! | #DIV/0! | #DIV/0! | #DIV/0! | #DIV/0! | #DIV/0! | #DIV/0! | #DIV/0! | #DIV/0! | 3821 | 0 | 0 | 0 | 0 | 0
6 | 19 | 2009 | 170 | 4 | 1.0633 | 0 | #DIV/0! | #DIV/0! | #DIV/0! | #DIV/0! | #DIV/0! | #DIV/0! | #DIV/0! | #DIV/0! | #DIV/0! | #DIV/0! | #DIV/0! | #DIV/0! | #DIV/0! | #DIV/0! | #DIV/0! | #DIV/0! | #DIV/0! | #DIV/0! | #DIV/0! | #DIV/0! | 3822 | 0 | 0 | 0 | 0 | 0
6 | 20 | 2009 | 171 | 5 | 0 | 0 | #DIV/0! | #DIV/0! | #DIV/0! | #DIV/0! | #DIV/0! | #DIV/0! | #DIV/0! | #DIV/0! | #DIV/0! | #DIV/0! | #DIV/0! | #DIV/0! | #DIV/0! | #DIV/0! | #DIV/0! | #DIV/0! | #DIV/0! | #DIV/0! | #DIV/0! | #DIV/0! | 3823 | 0 | 0 | 0 | 0 | 0
6 | 21 | 2009 | 172 | 6 | 0.39 | 0 | #DIV/0! | #DIV/0! | #DIV/0! | #DIV/0! | #DIV/0! | #DIV/0! | #DIV/0! | #DIV/0! | #DIV/0! | #DIV/0! | #DIV/0! | #DIV/0! | #DIV/0! | #DIV/0! | #DIV/0! | #DIV/0! | #DIV/0! | #DIV/0! | #DIV/0! | #DIV/0! | 3824 | 0 | 0 | 0 | 0 | 0
6 | 22 | 2009 | 173 | 7 | 0 | 0 | #DIV/0! | #DIV/0! | #DIV/0! | #DIV/0! | #DIV/0! | #DIV/0! | #DIV/0! | #DIV/0! | #DIV/0! | #DIV/0! | #DIV/0! | #DIV/0! | #DIV/0! | #DIV/0! | #DIV/0! | #DIV/0! | #DIV/0! | #DIV/0! | #DIV/0! | #DIV/0! | 3825 | 0 | 0 | 0 | 0 | 0
6 | 23 | 2009 | 174 | 1 | 0 | 0 | #DIV/0! | #DIV/0! | #DIV/0! | #DIV/0! | #DIV/0! | #DIV/0! | #DIV/0! | #DIV/0! | #DIV/0! | #DIV/0! | #DIV/0! | #DIV/0! | #DIV/0! | #DIV/0! | #DIV/0! | #DIV/0! | #DIV/0! | #DIV/0! | #DIV/0! | #DIV/0! | 3826 | 0 | 0 | 0 | 0 | 0
6 | 24 | 2009 | 175 | 2 | 0 | 0 | #DIV/0! | #DIV/0! | #DIV/0! | #DIV/0! | #DIV/0! | #DIV/0! | #DIV/0! | #DIV/0! | #DIV/0! | #DIV/0! | #DIV/0! | #DIV/0! | #DIV/0! | #DIV/0! | #DIV/0! | #DIV/0! | #DIV/0! | #DIV/0! | #DIV/0! | #DIV/0! | 3827 | 0 | 0 | 0 | 0 | 0
6 | 25 | 2009 | 176 | 3 | 0 | 0 | #DIV/0! | #DIV/0! | #DIV/0! | #DIV/0! | #DIV/0! | #DIV/0! | #DIV/0! | #DIV/0! | #DIV/0! | #DIV/0! | #DIV/0! | #DIV/0! | #DIV/0! | #DIV/0! | #DIV/0! | #DIV/0! | #DIV/0! | #DIV/0! | #DIV/0! | #DIV/0! | 3828 | 0 | 0 | 0 | 0 | 0
6 | 26 | 2009 | 177 | 4 | 0 | 0 | #DIV/0! | #DIV/0! | #DIV/0! | #DIV/0! | #DIV/0! | #DIV/0! | #DIV/0! | #DIV/0! | #DIV/0! | #DIV/0! | #DIV/0! | #DIV/0! | #DIV/0! | #DIV/0! | #DIV/0! | #DIV/0! | #DIV/0! | #DIV/0! | #DIV/0! | #DIV/0! | 3829 | 0 | 0 | 0 | 0 | 0
6 | 27 | 2009 | 178 | 5 | 0.12667 | 0 | #DIV/0! | #DIV/0! | #DIV/0! | #DIV/0! | #DIV/0! | #DIV/0! | #DIV/0! | #DIV/0! | #DIV/0! | #DIV/0! | #DIV/0! | #DIV/0! | #DIV/0! | #DIV/0! | #DIV/0! | #DIV/0! | #DIV/0! | #DIV/0! | #DIV/0! | #DIV/0! | 3830 | 0 | 0 | 0 | 0 | 0
6 | 28 | 2009 | 179 | 6 | 0 | 0 | #DIV/0! | #DIV/0! | #DIV/0! | #DIV/0! | #DIV/0! | #DIV/0! | #DIV/0! | #DIV/0! | #DIV/0! | #DIV/0! | #DIV/0! | #DIV/0! | #DIV/0! | #DIV/0! | #DIV/0! | #DIV/0! | #DIV/0! | #DIV/0! | #DIV/0! | #DIV/0! | 3831 | 0 | 0 | 0 | 0 | 0
6 | 29 | 2009 | 180 | 7 | 0 | 0 | #DIV/0! | #DIV/0! | #DIV/0! | #DIV/0! | #DIV/0! | #DIV/0! | #DIV/0! | #DIV/0! | #DIV/0! | #DIV/0! | #DIV/0! | #DIV/0! | #DIV/0! | #DIV/0! | #DIV/0! | #DIV/0! | #DIV/0! | #DIV/0! | #DIV/0! | #DIV/0! | 3832 | 0 | 0 | 0 | 0 | 0
6 | 30 | 2009 | 181 | 1 | 0 | 0 | #DIV/0! | #DIV/0! | #DIV/0! | #DIV/0! | #DIV/0! | #DIV/0! | #DIV/0! | #DIV/0! | #DIV/0! | #DIV/0! | #DIV/0! | #DIV/0! | #DIV/0! | #DIV/0! | #DIV/0! | #DIV/0! | #DIV/0! | #DIV/0! | #DIV/0! | #DIV/0! | 3833 | 0 | 0 | 0 | 0 | 0
7 | 1 | 2009 | 182 | 2 | 0.07 | 0 | #DIV/0! | #DIV/0! | #DIV/0! | #DIV/0! | #DIV/0! | #DIV/0! | #DIV/0! | #DIV/0! | #DIV/0! | #DIV/0! | #DIV/0! | #DIV/0! | #DIV/0! | #DIV/0! | #DIV/0! | #DIV/0! | #DIV/0! | #DIV/0! | #DIV/0! | #DIV/0! | 3834 | 0 | 0 | 0 | 0 | 0
7 | 2 | 2009 | 183 | 3 | 0.14667 | 0 | #DIV/0! | #DIV/0! | #DIV/0! | #DIV/0! | #DIV/0! | #DIV/0! | #DIV/0! | #DIV/0! | #DIV/0! | #DIV/0! | #DIV/0! | #DIV/0! | #DIV/0! | #DIV/0! | #DIV/0! | #DIV/0! | #DIV/0! | #DIV/0! | #DIV/0! | #DIV/0! | 3835 | 0 | 0 | 0 | 0 | 0
7 | 3 | 2009 | 184 | 4 | 0.02 | 0 | #DIV/0! | #DIV/0! | #DIV/0! | #DIV/0! | #DIV/0! | #DIV/0! | #DIV/0! | #DIV/0! | #DIV/0! | #DIV/0! | #DIV/0! | #DIV/0! | #DIV/0! | #DIV/0! | #DIV/0! | #DIV/0! | #DIV/0! | #DIV/0! | #DIV/0! | #DIV/0! | 3836 | 0 | 0 | 0 | 0 | 0
7 | 4 | 2009 | 185 | 5 | 0.0066667 | 0 | #DIV/0! | #DIV/0! | #DIV/0! | #DIV/0! | #DIV/0! | #DIV/0! | #DIV/0! | #DIV/0! | #DIV/0! | #DIV/0! | #DIV/0! | #DIV/0! | #DIV/0! | #DIV/0! | #DIV/0! | #DIV/0! | #DIV/0! | #DIV/0! | #DIV/0! | #DIV/0! | 3837 | 0 | 0 | 0 | 0 | 0
7 | 5 | 2009 | 186 | 6 | 0 | 0 | #DIV/0! | #DIV/0! | #DIV/0! | #DIV/0! | #DIV/0! | #DIV/0! | #DIV/0! | #DIV/0! | #DIV/0! | #DIV/0! | #DIV/0! | #DIV/0! | #DIV/0! | #DIV/0! | #DIV/0! | #DIV/0! | #DIV/0! | #DIV/0! | #DIV/0! | #DIV/0! | 3838 | 0 | 0 | 0 | 0 | 0
7 | 6 | 2009 | 187 | 7 | 0 | 0 | #DIV/0! | #DIV/0! | #DIV/0! | #DIV/0! | #DIV/0! | #DIV/0! | #DIV/0! | #DIV/0! | #DIV/0! | #DIV/0! | #DIV/0! | #DIV/0! | #DIV/0! | #DIV/0! | #DIV/0! | #DIV/0! | #DIV/0! | #DIV/0! | #DIV/0! | #DIV/0! | 3839 | 0 | 0 | 0 | 0 | 0
7 | 7 | 2009 | 188 | 1 | 0 | 0 | #DIV/0! | #DIV/0! | #DIV/0! | #DIV/0! | #DIV/0! | #DIV/0! | #DIV/0! | #DIV/0! | #DIV/0! | #DIV/0! | #DIV/0! | #DIV/0! | #DIV/0! | #DIV/0! | #DIV/0! | #DIV/0! | #DIV/0! | #DIV/0! | #DIV/0! | #DIV/0! | 3840 | 0 | 0 | 0 | 0 | 0
7 | 8 | 2009 | 189 | 2 | 0 | 0 | #DIV/0! | #DIV/0! | #DIV/0! | #DIV/0! | #DIV/0! | #DIV/0! | #DIV/0! | #DIV/0! | #DIV/0! | #DIV/0! | #DIV/0! | #DIV/0! | #DIV/0! | #DIV/0! | #DIV/0! | #DIV/0! | #DIV/0! | #DIV/0! | #DIV/0! | #DIV/0! | 3841 | 0 | 0 | 0 | 0 | 0
7 | 9 | 2009 | 190 | 3 | 0 | 0 | #DIV/0! | #DIV/0! | #DIV/0! | #DIV/0! | #DIV/0! | #DIV/0! | #DIV/0! | #DIV/0! | #DIV/0! | #DIV/0! | #DIV/0! | #DIV/0! | #DIV/0! | #DIV/0! | #DIV/0! | #DIV/0! | #DIV/0! | #DIV/0! | #DIV/0! | #DIV/0! | 3842 | 0 | 0 | 0 | 0 | 0
7 | 10 | 2009 | 191 | 4 | 0 | 0 | #DIV/0! | #DIV/0! | #DIV/0! | #DIV/0! | #DIV/0! | #DIV/0! | #DIV/0! | #DIV/0! | #DIV/0! | #DIV/0! | #DIV/0! | #DIV/0! | #DIV/0! | #DIV/0! | #DIV/0! | #DIV/0! | #DIV/0! | #DIV/0! | #DIV/0! | #DIV/0! | 3843 | 0 | 0 | 0 | 0 | 0
7 | 11 | 2009 | 192 | 5 | 0 | 0 | #DIV/0! | #DIV/0! | #DIV/0! | #DIV/0! | #DIV/0! | #DIV/0! | #DIV/0! | #DIV/0! | #DIV/0! | #DIV/0! | #DIV/0! | #DIV/0! | #DIV/0! | #DIV/0! | #DIV/0! | #DIV/0! | #DIV/0! | #DIV/0! | #DIV/0! | #DIV/0! | 3844 | 0 | 0 | 0 | 0 | 0
7 | 12 | 2009 | 193 | 6 | 0.01 | 0 | #DIV/0! | #DIV/0! | #DIV/0! | #DIV/0! | #DIV/0! | #DIV/0! | #DIV/0! | #DIV/0! | #DIV/0! | #DIV/0! | #DIV/0! | #DIV/0! | #DIV/0! | #DIV/0! | #DIV/0! | #DIV/0! | #DIV/0! | #DIV/0! | #DIV/0! | #DIV/0! | 3845 | 0 | 0 | 0 | 0 | 0
7 | 13 | 2009 | 194 | 7 | 0 | 0 | #DIV/0! | #DIV/0! | #DIV/0! | #DIV/0! | #DIV/0! | #DIV/0! | #DIV/0! | #DIV/0! | #DIV/0! | #DIV/0! | #DIV/0! | #DIV/0! | #DIV/0! | #DIV/0! | #DIV/0! | #DIV/0! | #DIV/0! | #DIV/0! | #DIV/0! | #DIV/0! | 3846 | 0 | 0 | 0 | 0 | 0
7 | 14 | 2009 | 195 | 1 | 0 | 0 | #DIV/0! | #DIV/0! | #DIV/0! | #DIV/0! | #DIV/0! | #DIV/0! | #DIV/0! | #DIV/0! | #DIV/0! | #DIV/0! | #DIV/0! | #DIV/0! | #DIV/0! | #DIV/0! | #DIV/0! | #DIV/0! | #DIV/0! | #DIV/0! | #DIV/0! | #DIV/0! | 3847 | 0 | 0 | 0 | 0 | 0
7 | 15 | 2009 | 196 | 2 | 0 | 0 | #DIV/0! | #DIV/0! | #DIV/0! | #DIV/0! | #DIV/0! | #DIV/0! | #DIV/0! | #DIV/0! | #DIV/0! | #DIV/0! | #DIV/0! | #DIV/0! | #DIV/0! | #DIV/0! | #DIV/0! | #DIV/0! | #DIV/0! | #DIV/0! | #DIV/0! | #DIV/0! | 3848 | 0 | 0 | 0 | 0 | 0
7 | 16 | 2009 | 197 | 3 | 0 | 0 | #DIV/0! | #DIV/0! | #DIV/0! | #DIV/0! | #DIV/0! | #DIV/0! | #DIV/0! | #DIV/0! | #DIV/0! | #DIV/0! | #DIV/0! | #DIV/0! | #DIV/0! | #DIV/0! | #DIV/0! | #DIV/0! | #DIV/0! | #DIV/0! | #DIV/0! | #DIV/0! | 3849 | 0 | 0 | 0 | 0 | 0
7 | 17 | 2009 | 198 | 4 | 0 | 0 | #DIV/0! | #DIV/0! | #DIV/0! | #DIV/0! | #DIV/0! | #DIV/0! | #DIV/0! | #DIV/0! | #DIV/0! | #DIV/0! | #DIV/0! | #DIV/0! | #DIV/0! | #DIV/0! | #DIV/0! | #DIV/0! | #DIV/0! | #DIV/0! | #DIV/0! | #DIV/0! | 3850 | 0 | 0 | 0 | 0 | 0
7 | 18 | 2009 | 199 | 5 | 0.073333 | 0 | #DIV/0! | #DIV/0! | #DIV/0! | #DIV/0! | #DIV/0! | #DIV/0! | #DIV/0! | #DIV/0! | #DIV/0! | #DIV/0! | #DIV/0! | #DIV/0! | #DIV/0! | #DIV/0! | #DIV/0! | #DIV/0! | #DIV/0! | #DIV/0! | #DIV/0! | #DIV/0! | 3851 | 0 | 0 | 0 | 0 | 0
7 | 19 | 2009 | 200 | 6 | 0 | 0 | #DIV/0! | #DIV/0! | #DIV/0! | #DIV/0! | #DIV/0! | #DIV/0! | #DIV/0! | #DIV/0! | #DIV/0! | #DIV/0! | #DIV/0! | #DIV/0! | #DIV/0! | #DIV/0! | #DIV/0! | #DIV/0! | #DIV/0! | #DIV/0! | #DIV/0! | #DIV/0! | 3852 | 0 | 0 | 0 | 0 | 0
7 | 20 | 2009 | 201 | 7 | 0 | 0 | #DIV/0! | #DIV/0! | #DIV/0! | #DIV/0! | #DIV/0! | #DIV/0! | #DIV/0! | #DIV/0! | #DIV/0! | #DIV/0! | #DIV/0! | #DIV/0! | #DIV/0! | #DIV/0! | #DIV/0! | #DIV/0! | #DIV/0! | #DIV/0! | #DIV/0! | #DIV/0! | 3853 | 0 | 0 | 0 | 0 | 0
7 | 21 | 2009 | 202 | 1 | 0 | 0 | #DIV/0! | #DIV/0! | #DIV/0! | #DIV/0! | #DIV/0! | #DIV/0! | #DIV/0! | #DIV/0! | #DIV/0! | #DIV/0! | #DIV/0! | #DIV/0! | #DIV/0! | #DIV/0! | #DIV/0! | #DIV/0! | #DIV/0! | #DIV/0! | #DIV/0! | #DIV/0! | 3854 | 0 | 0 | 0 | 0 | 0
7 | 22 | 2009 | 203 | 2 | 0 | 0 | #DIV/0! | #DIV/0! | #DIV/0! | #DIV/0! | #DIV/0! | #DIV/0! | #DIV/0! | #DIV/0! | #DIV/0! | #DIV/0! | #DIV/0! | #DIV/0! | #DIV/0! | #DIV/0! | #DIV/0! | #DIV/0! | #DIV/0! | #DIV/0! | #DIV/0! | #DIV/0! | 3855 | 0 | 0 | 0 | 0 | 0
7 | 23 | 2009 | 204 | 3 | 0 | 0 | #DIV/0! | #DIV/0! | #DIV/0! | #DIV/0! | #DIV/0! | #DIV/0! | #DIV/0! | #DIV/0! | #DIV/0! | #DIV/0! | #DIV/0! | #DIV/0! | #DIV/0! | #DIV/0! | #DIV/0! | #DIV/0! | #DIV/0! | #DIV/0! | #DIV/0! | #DIV/0! | 3856 | 0 | 0 | 0 | 0 | 0
7 | 24 | 2009 | 205 | 4 | 0.82333 | 0 | #DIV/0! | #DIV/0! | #DIV/0! | #DIV/0! | #DIV/0! | #DIV/0! | #DIV/0! | #DIV/0! | #DIV/0! | #DIV/0! | #DIV/0! | #DIV/0! | #DIV/0! | #DIV/0! | #DIV/0! | #DIV/0! | #DIV/0! | #DIV/0! | #DIV/0! | #DIV/0! | 3857 | 0 | 0 | 0 | 0 | 0
7 | 25 | 2009 | 206 | 5 | 0 | 0 | #DIV/0! | #DIV/0! | #DIV/0! | #DIV/0! | #DIV/0! | #DIV/0! | #DIV/0! | #DIV/0! | #DIV/0! | #DIV/0! | #DIV/0! | #DIV/0! | #DIV/0! | #DIV/0! | #DIV/0! | #DIV/0! | #DIV/0! | #DIV/0! | #DIV/0! | #DIV/0! | 3858 | 0 | 0 | 0 | 0 | 0
7 | 26 | 2009 | 207 | 6 | 0.25667 | 0 | #DIV/0! | #DIV/0! | #DIV/0! | #DIV/0! | #DIV/0! | #DIV/0! | #DIV/0! | #DIV/0! | #DIV/0! | #DIV/0! | #DIV/0! | #DIV/0! | #DIV/0! | #DIV/0! | #DIV/0! | #DIV/0! | #DIV/0! | #DIV/0! | #DIV/0! | #DIV/0! | 3859 | 0 | 0 | 0 | 0 | 0
7 | 27 | 2009 | 208 | 7 | 0.063333 | 0 | #DIV/0! | #DIV/0! | #DIV/0! | #DIV/0! | #DIV/0! | #DIV/0! | #DIV/0! | #DIV/0! | #DIV/0! | #DIV/0! | #DIV/0! | #DIV/0! | #DIV/0! | #DIV/0! | #DIV/0! | #DIV/0! | #DIV/0! | #DIV/0! | #DIV/0! | #DIV/0! | 3860 | 0 | 0 | 0 | 0 | 0
7 | 28 | 2009 | 209 | 1 | 0 | 0 | #DIV/0! | #DIV/0! | #DIV/0! | #DIV/0! | #DIV/0! | #DIV/0! | #DIV/0! | #DIV/0! | #DIV/0! | #DIV/0! | #DIV/0! | #DIV/0! | #DIV/0! | #DIV/0! | #DIV/0! | #DIV/0! | #DIV/0! | #DIV/0! | #DIV/0! | #DIV/0! | 3861 | 0 | 0 | 0 | 0 | 0
7 | 29 | 2009 | 210 | 2 | 0.12333 | 0 | #DIV/0! | #DIV/0! | #DIV/0! | #DIV/0! | #DIV/0! | #DIV/0! | #DIV/0! | #DIV/0! | #DIV/0! | #DIV/0! | #DIV/0! | #DIV/0! | #DIV/0! | #DIV/0! | #DIV/0! | #DIV/0! | #DIV/0! | #DIV/0! | #DIV/0! | #DIV/0! | 3862 | 0 | 0 | 0 | 0 | 0
7 | 30 | 2009 | 211 | 3 | 0.14 | 0 | #DIV/0! | #DIV/0! | #DIV/0! | #DIV/0! | #DIV/0! | #DIV/0! | #DIV/0! | #DIV/0! | #DIV/0! | #DIV/0! | #DIV/0! | #DIV/0! | #DIV/0! | #DIV/0! | #DIV/0! | #DIV/0! | #DIV/0! | #DIV/0! | #DIV/0! | #DIV/0! | 3863 | 0 | 0 | 0 | 0 | 0
7 | 31 | 2009 | 212 | 4 | 0 | 0 | #DIV/0! | #DIV/0! | #DIV/0! | #DIV/0! | #DIV/0! | #DIV/0! | #DIV/0! | #DIV/0! | #DIV/0! | #DIV/0! | #DIV/0! | #DIV/0! | #DIV/0! | #DIV/0! | #DIV/0! | #DIV/0! | #DIV/0! | #DIV/0! | #DIV/0! | #DIV/0! | 3864 | 0 | 0 | 0 | 0 | 0
8 | 1 | 2009 | 213 | 5 | 0.51667 | 0 | #DIV/0! | #DIV/0! | #DIV/0! | #DIV/0! | #DIV/0! | #DIV/0! | #DIV/0! | #DIV/0! | #DIV/0! | #DIV/0! | #DIV/0! | #DIV/0! | #DIV/0! | #DIV/0! | #DIV/0! | #DIV/0! | #DIV/0! | #DIV/0! | #DIV/0! | #DIV/0! | 3865 | 0 | 0 | 0 | 0 | 0
8 | 2 | 2009 | 214 | 6 | 0.073333 | 0 | #DIV/0! | #DIV/0! | #DIV/0! | #DIV/0! | #DIV/0! | #DIV/0! | #DIV/0! | #DIV/0! | #DIV/0! | #DIV/0! | #DIV/0! | #DIV/0! | #DIV/0! | #DIV/0! | #DIV/0! | #DIV/0! | #DIV/0! | #DIV/0! | #DIV/0! | #DIV/0! | 3866 | 0 | 0 | 0 | 0 | 0
8 | 3 | 2009 | 215 | 7 | 0.25667 | 0 | #DIV/0! | #DIV/0! | #DIV/0! | #DIV/0! | #DIV/0! | #DIV/0! | #DIV/0! | #DIV/0! | #DIV/0! | #DIV/0! | #DIV/0! | #DIV/0! | #DIV/0! | #DIV/0! | #DIV/0! | #DIV/0! | #DIV/0! | #DIV/0! | #DIV/0! | #DIV/0! | 3867 | 0 | 0 | 0 | 0 | 0
8 | 4 | 2009 | 216 | 1 | 0 | 0 | #DIV/0! | #DIV/0! | #DIV/0! | #DIV/0! | #DIV/0! | #DIV/0! | #DIV/0! | #DIV/0! | #DIV/0! | #DIV/0! | #DIV/0! | #DIV/0! | #DIV/0! | #DIV/0! | #DIV/0! | #DIV/0! | #DIV/0! | #DIV/0! | #DIV/0! | #DIV/0! | 3868 | 0 | 0 | 0 | 0 | 0
8 | 5 | 2009 | 217 | 2 | 0 | 0 | #DIV/0! | #DIV/0! | #DIV/0! | #DIV/0! | #DIV/0! | #DIV/0! | #DIV/0! | #DIV/0! | #DIV/0! | #DIV/0! | #DIV/0! | #DIV/0! | #DIV/0! | #DIV/0! | #DIV/0! | #DIV/0! | #DIV/0! | #DIV/0! | #DIV/0! | #DIV/0! | 3869 | 0 | 0 | 0 | 0 | 0
8 | 6 | 2009 | 218 | 3 | 0 | 0 | #DIV/0! | #DIV/0! | #DIV/0! | #DIV/0! | #DIV/0! | #DIV/0! | #DIV/0! | #DIV/0! | #DIV/0! | #DIV/0! | #DIV/0! | #DIV/0! | #DIV/0! | #DIV/0! | #DIV/0! | #DIV/0! | #DIV/0! | #DIV/0! | #DIV/0! | #DIV/0! | 3870 | 0 | 0 | 0 | 0 | 0
8 | 7 | 2009 | 219 | 4 | 0.07 | 0 | #DIV/0! | #DIV/0! | #DIV/0! | #DIV/0! | #DIV/0! | #DIV/0! | #DIV/0! | #DIV/0! | #DIV/0! | #DIV/0! | #DIV/0! | #DIV/0! | #DIV/0! | #DIV/0! | #DIV/0! | #DIV/0! | #DIV/0! | #DIV/0! | #DIV/0! | #DIV/0! | 3871 | 0 | 0 | 0 | 0 | 0
8 | 8 | 2009 | 220 | 5 | 0 | 0 | #DIV/0! | #DIV/0! | #DIV/0! | #DIV/0! | #DIV/0! | #DIV/0! | #DIV/0! | #DIV/0! | #DIV/0! | #DIV/0! | #DIV/0! | #DIV/0! | #DIV/0! | #DIV/0! | #DIV/0! | #DIV/0! | #DIV/0! | #DIV/0! | #DIV/0! | #DIV/0! | 3872 | 0 | 0 | 0 | 0 | 0
8 | 9 | 2009 | 221 | 6 | 0 | 0 | #DIV/0! | #DIV/0! | #DIV/0! | #DIV/0! | #DIV/0! | #DIV/0! | #DIV/0! | #DIV/0! | #DIV/0! | #DIV/0! | #DIV/0! | #DIV/0! | #DIV/0! | #DIV/0! | #DIV/0! | #DIV/0! | #DIV/0! | #DIV/0! | #DIV/0! | #DIV/0! | 3873 | 0 | 0 | 0 | 0 | 0
8 | 10 | 2009 | 222 | 7 | 0 | 0 | #DIV/0! | #DIV/0! | #DIV/0! | #DIV/0! | #DIV/0! | #DIV/0! | #DIV/0! | #DIV/0! | #DIV/0! | #DIV/0! | #DIV/0! | #DIV/0! | #DIV/0! | #DIV/0! | #DIV/0! | #DIV/0! | #DIV/0! | #DIV/0! | #DIV/0! | #DIV/0! | 3874 | 0 | 0 | 0 | 0 | 0
8 | 11 | 2009 | 223 | 1 | 0.31333 | 0 | #DIV/0! | #DIV/0! | #DIV/0! | #DIV/0! | #DIV/0! | #DIV/0! | #DIV/0! | #DIV/0! | #DIV/0! | #DIV/0! | #DIV/0! | #DIV/0! | #DIV/0! | #DIV/0! | #DIV/0! | #DIV/0! | #DIV/0! | #DIV/0! | #DIV/0! | #DIV/0! | 3875 | 0 | 0 | 0 | 0 | 0
8 | 12 | 2009 | 224 | 2 | 0 | 0 | #DIV/0! | #DIV/0! | #DIV/0! | #DIV/0! | #DIV/0! | #DIV/0! | #DIV/0! | #DIV/0! | #DIV/0! | #DIV/0! | #DIV/0! | #DIV/0! | #DIV/0! | #DIV/0! | #DIV/0! | #DIV/0! | #DIV/0! | #DIV/0! | #DIV/0! | #DIV/0! | 3876 | 0 | 0 | 0 | 0 | 0
8 | 13 | 2009 | 225 | 3 | 0.0066667 | 0 | #DIV/0! | #DIV/0! | #DIV/0! | #DIV/0! | #DIV/0! | #DIV/0! | #DIV/0! | #DIV/0! | #DIV/0! | #DIV/0! | #DIV/0! | #DIV/0! | #DIV/0! | #DIV/0! | #DIV/0! | #DIV/0! | #DIV/0! | #DIV/0! | #DIV/0! | #DIV/0! | 3877 | 0 | 0 | 0 | 0 | 0
8 | 14 | 2009 | 226 | 4 | 0.10333 | 0 | #DIV/0! | #DIV/0! | #DIV/0! | #DIV/0! | #DIV/0! | #DIV/0! | #DIV/0! | #DIV/0! | #DIV/0! | #DIV/0! | #DIV/0! | #DIV/0! | #DIV/0! | #DIV/0! | #DIV/0! | #DIV/0! | #DIV/0! | #DIV/0! | #DIV/0! | #DIV/0! | 3878 | 0 | 0 | 0 | 0 | 0
8 | 15 | 2009 | 227 | 5 | 0 | 0 | #DIV/0! | #DIV/0! | #DIV/0! | #DIV/0! | #DIV/0! | #DIV/0! | #DIV/0! | #DIV/0! | #DIV/0! | #DIV/0! | #DIV/0! | #DIV/0! | #DIV/0! | #DIV/0! | #DIV/0! | #DIV/0! | #DIV/0! | #DIV/0! | #DIV/0! | #DIV/0! | 3879 | 0 | 0 | 0 | 0 | 0
8 | 16 | 2009 | 228 | 6 | 0 | 0 | #DIV/0! | #DIV/0! | #DIV/0! | #DIV/0! | #DIV/0! | #DIV/0! | #DIV/0! | #DIV/0! | #DIV/0! | #DIV/0! | #DIV/0! | #DIV/0! | #DIV/0! | #DIV/0! | #DIV/0! | #DIV/0! | #DIV/0! | #DIV/0! | #DIV/0! | #DIV/0! | 3880 | 0 | 0 | 0 | 0 | 0
8 | 17 | 2009 | 229 | 7 | 0 | 0 | #DIV/0! | #DIV/0! | #DIV/0! | #DIV/0! | #DIV/0! | #DIV/0! | #DIV/0! | #DIV/0! | #DIV/0! | #DIV/0! | #DIV/0! | #DIV/0! | #DIV/0! | #DIV/0! | #DIV/0! | #DIV/0! | #DIV/0! | #DIV/0! | #DIV/0! | #DIV/0! | 3881 | 0 | 0 | 0 | 0 | 0
8 | 18 | 2009 | 230 | 1 | 0 | 0 | #DIV/0! | #DIV/0! | #DIV/0! | #DIV/0! | #DIV/0! | #DIV/0! | #DIV/0! | #DIV/0! | #DIV/0! | #DIV/0! | #DIV/0! | #DIV/0! | #DIV/0! | #DIV/0! | #DIV/0! | #DIV/0! | #DIV/0! | #DIV/0! | #DIV/0! | #DIV/0! | 3882 | 0 | 0 | 0 | 0 | 0
8 | 19 | 2009 | 231 | 2 | 0.07 | 0 | #DIV/0! | #DIV/0! | #DIV/0! | #DIV/0! | #DIV/0! | #DIV/0! | #DIV/0! | #DIV/0! | #DIV/0! | #DIV/0! | #DIV/0! | #DIV/0! | #DIV/0! | #DIV/0! | #DIV/0! | #DIV/0! | #DIV/0! | #DIV/0! | #DIV/0! | #DIV/0! | 3883 | 0 | 0 | 0 | 0 | 0
8 | 20 | 2009 | 232 | 3 | 0.056667 | 0 | #DIV/0! | #DIV/0! | #DIV/0! | #DIV/0! | #DIV/0! | #DIV/0! | #DIV/0! | #DIV/0! | #DIV/0! | #DIV/0! | #DIV/0! | #DIV/0! | #DIV/0! | #DIV/0! | #DIV/0! | #DIV/0! | #DIV/0! | #DIV/0! | #DIV/0! | #DIV/0! | 3884 | 0 | 0 | 0 | 0 | 0
8 | 21 | 2009 | 233 | 4 | 0 | 0 | #DIV/0! | #DIV/0! | #DIV/0! | #DIV/0! | #DIV/0! | #DIV/0! | #DIV/0! | #DIV/0! | #DIV/0! | #DIV/0! | #DIV/0! | #DIV/0! | #DIV/0! | #DIV/0! | #DIV/0! | #DIV/0! | #DIV/0! | #DIV/0! | #DIV/0! | #DIV/0! | 3885 | 0 | 0 | 0 | 0 | 0
8 | 22 | 2009 | 234 | 5 | 0.80667 | 0 | #DIV/0! | #DIV/0! | #DIV/0! | #DIV/0! | #DIV/0! | #DIV/0! | #DIV/0! | #DIV/0! | #DIV/0! | #DIV/0! | #DIV/0! | #DIV/0! | #DIV/0! | #DIV/0! | #DIV/0! | #DIV/0! | #DIV/0! | #DIV/0! | #DIV/0! | #DIV/0! | 3886 | 0 | 0 | 0 | 0 | 0
8 | 23 | 2009 | 235 | 6 | 0.96333 | 0 | #DIV/0! | #DIV/0! | #DIV/0! | #DIV/0! | #DIV/0! | #DIV/0! | #DIV/0! | #DIV/0! | #DIV/0! | #DIV/0! | #DIV/0! | #DIV/0! | #DIV/0! | #DIV/0! | #DIV/0! | #DIV/0! | #DIV/0! | #DIV/0! | #DIV/0! | #DIV/0! | 3887 | 0 | 0 | 0 | 0 | 0
8 | 24 | 2009 | 236 | 7 | 0 | 0 | #DIV/0! | #DIV/0! | #DIV/0! | #DIV/0! | #DIV/0! | #DIV/0! | #DIV/0! | #DIV/0! | #DIV/0! | #DIV/0! | #DIV/0! | #DIV/0! | #DIV/0! | #DIV/0! | #DIV/0! | #DIV/0! | #DIV/0! | #DIV/0! | #DIV/0! | #DIV/0! | 3888 | 0 | 0 | 0 | 0 | 0
8 | 25 | 2009 | 237 | 1 | 0 | 0 | #DIV/0! | #DIV/0! | #DIV/0! | #DIV/0! | #DIV/0! | #DIV/0! | #DIV/0! | #DIV/0! | #DIV/0! | #DIV/0! | #DIV/0! | #DIV/0! | #DIV/0! | #DIV/0! | #DIV/0! | #DIV/0! | #DIV/0! | #DIV/0! | #DIV/0! | #DIV/0! | 3889 | 0 | 0 | 0 | 0 | 0
8 | 26 | 2009 | 238 | 2 | 0 | 0 | #DIV/0! | #DIV/0! | #DIV/0! | #DIV/0! | #DIV/0! | #DIV/0! | #DIV/0! | #DIV/0! | #DIV/0! | #DIV/0! | #DIV/0! | #DIV/0! | #DIV/0! | #DIV/0! | #DIV/0! | #DIV/0! | #DIV/0! | #DIV/0! | #DIV/0! | #DIV/0! | 3890 | 0 | 0 | 0 | 0 | 0
8 | 27 | 2009 | 239 | 3 | 0 | 0 | #DIV/0! | #DIV/0! | #DIV/0! | #DIV/0! | #DIV/0! | #DIV/0! | #DIV/0! | #DIV/0! | #DIV/0! | #DIV/0! | #DIV/0! | #DIV/0! | #DIV/0! | #DIV/0! | #DIV/0! | #DIV/0! | #DIV/0! | #DIV/0! | #DIV/0! | #DIV/0! | 3891 | 0 | 0 | 0 | 0 | 0
8 | 28 | 2009 | 240 | 4 | 0.01 | 0 | #DIV/0! | #DIV/0! | #DIV/0! | #DIV/0! | #DIV/0! | #DIV/0! | #DIV/0! | #DIV/0! | #DIV/0! | #DIV/0! | #DIV/0! | #DIV/0! | #DIV/0! | #DIV/0! | #DIV/0! | #DIV/0! | #DIV/0! | #DIV/0! | #DIV/0! | #DIV/0! | 3892 | 0 | 0 | 0 | 0 | 0
8 | 29 | 2009 | 241 | 5 | 0.55667 | 0 | #DIV/0! | #DIV/0! | #DIV/0! | #DIV/0! | #DIV/0! | #DIV/0! | #DIV/0! | #DIV/0! | #DIV/0! | #DIV/0! | #DIV/0! | #DIV/0! | #DIV/0! | #DIV/0! | #DIV/0! | #DIV/0! | #DIV/0! | #DIV/0! | #DIV/0! | #DIV/0! | 3893 | 0 | 0 | 0 | 0 | 0
8 | 30 | 2009 | 242 | 6 | 0.033333 | 0 | #DIV/0! | #DIV/0! | #DIV/0! | #DIV/0! | #DIV/0! | #DIV/0! | #DIV/0! | #DIV/0! | #DIV/0! | #DIV/0! | #DIV/0! | #DIV/0! | #DIV/0! | #DIV/0! | #DIV/0! | #DIV/0! | #DIV/0! | #DIV/0! | #DIV/0! | #DIV/0! | 3894 | 0 | 0 | 0 | 0 | 0
8 | 31 | 2009 | 243 | 7 | 0.0033333 | 0 | #DIV/0! | #DIV/0! | #DIV/0! | #DIV/0! | #DIV/0! | #DIV/0! | #DIV/0! | #DIV/0! | #DIV/0! | #DIV/0! | #DIV/0! | #DIV/0! | #DIV/0! | #DIV/0! | #DIV/0! | #DIV/0! | #DIV/0! | #DIV/0! | #DIV/0! | #DIV/0! | 3895 | 0 | 0 | 0 | 0 | 0
9 | 1 | 2009 | 244 | 1 | 0 | 0 | #DIV/0! | #DIV/0! | #DIV/0! | #DIV/0! | #DIV/0! | #DIV/0! | #DIV/0! | #DIV/0! | #DIV/0! | #DIV/0! | #DIV/0! | #DIV/0! | #DIV/0! | #DIV/0! | #DIV/0! | #DIV/0! | #DIV/0! | #DIV/0! | #DIV/0! | #DIV/0! | 3896 | 0 | 0 | 0 | 0 | 0
9 | 2 | 2009 | 245 | 2 | 0 | 0 | #DIV/0! | #DIV/0! | #DIV/0! | #DIV/0! | #DIV/0! | #DIV/0! | #DIV/0! | #DIV/0! | #DIV/0! | #DIV/0! | #DIV/0! | #DIV/0! | #DIV/0! | #DIV/0! | #DIV/0! | #DIV/0! | #DIV/0! | #DIV/0! | #DIV/0! | #DIV/0! | 3897 | 0 | 0 | 0 | 0 | 0
9 | 3 | 2009 | 246 | 3 | 0 | 0 | #DIV/0! | #DIV/0! | #DIV/0! | #DIV/0! | #DIV/0! | #DIV/0! | #DIV/0! | #DIV/0! | #DIV/0! | #DIV/0! | #DIV/0! | #DIV/0! | #DIV/0! | #DIV/0! | #DIV/0! | #DIV/0! | #DIV/0! | #DIV/0! | #DIV/0! | #DIV/0! | 3898 | 0 | 0 | 0 | 0 | 0
9 | 4 | 2009 | 247 | 4 | 0 | 0 | #DIV/0! | #DIV/0! | #DIV/0! | #DIV/0! | #DIV/0! | #DIV/0! | #DIV/0! | #DIV/0! | #DIV/0! | #DIV/0! | #DIV/0! | #DIV/0! | #DIV/0! | #DIV/0! | #DIV/0! | #DIV/0! | #DIV/0! | #DIV/0! | #DIV/0! | #DIV/0! | 3899 | 0 | 0 | 0 | 0 | 0
9 | 5 | 2009 | 248 | 5 | 0 | 0 | #DIV/0! | #DIV/0! | #DIV/0! | #DIV/0! | #DIV/0! | #DIV/0! | #DIV/0! | #DIV/0! | #DIV/0! | #DIV/0! | #DIV/0! | #DIV/0! | #DIV/0! | #DIV/0! | #DIV/0! | #DIV/0! | #DIV/0! | #DIV/0! | #DIV/0! | #DIV/0! | 3900 | 0 | 0 | 0 | 0 | 0
9 | 6 | 2009 | 249 | 6 | 0 | 0 | #DIV/0! | #DIV/0! | #DIV/0! | #DIV/0! | #DIV/0! | #DIV/0! | #DIV/0! | #DIV/0! | #DIV/0! | #DIV/0! | #DIV/0! | #DIV/0! | #DIV/0! | #DIV/0! | #DIV/0! | #DIV/0! | #DIV/0! | #DIV/0! | #DIV/0! | #DIV/0! | 3901 | 0 | 0 | 0 | 0 | 0
9 | 7 | 2009 | 250 | 7 | 0.14667 | 0 | #DIV/0! | #DIV/0! | #DIV/0! | #DIV/0! | #DIV/0! | #DIV/0! | #DIV/0! | #DIV/0! | #DIV/0! | #DIV/0! | #DIV/0! | #DIV/0! | #DIV/0! | #DIV/0! | #DIV/0! | #DIV/0! | #DIV/0! | #DIV/0! | #DIV/0! | #DIV/0! | 3902 | 0 | 0 | 0 | 0 | 0
9 | 8 | 2009 | 251 | 1 | 0.13333 | 0 | #DIV/0! | #DIV/0! | #DIV/0! | #DIV/0! | #DIV/0! | #DIV/0! | #DIV/0! | #DIV/0! | #DIV/0! | #DIV/0! | #DIV/0! | #DIV/0! | #DIV/0! | #DIV/0! | #DIV/0! | #DIV/0! | #DIV/0! | #DIV/0! | #DIV/0! | #DIV/0! | 3903 | 0 | 0 | 0 | 0 | 0
9 | 9 | 2009 | 252 | 2 | 0.033333 | 0 | #DIV/0! | #DIV/0! | #DIV/0! | #DIV/0! | #DIV/0! | #DIV/0! | #DIV/0! | #DIV/0! | #DIV/0! | #DIV/0! | #DIV/0! | #DIV/0! | #DIV/0! | #DIV/0! | #DIV/0! | #DIV/0! | #DIV/0! | #DIV/0! | #DIV/0! | #DIV/0! | 3904 | 0 | 0 | 0 | 0 | 0
9 | 10 | 2009 | 253 | 3 | 0.016667 | 0 | #DIV/0! | #DIV/0! | #DIV/0! | #DIV/0! | #DIV/0! | #DIV/0! | #DIV/0! | #DIV/0! | #DIV/0! | #DIV/0! | #DIV/0! | #DIV/0! | #DIV/0! | #DIV/0! | #DIV/0! | #DIV/0! | #DIV/0! | #DIV/0! | #DIV/0! | #DIV/0! | 3905 | 0 | 0 | 0 | 0 | 0
9 | 11 | 2009 | 254 | 4 | 0 | 0 | #DIV/0! | #DIV/0! | #DIV/0! | #DIV/0! | #DIV/0! | #DIV/0! | #DIV/0! | #DIV/0! | #DIV/0! | #DIV/0! | #DIV/0! | #DIV/0! | #DIV/0! | #DIV/0! | #DIV/0! | #DIV/0! | #DIV/0! | #DIV/0! | #DIV/0! | #DIV/0! | 3906 | 0 | 0 | 0 | 0 | 0
9 | 12 | 2009 | 255 | 5 | 0.90333 | 0 | #DIV/0! | #DIV/0! | #DIV/0! | #DIV/0! | #DIV/0! | #DIV/0! | #DIV/0! | #DIV/0! | #DIV/0! | #DIV/0! | #DIV/0! | #DIV/0! | #DIV/0! | #DIV/0! | #DIV/0! | #DIV/0! | #DIV/0! | #DIV/0! | #DIV/0! | #DIV/0! | 3907 | 0 | 0 | 0 | 0 | 0
9 | 13 | 2009 | 256 | 6 | 0.0033333 | 0 | #DIV/0! | #DIV/0! | #DIV/0! | #DIV/0! | #DIV/0! | #DIV/0! | #DIV/0! | #DIV/0! | #DIV/0! | #DIV/0! | #DIV/0! | #DIV/0! | #DIV/0! | #DIV/0! | #DIV/0! | #DIV/0! | #DIV/0! | #DIV/0! | #DIV/0! | #DIV/0! | 3908 | 0 | 0 | 0 | 0 | 0
9 | 14 | 2009 | 257 | 7 | 0 | 0 | #DIV/0! | #DIV/0! | #DIV/0! | #DIV/0! | #DIV/0! | #DIV/0! | #DIV/0! | #DIV/0! | #DIV/0! | #DIV/0! | #DIV/0! | #DIV/0! | #DIV/0! | #DIV/0! | #DIV/0! | #DIV/0! | #DIV/0! | #DIV/0! | #DIV/0! | #DIV/0! | 3909 | 0 | 0 | 0 | 0 | 0
9 | 15 | 2009 | 258 | 1 | 0 | 0 | #DIV/0! | #DIV/0! | #DIV/0! | #DIV/0! | #DIV/0! | #DIV/0! | #DIV/0! | #DIV/0! | #DIV/0! | #DIV/0! | #DIV/0! | #DIV/0! | #DIV/0! | #DIV/0! | #DIV/0! | #DIV/0! | #DIV/0! | #DIV/0! | #DIV/0! | #DIV/0! | 3910 | 0 | 0 | 0 | 0 | 0
9 | 16 | 2009 | 259 | 2 | 0.07 | 0 | #DIV/0! | #DIV/0! | #DIV/0! | #DIV/0! | #DIV/0! | #DIV/0! | #DIV/0! | #DIV/0! | #DIV/0! | #DIV/0! | #DIV/0! | #DIV/0! | #DIV/0! | #DIV/0! | #DIV/0! | #DIV/0! | #DIV/0! | #DIV/0! | #DIV/0! | #DIV/0! | 3911 | 0 | 0 | 0 | 0 | 0
9 | 17 | 2009 | 260 | 3 | 0.013333 | 0 | #DIV/0! | #DIV/0! | #DIV/0! | #DIV/0! | #DIV/0! | #DIV/0! | #DIV/0! | #DIV/0! | #DIV/0! | #DIV/0! | #DIV/0! | #DIV/0! | #DIV/0! | #DIV/0! | #DIV/0! | #DIV/0! | #DIV/0! | #DIV/0! | #DIV/0! | #DIV/0! | 3912 | 0 | 0 | 0 | 0 | 0
9 | 18 | 2009 | 261 | 4 | 0.066667 | 0 | #DIV/0! | #DIV/0! | #DIV/0! | #DIV/0! | #DIV/0! | #DIV/0! | #DIV/0! | #DIV/0! | #DIV/0! | #DIV/0! | #DIV/0! | #DIV/0! | #DIV/0! | #DIV/0! | #DIV/0! | #DIV/0! | #DIV/0! | #DIV/0! | #DIV/0! | #DIV/0! | 3913 | 0 | 0 | 0 | 0 | 0
9 | 19 | 2009 | 262 | 5 | 0 | 0 | #DIV/0! | #DIV/0! | #DIV/0! | #DIV/0! | #DIV/0! | #DIV/0! | #DIV/0! | #DIV/0! | #DIV/0! | #DIV/0! | #DIV/0! | #DIV/0! | #DIV/0! | #DIV/0! | #DIV/0! | #DIV/0! | #DIV/0! | #DIV/0! | #DIV/0! | #DIV/0! | 3914 | 0 | 0 | 0 | 0 | 0
9 | 20 | 2009 | 263 | 6 | 0 | 0 | #DIV/0! | #DIV/0! | #DIV/0! | #DIV/0! | #DIV/0! | #DIV/0! | #DIV/0! | #DIV/0! | #DIV/0! | #DIV/0! | #DIV/0! | #DIV/0! | #DIV/0! | #DIV/0! | #DIV/0! | #DIV/0! | #DIV/0! | #DIV/0! | #DIV/0! | #DIV/0! | 3915 | 0 | 0 | 0 | 0 | 0
9 | 21 | 2009 | 264 | 7 | 0 | 0 | #DIV/0! | #DIV/0! | #DIV/0! | #DIV/0! | #DIV/0! | #DIV/0! | #DIV/0! | #DIV/0! | #DIV/0! | #DIV/0! | #DIV/0! | #DIV/0! | #DIV/0! | #DIV/0! | #DIV/0! | #DIV/0! | #DIV/0! | #DIV/0! | #DIV/0! | #DIV/0! | 3916 | 0 | 0 | 0 | 0 | 0
9 | 22 | 2009 | 265 | 1 | 0 | 0 | #DIV/0! | #DIV/0! | #DIV/0! | #DIV/0! | #DIV/0! | #DIV/0! | #DIV/0! | #DIV/0! | #DIV/0! | #DIV/0! | #DIV/0! | #DIV/0! | #DIV/0! | #DIV/0! | #DIV/0! | #DIV/0! | #DIV/0! | #DIV/0! | #DIV/0! | #DIV/0! | 3917 | 0 | 0 | 0 | 0 | 0
9 | 23 | 2009 | 266 | 2 | 0 | 0 | #DIV/0! | #DIV/0! | #DIV/0! | #DIV/0! | #DIV/0! | #DIV/0! | #DIV/0! | #DIV/0! | #DIV/0! | #DIV/0! | #DIV/0! | #DIV/0! | #DIV/0! | #DIV/0! | #DIV/0! | #DIV/0! | #DIV/0! | #DIV/0! | #DIV/0! | #DIV/0! | 3918 | 0 | 0 | 0 | 0 | 0
9 | 24 | 2009 | 267 | 3 | 0 | 0 | #DIV/0! | #DIV/0! | #DIV/0! | #DIV/0! | #DIV/0! | #DIV/0! | #DIV/0! | #DIV/0! | #DIV/0! | #DIV/0! | #DIV/0! | #DIV/0! | #DIV/0! | #DIV/0! | #DIV/0! | #DIV/0! | #DIV/0! | #DIV/0! | #DIV/0! | #DIV/0! | 3919 | 0 | 0 | 0 | 0 | 0
9 | 25 | 2009 | 268 | 4 | 0.016667 | 0 | #DIV/0! | #DIV/0! | #DIV/0! | #DIV/0! | #DIV/0! | #DIV/0! | #DIV/0! | #DIV/0! | #DIV/0! | #DIV/0! | #DIV/0! | #DIV/0! | #DIV/0! | #DIV/0! | #DIV/0! | #DIV/0! | #DIV/0! | #DIV/0! | #DIV/0! | #DIV/0! | 3920 | 0 | 0 | 0 | 0 | 0
9 | 26 | 2009 | 269 | 5 | 0.06 | 0 | #DIV/0! | #DIV/0! | #DIV/0! | #DIV/0! | #DIV/0! | #DIV/0! | #DIV/0! | #DIV/0! | #DIV/0! | #DIV/0! | #DIV/0! | #DIV/0! | #DIV/0! | #DIV/0! | #DIV/0! | #DIV/0! | #DIV/0! | #DIV/0! | #DIV/0! | #DIV/0! | 3921 | 0 | 0 | 0 | 0 | 0
9 | 27 | 2009 | 270 | 6 | 1.1233 | 0 | #DIV/0! | #DIV/0! | #DIV/0! | #DIV/0! | #DIV/0! | #DIV/0! | #DIV/0! | #DIV/0! | #DIV/0! | #DIV/0! | #DIV/0! | #DIV/0! | #DIV/0! | #DIV/0! | #DIV/0! | #DIV/0! | #DIV/0! | #DIV/0! | #DIV/0! | #DIV/0! | 3922 | 0 | 0 | 0 | 0 | 0
9 | 28 | 2009 | 271 | 7 | 0.22667 | 0 | #DIV/0! | #DIV/0! | #DIV/0! | #DIV/0! | #DIV/0! | #DIV/0! | #DIV/0! | #DIV/0! | #DIV/0! | #DIV/0! | #DIV/0! | #DIV/0! | #DIV/0! | #DIV/0! | #DIV/0! | #DIV/0! | #DIV/0! | #DIV/0! | #DIV/0! | #DIV/0! | 3923 | 0 | 0 | 0 | 0 | 0
9 | 29 | 2009 | 272 | 1 | 0.023333 | 0 | #DIV/0! | #DIV/0! | #DIV/0! | #DIV/0! | #DIV/0! | #DIV/0! | #DIV/0! | #DIV/0! | #DIV/0! | #DIV/0! | #DIV/0! | #DIV/0! | #DIV/0! | #DIV/0! | #DIV/0! | #DIV/0! | #DIV/0! | #DIV/0! | #DIV/0! | #DIV/0! | 3924 | 0 | 0 | 0 | 0 | 0
9 | 30 | 2009 | 273 | 2 | 0 | 0 | #DIV/0! | #DIV/0! | #DIV/0! | #DIV/0! | #DIV/0! | #DIV/0! | #DIV/0! | #DIV/0! | #DIV/0! | #DIV/0! | #DIV/0! | #DIV/0! | #DIV/0! | #DIV/0! | #DIV/0! | #DIV/0! | #DIV/0! | #DIV/0! | #DIV/0! | #DIV/0! | 3925 | 0 | 0 | 0 | 0 | 0
10 | 1 | 2009 | 274 | 3 | 0.036667 | 0 | #DIV/0! | #DIV/0! | #DIV/0! | #DIV/0! | #DIV/0! | #DIV/0! | #DIV/0! | #DIV/0! | #DIV/0! | #DIV/0! | #DIV/0! | #DIV/0! | #DIV/0! | #DIV/0! | #DIV/0! | #DIV/0! | #DIV/0! | #DIV/0! | #DIV/0! | #DIV/0! | 3926 | 0 | 0 | 0 | 0 | 0
10 | 2 | 2009 | 275 | 4 | 0 | 0 | #DIV/0! | #DIV/0! | #DIV/0! | #DIV/0! | #DIV/0! | #DIV/0! | #DIV/0! | #DIV/0! | #DIV/0! | #DIV/0! | #DIV/0! | #DIV/0! | #DIV/0! | #DIV/0! | #DIV/0! | #DIV/0! | #DIV/0! | #DIV/0! | #DIV/0! | #DIV/0! | 3927 | 0 | 0 | 0 | 0 | 0
10 | 3 | 2009 | 276 | 5 | 0.033333 | 0 | #DIV/0! | #DIV/0! | #DIV/0! | #DIV/0! | #DIV/0! | #DIV/0! | #DIV/0! | #DIV/0! | #DIV/0! | #DIV/0! | #DIV/0! | #DIV/0! | #DIV/0! | #DIV/0! | #DIV/0! | #DIV/0! | #DIV/0! | #DIV/0! | #DIV/0! | #DIV/0! | 3928 | 0 | 0 | 0 | 0 | 0
10 | 4 | 2009 | 277 | 6 | 0 | 0 | #DIV/0! | #DIV/0! | #DIV/0! | #DIV/0! | #DIV/0! | #DIV/0! | #DIV/0! | #DIV/0! | #DIV/0! | #DIV/0! | #DIV/0! | #DIV/0! | #DIV/0! | #DIV/0! | #DIV/0! | #DIV/0! | #DIV/0! | #DIV/0! | #DIV/0! | #DIV/0! | 3929 | 0 | 0 | 0 | 0 | 0
10 | 5 | 2009 | 278 | 7 | 0 | 0 | #DIV/0! | #DIV/0! | #DIV/0! | #DIV/0! | #DIV/0! | #DIV/0! | #DIV/0! | #DIV/0! | #DIV/0! | #DIV/0! | #DIV/0! | #DIV/0! | #DIV/0! | #DIV/0! | #DIV/0! | #DIV/0! | #DIV/0! | #DIV/0! | #DIV/0! | #DIV/0! | 3930 | 0 | 0 | 0 | 0 | 0
10 | 6 | 2009 | 279 | 1 | 0 | 0 | #DIV/0! | #DIV/0! | #DIV/0! | #DIV/0! | #DIV/0! | #DIV/0! | #DIV/0! | #DIV/0! | #DIV/0! | #DIV/0! | #DIV/0! | #DIV/0! | #DIV/0! | #DIV/0! | #DIV/0! | #DIV/0! | #DIV/0! | #DIV/0! | #DIV/0! | #DIV/0! | 3931 | 0 | 0 | 0 | 0 | 0
10 | 7 | 2009 | 280 | 2 | 0 | 0 | #DIV/0! | #DIV/0! | #DIV/0! | #DIV/0! | #DIV/0! | #DIV/0! | #DIV/0! | #DIV/0! | #DIV/0! | #DIV/0! | #DIV/0! | #DIV/0! | #DIV/0! | #DIV/0! | #DIV/0! | #DIV/0! | #DIV/0! | #DIV/0! | #DIV/0! | #DIV/0! | 3932 | 0 | 0 | 0 | 0 | 0
10 | 8 | 2009 | 281 | 3 | 0.0066667 | 0 | #DIV/0! | #DIV/0! | #DIV/0! | #DIV/0! | #DIV/0! | #DIV/0! | #DIV/0! | #DIV/0! | #DIV/0! | #DIV/0! | #DIV/0! | #DIV/0! | #DIV/0! | #DIV/0! | #DIV/0! | #DIV/0! | #DIV/0! | #DIV/0! | #DIV/0! | #DIV/0! | 3933 | 0 | 0 | 0 | 0 | 0
10 | 9 | 2009 | 282 | 4 | 0.0033333 | 0 | #DIV/0! | #DIV/0! | #DIV/0! | #DIV/0! | #DIV/0! | #DIV/0! | #DIV/0! | #DIV/0! | #DIV/0! | #DIV/0! | #DIV/0! | #DIV/0! | #DIV/0! | #DIV/0! | #DIV/0! | #DIV/0! | #DIV/0! | #DIV/0! | #DIV/0! | #DIV/0! | 3934 | 0 | 0 | 0 | 0 | 0
10 | 10 | 2009 | 283 | 5 | 0.02 | 0 | #DIV/0! | #DIV/0! | #DIV/0! | #DIV/0! | #DIV/0! | #DIV/0! | #DIV/0! | #DIV/0! | #DIV/0! | #DIV/0! | #DIV/0! | #DIV/0! | #DIV/0! | #DIV/0! | #DIV/0! | #DIV/0! | #DIV/0! | #DIV/0! | #DIV/0! | #DIV/0! | 3935 | 0 | 0 | 0 | 0 | 0
10 | 11 | 2009 | 284 | 6 | 0 | 0 | #DIV/0! | #DIV/0! | #DIV/0! | #DIV/0! | #DIV/0! | #DIV/0! | #DIV/0! | #DIV/0! | #DIV/0! | #DIV/0! | #DIV/0! | #DIV/0! | #DIV/0! | #DIV/0! | #DIV/0! | #DIV/0! | #DIV/0! | #DIV/0! | #DIV/0! | #DIV/0! | 3936 | 0 | 0 | 0 | 0 | 0
10 | 12 | 2009 | 285 | 7 | 0 | 0 | #DIV/0! | #DIV/0! | #DIV/0! | #DIV/0! | #DIV/0! | #DIV/0! | #DIV/0! | #DIV/0! | #DIV/0! | #DIV/0! | #DIV/0! | #DIV/0! | #DIV/0! | #DIV/0! | #DIV/0! | #DIV/0! | #DIV/0! | #DIV/0! | #DIV/0! | #DIV/0! | 3937 | 0 | 0 | 0 | 0 | 0
10 | 13 | 2009 | 286 | 1 | 0 | 0 | #DIV/0! | #DIV/0! | #DIV/0! | #DIV/0! | #DIV/0! | #DIV/0! | #DIV/0! | #DIV/0! | #DIV/0! | #DIV/0! | #DIV/0! | #DIV/0! | #DIV/0! | #DIV/0! | #DIV/0! | #DIV/0! | #DIV/0! | #DIV/0! | #DIV/0! | #DIV/0! | 3938 | 0 | 0 | 0 | 0 | 0
10 | 14 | 2009 | 287 | 2 | 0 | 0 | #DIV/0! | #DIV/0! | #DIV/0! | #DIV/0! | #DIV/0! | #DIV/0! | #DIV/0! | #DIV/0! | #DIV/0! | #DIV/0! | #DIV/0! | #DIV/0! | #DIV/0! | #DIV/0! | #DIV/0! | #DIV/0! | #DIV/0! | #DIV/0! | #DIV/0! | #DIV/0! | 3939 | 0 | 0 | 0 | 0 | 0
10 | 15 | 2009 | 288 | 3 | 0.066667 | 0 | #DIV/0! | #DIV/0! | #DIV/0! | #DIV/0! | #DIV/0! | #DIV/0! | #DIV/0! | #DIV/0! | #DIV/0! | #DIV/0! | #DIV/0! | #DIV/0! | #DIV/0! | #DIV/0! | #DIV/0! | #DIV/0! | #DIV/0! | #DIV/0! | #DIV/0! | #DIV/0! | 3940 | 0 | 0 | 0 | 0 | 0
10 | 16 | 2009 | 289 | 4 | 0.61333 | 0 | #DIV/0! | #DIV/0! | #DIV/0! | #DIV/0! | #DIV/0! | #DIV/0! | #DIV/0! | #DIV/0! | #DIV/0! | #DIV/0! | #DIV/0! | #DIV/0! | #DIV/0! | #DIV/0! | #DIV/0! | #DIV/0! | #DIV/0! | #DIV/0! | #DIV/0! | #DIV/0! | 3941 | 0 | 0 | 0 | 0 | 0
10 | 17 | 2009 | 290 | 5 | 0.41333 | 0 | #DIV/0! | #DIV/0! | #DIV/0! | #DIV/0! | #DIV/0! | #DIV/0! | #DIV/0! | #DIV/0! | #DIV/0! | #DIV/0! | #DIV/0! | #DIV/0! | #DIV/0! | #DIV/0! | #DIV/0! | #DIV/0! | #DIV/0! | #DIV/0! | #DIV/0! | #DIV/0! | 3942 | 0 | 0 | 0 | 0 | 0
10 | 18 | 2009 | 291 | 6 | 1.2333 | 0 | #DIV/0! | #DIV/0! | #DIV/0! | #DIV/0! | #DIV/0! | #DIV/0! | #DIV/0! | #DIV/0! | #DIV/0! | #DIV/0! | #DIV/0! | #DIV/0! | #DIV/0! | #DIV/0! | #DIV/0! | #DIV/0! | #DIV/0! | #DIV/0! | #DIV/0! | #DIV/0! | 3943 | 0 | 0 | 0 | 0 | 0
10 | 19 | 2009 | 292 | 7 | 0.35667 | 0 | #DIV/0! | #DIV/0! | #DIV/0! | #DIV/0! | #DIV/0! | #DIV/0! | #DIV/0! | #DIV/0! | #DIV/0! | #DIV/0! | #DIV/0! | #DIV/0! | #DIV/0! | #DIV/0! | #DIV/0! | #DIV/0! | #DIV/0! | #DIV/0! | #DIV/0! | #DIV/0! | 3944 | 0 | 0 | 0 | 0 | 0
10 | 20 | 2009 | 293 | 1 | 0 | 0 | #DIV/0! | #DIV/0! | #DIV/0! | #DIV/0! | #DIV/0! | #DIV/0! | #DIV/0! | #DIV/0! | #DIV/0! | #DIV/0! | #DIV/0! | #DIV/0! | #DIV/0! | #DIV/0! | #DIV/0! | #DIV/0! | #DIV/0! | #DIV/0! | #DIV/0! | #DIV/0! | 3945 | 0 | 0 | 0 | 0 | 0
10 | 21 | 2009 | 294 | 2 | 0 | 0 | #DIV/0! | #DIV/0! | #DIV/0! | #DIV/0! | #DIV/0! | #DIV/0! | #DIV/0! | #DIV/0! | #DIV/0! | #DIV/0! | #DIV/0! | #DIV/0! | #DIV/0! | #DIV/0! | #DIV/0! | #DIV/0! | #DIV/0! | #DIV/0! | #DIV/0! | #DIV/0! | 3946 | 0 | 0 | 0 | 0 | 0
10 | 22 | 2009 | 295 | 3 | 0 | 0 | #DIV/0! | #DIV/0! | #DIV/0! | #DIV/0! | #DIV/0! | #DIV/0! | #DIV/0! | #DIV/0! | #DIV/0! | #DIV/0! | #DIV/0! | #DIV/0! | #DIV/0! | #DIV/0! | #DIV/0! | #DIV/0! | #DIV/0! | #DIV/0! | #DIV/0! | #DIV/0! | 3947 | 0 | 0 | 0 | 0 | 0
10 | 23 | 2009 | 296 | 4 | 0 | 0 | #DIV/0! | #DIV/0! | #DIV/0! | #DIV/0! | #DIV/0! | #DIV/0! | #DIV/0! | #DIV/0! | #DIV/0! | #DIV/0! | #DIV/0! | #DIV/0! | #DIV/0! | #DIV/0! | #DIV/0! | #DIV/0! | #DIV/0! | #DIV/0! | #DIV/0! | #DIV/0! | 3948 | 0 | 0 | 0 | 0 | 0
10 | 24 | 2009 | 297 | 5 | 0.033333 | 0 | #DIV/0! | #DIV/0! | #DIV/0! | #DIV/0! | #DIV/0! | #DIV/0! | #DIV/0! | #DIV/0! | #DIV/0! | #DIV/0! | #DIV/0! | #DIV/0! | #DIV/0! | #DIV/0! | #DIV/0! | #DIV/0! | #DIV/0! | #DIV/0! | #DIV/0! | #DIV/0! | 3949 | 0 | 0 | 0 | 0 | 0
10 | 25 | 2009 | 298 | 6 | 1.1833 | 0 | #DIV/0! | #DIV/0! | #DIV/0! | #DIV/0! | #DIV/0! | #DIV/0! | #DIV/0! | #DIV/0! | #DIV/0! | #DIV/0! | #DIV/0! | #DIV/0! | #DIV/0! | #DIV/0! | #DIV/0! | #DIV/0! | #DIV/0! | #DIV/0! | #DIV/0! | #DIV/0! | 3950 | 0 | 0 | 0 | 0 | 0
10 | 26 | 2009 | 299 | 7 | 0 | 0 | #DIV/0! | #DIV/0! | #DIV/0! | #DIV/0! | #DIV/0! | #DIV/0! | #DIV/0! | #DIV/0! | #DIV/0! | #DIV/0! | #DIV/0! | #DIV/0! | #DIV/0! | #DIV/0! | #DIV/0! | #DIV/0! | #DIV/0! | #DIV/0! | #DIV/0! | #DIV/0! | 3951 | 0 | 0 | 0 | 0 | 0
10 | 27 | 2009 | 300 | 1 | 0.0066667 | 0 | #DIV/0! | #DIV/0! | #DIV/0! | #DIV/0! | #DIV/0! | #DIV/0! | #DIV/0! | #DIV/0! | #DIV/0! | #DIV/0! | #DIV/0! | #DIV/0! | #DIV/0! | #DIV/0! | #DIV/0! | #DIV/0! | #DIV/0! | #DIV/0! | #DIV/0! | #DIV/0! | 3952 | 0 | 0 | 0 | 0 | 0
10 | 28 | 2009 | 301 | 2 | 1.08 | 0 | #DIV/0! | #DIV/0! | #DIV/0! | #DIV/0! | #DIV/0! | #DIV/0! | #DIV/0! | #DIV/0! | #DIV/0! | #DIV/0! | #DIV/0! | #DIV/0! | #DIV/0! | #DIV/0! | #DIV/0! | #DIV/0! | #DIV/0! | #DIV/0! | #DIV/0! | #DIV/0! | 3953 | 0 | 0 | 0 | 0 | 0
10 | 29 | 2009 | 302 | 3 | 0.76 | 0 | #DIV/0! | #DIV/0! | #DIV/0! | #DIV/0! | #DIV/0! | #DIV/0! | #DIV/0! | #DIV/0! | #DIV/0! | #DIV/0! | #DIV/0! | #DIV/0! | #DIV/0! | #DIV/0! | #DIV/0! | #DIV/0! | #DIV/0! | #DIV/0! | #DIV/0! | #DIV/0! | 3954 | 0 | 0 | 0 | 0 | 0
10 | 30 | 2009 | 303 | 4 | 0 | 0 | #DIV/0! | #DIV/0! | #DIV/0! | #DIV/0! | #DIV/0! | #DIV/0! | #DIV/0! | #DIV/0! | #DIV/0! | #DIV/0! | #DIV/0! | #DIV/0! | #DIV/0! | #DIV/0! | #DIV/0! | #DIV/0! | #DIV/0! | #DIV/0! | #DIV/0! | #DIV/0! | 3955 | 0 | 0 | 0 | 0 | 0
10 | 31 | 2009 | 304 | 5 | 0 | 0 | #DIV/0! | #DIV/0! | #DIV/0! | #DIV/0! | #DIV/0! | #DIV/0! | #DIV/0! | #DIV/0! | #DIV/0! | #DIV/0! | #DIV/0! | #DIV/0! | #DIV/0! | #DIV/0! | #DIV/0! | #DIV/0! | #DIV/0! | #DIV/0! | #DIV/0! | #DIV/0! | 3956 | 0 | 0 | 0 | 0 | 0
11 | 1 | 2009 | 305 | 6 | 0.073333 | 0 | #DIV/0! | #DIV/0! | #DIV/0! | #DIV/0! | #DIV/0! | #DIV/0! | #DIV/0! | #DIV/0! | #DIV/0! | #DIV/0! | #DIV/0! | #DIV/0! | #DIV/0! | #DIV/0! | #DIV/0! | #DIV/0! | #DIV/0! | #DIV/0! | #DIV/0! | #DIV/0! | 3957 | 0 | 0 | 0 | 0 | 0
11 | 2 | 2009 | 306 | 7 | 0.53667 | 0 | #DIV/0! | #DIV/0! | #DIV/0! | #DIV/0! | #DIV/0! | #DIV/0! | #DIV/0! | #DIV/0! | #DIV/0! | #DIV/0! | #DIV/0! | #DIV/0! | #DIV/0! | #DIV/0! | #DIV/0! | #DIV/0! | #DIV/0! | #DIV/0! | #DIV/0! | #DIV/0! | 3958 | 0 | 0 | 0 | 0 | 0
11 | 3 | 2009 | 307 | 1 | 0 | 0 | #DIV/0! | #DIV/0! | #DIV/0! | #DIV/0! | #DIV/0! | #DIV/0! | #DIV/0! | #DIV/0! | #DIV/0! | #DIV/0! | #DIV/0! | #DIV/0! | #DIV/0! | #DIV/0! | #DIV/0! | #DIV/0! | #DIV/0! | #DIV/0! | #DIV/0! | #DIV/0! | 3959 | 0 | 0 | 0 | 0 | 0
11 | 4 | 2009 | 308 | 2 | 0 | 0 | #DIV/0! | #DIV/0! | #DIV/0! | #DIV/0! | #DIV/0! | #DIV/0! | #DIV/0! | #DIV/0! | #DIV/0! | #DIV/0! | #DIV/0! | #DIV/0! | #DIV/0! | #DIV/0! | #DIV/0! | #DIV/0! | #DIV/0! | #DIV/0! | #DIV/0! | #DIV/0! | 3960 | 0 | 0 | 0 | 0 | 0
11 | 5 | 2009 | 309 | 3 | 0 | 0 | #DIV/0! | #DIV/0! | #DIV/0! | #DIV/0! | #DIV/0! | #DIV/0! | #DIV/0! | #DIV/0! | #DIV/0! | #DIV/0! | #DIV/0! | #DIV/0! | #DIV/0! | #DIV/0! | #DIV/0! | #DIV/0! | #DIV/0! | #DIV/0! | #DIV/0! | #DIV/0! | 3961 | 0 | 0 | 0 | 0 | 0
11 | 6 | 2009 | 310 | 4 | 0.0033333 | 0 | #DIV/0! | #DIV/0! | #DIV/0! | #DIV/0! | #DIV/0! | #DIV/0! | #DIV/0! | #DIV/0! | #DIV/0! | #DIV/0! | #DIV/0! | #DIV/0! | #DIV/0! | #DIV/0! | #DIV/0! | #DIV/0! | #DIV/0! | #DIV/0! | #DIV/0! | #DIV/0! | 3962 | 0 | 0 | 0 | 0 | 0
11 | 7 | 2009 | 311 | 5 | 0 | 0 | #DIV/0! | #DIV/0! | #DIV/0! | #DIV/0! | #DIV/0! | #DIV/0! | #DIV/0! | #DIV/0! | #DIV/0! | #DIV/0! | #DIV/0! | #DIV/0! | #DIV/0! | #DIV/0! | #DIV/0! | #DIV/0! | #DIV/0! | #DIV/0! | #DIV/0! | #DIV/0! | 3963 | 0 | 0 | 0 | 0 | 0
11 | 8 | 2009 | 312 | 6 | 0 | 0 | #DIV/0! | #DIV/0! | #DIV/0! | #DIV/0! | #DIV/0! | #DIV/0! | #DIV/0! | #DIV/0! | #DIV/0! | #DIV/0! | #DIV/0! | #DIV/0! | #DIV/0! | #DIV/0! | #DIV/0! | #DIV/0! | #DIV/0! | #DIV/0! | #DIV/0! | #DIV/0! | 3964 | 0 | 0 | 0 | 0 | 0
11 | 9 | 2009 | 313 | 7 | 0 | 0 | #DIV/0! | #DIV/0! | #DIV/0! | #DIV/0! | #DIV/0! | #DIV/0! | #DIV/0! | #DIV/0! | #DIV/0! | #DIV/0! | #DIV/0! | #DIV/0! | #DIV/0! | #DIV/0! | #DIV/0! | #DIV/0! | #DIV/0! | #DIV/0! | #DIV/0! | #DIV/0! | 3965 | 0 | 0 | 0 | 0 | 0
11 | 10 | 2009 | 314 | 1 | 0 | 0 | #DIV/0! | #DIV/0! | #DIV/0! | #DIV/0! | #DIV/0! | #DIV/0! | #DIV/0! | #DIV/0! | #DIV/0! | #DIV/0! | #DIV/0! | #DIV/0! | #DIV/0! | #DIV/0! | #DIV/0! | #DIV/0! | #DIV/0! | #DIV/0! | #DIV/0! | #DIV/0! | 3966 | 0 | 0 | 0 | 0 | 0
11 | 11 | 2009 | 315 | 2 | 0 | 0 | #DIV/0! | #DIV/0! | #DIV/0! | #DIV/0! | #DIV/0! | #DIV/0! | #DIV/0! | #DIV/0! | #DIV/0! | #DIV/0! | #DIV/0! | #DIV/0! | #DIV/0! | #DIV/0! | #DIV/0! | #DIV/0! | #DIV/0! | #DIV/0! | #DIV/0! | #DIV/0! | 3967 | 0 | 0 | 0 | 0 | 0
11 | 12 | 2009 | 316 | 3 | 0.85333 | 0 | #DIV/0! | #DIV/0! | #DIV/0! | #DIV/0! | #DIV/0! | #DIV/0! | #DIV/0! | #DIV/0! | #DIV/0! | #DIV/0! | #DIV/0! | #DIV/0! | #DIV/0! | #DIV/0! | #DIV/0! | #DIV/0! | #DIV/0! | #DIV/0! | #DIV/0! | #DIV/0! | 3968 | 0 | 0 | 0 | 0 | 0
11 | 13 | 2009 | 317 | 4 | 0.52333 | 0 | #DIV/0! | #DIV/0! | #DIV/0! | #DIV/0! | #DIV/0! | #DIV/0! | #DIV/0! | #DIV/0! | #DIV/0! | #DIV/0! | #DIV/0! | #DIV/0! | #DIV/0! | #DIV/0! | #DIV/0! | #DIV/0! | #DIV/0! | #DIV/0! | #DIV/0! | #DIV/0! | 3969 | 0 | 0 | 0 | 0 | 0
11 | 14 | 2009 | 318 | 5 | 0.36 | 0 | #DIV/0! | #DIV/0! | #DIV/0! | #DIV/0! | #DIV/0! | #DIV/0! | #DIV/0! | #DIV/0! | #DIV/0! | #DIV/0! | #DIV/0! | #DIV/0! | #DIV/0! | #DIV/0! | #DIV/0! | #DIV/0! | #DIV/0! | #DIV/0! | #DIV/0! | #DIV/0! | 3970 | 0 | 0 | 0 | 0 | 0
11 | 15 | 2009 | 319 | 6 | 0.05 | 0 | #DIV/0! | #DIV/0! | #DIV/0! | #DIV/0! | #DIV/0! | #DIV/0! | #DIV/0! | #DIV/0! | #DIV/0! | #DIV/0! | #DIV/0! | #DIV/0! | #DIV/0! | #DIV/0! | #DIV/0! | #DIV/0! | #DIV/0! | #DIV/0! | #DIV/0! | #DIV/0! | 3971 | 0 | 0 | 0 | 0 | 0
11 | 16 | 2009 | 320 | 7 | 0 | 0 | #DIV/0! | #DIV/0! | #DIV/0! | #DIV/0! | #DIV/0! | #DIV/0! | #DIV/0! | #DIV/0! | #DIV/0! | #DIV/0! | #DIV/0! | #DIV/0! | #DIV/0! | #DIV/0! | #DIV/0! | #DIV/0! | #DIV/0! | #DIV/0! | #DIV/0! | #DIV/0! | 3972 | 0 | 0 | 0 | 0 | 0
11 | 17 | 2009 | 321 | 1 | 0 | 0 | #DIV/0! | #DIV/0! | #DIV/0! | #DIV/0! | #DIV/0! | #DIV/0! | #DIV/0! | #DIV/0! | #DIV/0! | #DIV/0! | #DIV/0! | #DIV/0! | #DIV/0! | #DIV/0! | #DIV/0! | #DIV/0! | #DIV/0! | #DIV/0! | #DIV/0! | #DIV/0! | 3973 | 0 | 0 | 0 | 0 | 0
11 | 18 | 2009 | 322 | 2 | 0 | 0 | #DIV/0! | #DIV/0! | #DIV/0! | #DIV/0! | #DIV/0! | #DIV/0! | #DIV/0! | #DIV/0! | #DIV/0! | #DIV/0! | #DIV/0! | #DIV/0! | #DIV/0! | #DIV/0! | #DIV/0! | #DIV/0! | #DIV/0! | #DIV/0! | #DIV/0! | #DIV/0! | 3974 | 0 | 0 | 0 | 0 | 0
11 | 19 | 2009 | 323 | 3 | 0 | 0 | #DIV/0! | #DIV/0! | #DIV/0! | #DIV/0! | #DIV/0! | #DIV/0! | #DIV/0! | #DIV/0! | #DIV/0! | #DIV/0! | #DIV/0! | #DIV/0! | #DIV/0! | #DIV/0! | #DIV/0! | #DIV/0! | #DIV/0! | #DIV/0! | #DIV/0! | #DIV/0! | 3975 | 0 | 0 | 0 | 0 | 0
11 | 20 | 2009 | 324 | 4 | 0.56 | 0 | #DIV/0! | #DIV/0! | #DIV/0! | #DIV/0! | #DIV/0! | #DIV/0! | #DIV/0! | #DIV/0! | #DIV/0! | #DIV/0! | #DIV/0! | #DIV/0! | #DIV/0! | #DIV/0! | #DIV/0! | #DIV/0! | #DIV/0! | #DIV/0! | #DIV/0! | #DIV/0! | 3976 | 0 | 0 | 0 | 0 | 0
11 | 21 | 2009 | 325 | 5 | 0.073333 | 0 | #DIV/0! | #DIV/0! | #DIV/0! | #DIV/0! | #DIV/0! | #DIV/0! | #DIV/0! | #DIV/0! | #DIV/0! | #DIV/0! | #DIV/0! | #DIV/0! | #DIV/0! | #DIV/0! | #DIV/0! | #DIV/0! | #DIV/0! | #DIV/0! | #DIV/0! | #DIV/0! | 3977 | 0 | 0 | 0 | 0 | 0
11 | 22 | 2009 | 326 | 6 | 0 | 0 | #DIV/0! | #DIV/0! | #DIV/0! | #DIV/0! | #DIV/0! | #DIV/0! | #DIV/0! | #DIV/0! | #DIV/0! | #DIV/0! | #DIV/0! | #DIV/0! | #DIV/0! | #DIV/0! | #DIV/0! | #DIV/0! | #DIV/0! | #DIV/0! | #DIV/0! | #DIV/0! | 3978 | 0 | 0 | 0 | 0 | 0
11 | 23 | 2009 | 327 | 7 | 0 | 0 | #DIV/0! | #DIV/0! | #DIV/0! | #DIV/0! | #DIV/0! | #DIV/0! | #DIV/0! | #DIV/0! | #DIV/0! | #DIV/0! | #DIV/0! | #DIV/0! | #DIV/0! | #DIV/0! | #DIV/0! | #DIV/0! | #DIV/0! | #DIV/0! | #DIV/0! | #DIV/0! | 3979 | 0 | 0 | 0 | 0 | 0
11 | 24 | 2009 | 328 | 1 | 0.46667 | 0 | #DIV/0! | #DIV/0! | #DIV/0! | #DIV/0! | #DIV/0! | #DIV/0! | #DIV/0! | #DIV/0! | #DIV/0! | #DIV/0! | #DIV/0! | #DIV/0! | #DIV/0! | #DIV/0! | #DIV/0! | #DIV/0! | #DIV/0! | #DIV/0! | #DIV/0! | #DIV/0! | 3980 | 0 | 0 | 0 | 0 | 0
11 | 25 | 2009 | 329 | 2 | 0.46667 | 0 | #DIV/0! | #DIV/0! | #DIV/0! | #DIV/0! | #DIV/0! | #DIV/0! | #DIV/0! | #DIV/0! | #DIV/0! | #DIV/0! | #DIV/0! | #DIV/0! | #DIV/0! | #DIV/0! | #DIV/0! | #DIV/0! | #DIV/0! | #DIV/0! | #DIV/0! | #DIV/0! | 3981 | 0 | 0 | 0 | 0 | 0
11 | 26 | 2009 | 330 | 3 | 0.17667 | 0 | #DIV/0! | #DIV/0! | #DIV/0! | #DIV/0! | #DIV/0! | #DIV/0! | #DIV/0! | #DIV/0! | #DIV/0! | #DIV/0! | #DIV/0! | #DIV/0! | #DIV/0! | #DIV/0! | #DIV/0! | #DIV/0! | #DIV/0! | #DIV/0! | #DIV/0! | #DIV/0! | 3982 | 0 | 0 | 0 | 0 | 0
11 | 27 | 2009 | 331 | 4 | 0.053333 | 0 | #DIV/0! | #DIV/0! | #DIV/0! | #DIV/0! | #DIV/0! | #DIV/0! | #DIV/0! | #DIV/0! | #DIV/0! | #DIV/0! | #DIV/0! | #DIV/0! | #DIV/0! | #DIV/0! | #DIV/0! | #DIV/0! | #DIV/0! | #DIV/0! | #DIV/0! | #DIV/0! | 3983 | 0 | 0 | 0 | 0 | 0
11 | 28 | 2009 | 332 | 5 | 0.016667 | 0 | #DIV/0! | #DIV/0! | #DIV/0! | #DIV/0! | #DIV/0! | #DIV/0! | #DIV/0! | #DIV/0! | #DIV/0! | #DIV/0! | #DIV/0! | #DIV/0! | #DIV/0! | #DIV/0! | #DIV/0! | #DIV/0! | #DIV/0! | #DIV/0! | #DIV/0! | #DIV/0! | 3984 | 0 | 0 | 0 | 0 | 0
11 | 29 | 2009 | 333 | 6 | 0 | 0 | #DIV/0! | #DIV/0! | #DIV/0! | #DIV/0! | #DIV/0! | #DIV/0! | #DIV/0! | #DIV/0! | #DIV/0! | #DIV/0! | #DIV/0! | #DIV/0! | #DIV/0! | #DIV/0! | #DIV/0! | #DIV/0! | #DIV/0! | #DIV/0! | #DIV/0! | #DIV/0! | 3985 | 0 | 0 | 0 | 0 | 0
11 | 30 | 2009 | 334 | 7 | 0 | 0 | #DIV/0! | #DIV/0! | #DIV/0! | #DIV/0! | #DIV/0! | #DIV/0! | #DIV/0! | #DIV/0! | #DIV/0! | #DIV/0! | #DIV/0! | #DIV/0! | #DIV/0! | #DIV/0! | #DIV/0! | #DIV/0! | #DIV/0! | #DIV/0! | #DIV/0! | #DIV/0! | 3986 | 0 | 0 | 0 | 0 | 0
12 | 1 | 2009 | 335 | 1 | 0.22 | 0 | #DIV/0! | #DIV/0! | #DIV/0! | #DIV/0! | #DIV/0! | #DIV/0! | #DIV/0! | #DIV/0! | #DIV/0! | #DIV/0! | #DIV/0! | #DIV/0! | #DIV/0! | #DIV/0! | #DIV/0! | #DIV/0! | #DIV/0! | #DIV/0! | #DIV/0! | #DIV/0! | 3987 | 0 | 0 | 0 | 0 | 0
12 | 2 | 2009 | 336 | 2 | 0 | 0 | #DIV/0! | #DIV/0! | #DIV/0! | #DIV/0! | #DIV/0! | #DIV/0! | #DIV/0! | #DIV/0! | #DIV/0! | #DIV/0! | #DIV/0! | #DIV/0! | #DIV/0! | #DIV/0! | #DIV/0! | #DIV/0! | #DIV/0! | #DIV/0! | #DIV/0! | #DIV/0! | 3988 | 0 | 0 | 0 | 0 | 0
12 | 3 | 2009 | 337 | 3 | 0.5 | 0 | #DIV/0! | #DIV/0! | #DIV/0! | #DIV/0! | #DIV/0! | #DIV/0! | #DIV/0! | #DIV/0! | #DIV/0! | #DIV/0! | #DIV/0! | #DIV/0! | #DIV/0! | #DIV/0! | #DIV/0! | #DIV/0! | #DIV/0! | #DIV/0! | #DIV/0! | #DIV/0! | 3989 | 0 | 0 | 0 | 0 | 0
12 | 4 | 2009 | 338 | 4 | 0.32 | 0 | #DIV/0! | #DIV/0! | #DIV/0! | #DIV/0! | #DIV/0! | #DIV/0! | #DIV/0! | #DIV/0! | #DIV/0! | #DIV/0! | #DIV/0! | #DIV/0! | #DIV/0! | #DIV/0! | #DIV/0! | #DIV/0! | #DIV/0! | #DIV/0! | #DIV/0! | #DIV/0! | 3990 | 0 | 0 | 0 | 0 | 0
12 | 5 | 2009 | 339 | 5 | 0 | 0 | #DIV/0! | #DIV/0! | #DIV/0! | #DIV/0! | #DIV/0! | #DIV/0! | #DIV/0! | #DIV/0! | #DIV/0! | #DIV/0! | #DIV/0! | #DIV/0! | #DIV/0! | #DIV/0! | #DIV/0! | #DIV/0! | #DIV/0! | #DIV/0! | #DIV/0! | #DIV/0! | 3991 | 0 | 0 | 0 | 0 | 0
12 | 6 | 2009 | 340 | 6 | 0.70333 | 0 | #DIV/0! | #DIV/0! | #DIV/0! | #DIV/0! | #DIV/0! | #DIV/0! | #DIV/0! | #DIV/0! | #DIV/0! | #DIV/0! | #DIV/0! | #DIV/0! | #DIV/0! | #DIV/0! | #DIV/0! | #DIV/0! | #DIV/0! | #DIV/0! | #DIV/0! | #DIV/0! | 3992 | 0 | 0 | 0 | 0 | 0
12 | 7 | 2009 | 341 | 7 | 0 | 0 | #DIV/0! | #DIV/0! | #DIV/0! | #DIV/0! | #DIV/0! | #DIV/0! | #DIV/0! | #DIV/0! | #DIV/0! | #DIV/0! | #DIV/0! | #DIV/0! | #DIV/0! | #DIV/0! | #DIV/0! | #DIV/0! | #DIV/0! | #DIV/0! | #DIV/0! | #DIV/0! | 3993 | 0 | 0 | 0 | 0 | 0
12 | 8 | 2009 | 342 | 1 | 0 | 0 | #DIV/0! | #DIV/0! | #DIV/0! | #DIV/0! | #DIV/0! | #DIV/0! | #DIV/0! | #DIV/0! | #DIV/0! | #DIV/0! | #DIV/0! | #DIV/0! | #DIV/0! | #DIV/0! | #DIV/0! | #DIV/0! | #DIV/0! | #DIV/0! | #DIV/0! | #DIV/0! | 3994 | 0 | 0 | 0 | 0 | 0
12 | 9 | 2009 | 343 | 2 | 0.33667 | 0 | #DIV/0! | #DIV/0! | #DIV/0! | #DIV/0! | #DIV/0! | #DIV/0! | #DIV/0! | #DIV/0! | #DIV/0! | #DIV/0! | #DIV/0! | #DIV/0! | #DIV/0! | #DIV/0! | #DIV/0! | #DIV/0! | #DIV/0! | #DIV/0! | #DIV/0! | #DIV/0! | 3995 | 0 | 0 | 0 | 0 | 0
12 | 10 | 2009 | 344 | 3 | 1.21 | 0 | #DIV/0! | #DIV/0! | #DIV/0! | #DIV/0! | #DIV/0! | #DIV/0! | #DIV/0! | #DIV/0! | #DIV/0! | #DIV/0! | #DIV/0! | #DIV/0! | #DIV/0! | #DIV/0! | #DIV/0! | #DIV/0! | #DIV/0! | #DIV/0! | #DIV/0! | #DIV/0! | 3996 | 0 | 0 | 0 | 0 | 0
12 | 11 | 2009 | 345 | 4 | 0 | 0 | #DIV/0! | #DIV/0! | #DIV/0! | #DIV/0! | #DIV/0! | #DIV/0! | #DIV/0! | #DIV/0! | #DIV/0! | #DIV/0! | #DIV/0! | #DIV/0! | #DIV/0! | #DIV/0! | #DIV/0! | #DIV/0! | #DIV/0! | #DIV/0! | #DIV/0! | #DIV/0! | 3997 | 0 | 0 | 0 | 0 | 0
12 | 12 | 2009 | 346 | 5 | 0 | 0 | #DIV/0! | #DIV/0! | #DIV/0! | #DIV/0! | #DIV/0! | #DIV/0! | #DIV/0! | #DIV/0! | #DIV/0! | #DIV/0! | #DIV/0! | #DIV/0! | #DIV/0! | #DIV/0! | #DIV/0! | #DIV/0! | #DIV/0! | #DIV/0! | #DIV/0! | #DIV/0! | 3998 | 0 | 0 | 0 | 0 | 0
12 | 13 | 2009 | 347 | 6 | 0 | 0 | #DIV/0! | #DIV/0! | #DIV/0! | #DIV/0! | #DIV/0! | #DIV/0! | #DIV/0! | #DIV/0! | #DIV/0! | #DIV/0! | #DIV/0! | #DIV/0! | #DIV/0! | #DIV/0! | #DIV/0! | #DIV/0! | #DIV/0! | #DIV/0! | #DIV/0! | #DIV/0! | 3999 | 0 | 0 | 0 | 0 | 0
12 | 14 | 2009 | 348 | 7 | 0.56 | 0 | #DIV/0! | #DIV/0! | #DIV/0! | #DIV/0! | #DIV/0! | #DIV/0! | #DIV/0! | #DIV/0! | #DIV/0! | #DIV/0! | #DIV/0! | #DIV/0! | #DIV/0! | #DIV/0! | #DIV/0! | #DIV/0! | #DIV/0! | #DIV/0! | #DIV/0! | #DIV/0! | 4000 | 0 | 0 | 0 | 0 | 0
12 | 15 | 2009 | 349 | 1 | 0 | 0 | #DIV/0! | #DIV/0! | #DIV/0! | #DIV/0! | #DIV/0! | #DIV/0! | #DIV/0! | #DIV/0! | #DIV/0! | #DIV/0! | #DIV/0! | #DIV/0! | #DIV/0! | #DIV/0! | #DIV/0! | #DIV/0! | #DIV/0! | #DIV/0! | #DIV/0! | #DIV/0! | 4001 | 0 | 0 | 0 | 0 | 0
12 | 16 | 2009 | 350 | 2 | 0 | 0 | #DIV/0! | #DIV/0! | #DIV/0! | #DIV/0! | #DIV/0! | #DIV/0! | #DIV/0! | #DIV/0! | #DIV/0! | #DIV/0! | #DIV/0! | #DIV/0! | #DIV/0! | #DIV/0! | #DIV/0! | #DIV/0! | #DIV/0! | #DIV/0! | #DIV/0! | #DIV/0! | 4002 | 0 | 0 | 0 | 0 | 0
12 | 17 | 2009 | 351 | 3 | 0 | 0 | #DIV/0! | #DIV/0! | #DIV/0! | #DIV/0! | #DIV/0! | #DIV/0! | #DIV/0! | #DIV/0! | #DIV/0! | #DIV/0! | #DIV/0! | #DIV/0! | #DIV/0! | #DIV/0! | #DIV/0! | #DIV/0! | #DIV/0! | #DIV/0! | #DIV/0! | #DIV/0! | 4003 | 0 | 0 | 0 | 0 | 0
12 | 18 | 2009 | 352 | 4 | 0 | 0 | #DIV/0! | #DIV/0! | #DIV/0! | #DIV/0! | #DIV/0! | #DIV/0! | #DIV/0! | #DIV/0! | #DIV/0! | #DIV/0! | #DIV/0! | #DIV/0! | #DIV/0! | #DIV/0! | #DIV/0! | #DIV/0! | #DIV/0! | #DIV/0! | #DIV/0! | #DIV/0! | 4004 | 0 | 0 | 0 | 0 | 0
12 | 19 | 2009 | 353 | 5 | 0.10333 | 0 | #DIV/0! | #DIV/0! | #DIV/0! | #DIV/0! | #DIV/0! | #DIV/0! | #DIV/0! | #DIV/0! | #DIV/0! | #DIV/0! | #DIV/0! | #DIV/0! | #DIV/0! | #DIV/0! | #DIV/0! | #DIV/0! | #DIV/0! | #DIV/0! | #DIV/0! | #DIV/0! | 4005 | 0 | 0 | 0 | 0 | 0
12 | 20 | 2009 | 354 | 6 | 1.4067 | 0 | #DIV/0! | #DIV/0! | #DIV/0! | #DIV/0! | #DIV/0! | #DIV/0! | #DIV/0! | #DIV/0! | #DIV/0! | #DIV/0! | #DIV/0! | #DIV/0! | #DIV/0! | #DIV/0! | #DIV/0! | #DIV/0! | #DIV/0! | #DIV/0! | #DIV/0! | #DIV/0! | 4006 | 0 | 0 | 0 | 0 | 0
12 | 21 | 2009 | 355 | 7 | 0 | 0 | #DIV/0! | #DIV/0! | #DIV/0! | #DIV/0! | #DIV/0! | #DIV/0! | #DIV/0! | #DIV/0! | #DIV/0! | #DIV/0! | #DIV/0! | #DIV/0! | #DIV/0! | #DIV/0! | #DIV/0! | #DIV/0! | #DIV/0! | #DIV/0! | #DIV/0! | #DIV/0! | 4007 | 0 | 0 | 0 | 0 | 0
12 | 22 | 2009 | 356 | 1 | 0 | 0 | #DIV/0! | #DIV/0! | #DIV/0! | #DIV/0! | #DIV/0! | #DIV/0! | #DIV/0! | #DIV/0! | #DIV/0! | #DIV/0! | #DIV/0! | #DIV/0! | #DIV/0! | #DIV/0! | #DIV/0! | #DIV/0! | #DIV/0! | #DIV/0! | #DIV/0! | #DIV/0! | 4008 | 0 | 0 | 0 | 0 | 0
12 | 23 | 2009 | 357 | 2 | 0 | 0 | #DIV/0! | #DIV/0! | #DIV/0! | #DIV/0! | #DIV/0! | #DIV/0! | #DIV/0! | #DIV/0! | #DIV/0! | #DIV/0! | #DIV/0! | #DIV/0! | #DIV/0! | #DIV/0! | #DIV/0! | #DIV/0! | #DIV/0! | #DIV/0! | #DIV/0! | #DIV/0! | 4009 | 0 | 0 | 0 | 0 | 0
12 | 24 | 2009 | 358 | 3 | 0 | 0 | #DIV/0! | #DIV/0! | #DIV/0! | #DIV/0! | #DIV/0! | #DIV/0! | #DIV/0! | #DIV/0! | #DIV/0! | #DIV/0! | #DIV/0! | #DIV/0! | #DIV/0! | #DIV/0! | #DIV/0! | #DIV/0! | #DIV/0! | #DIV/0! | #DIV/0! | #DIV/0! | 4010 | 0 | 0 | 0 | 0 | 0
12 | 25 | 2009 | 359 | 4 | 0 | 0 | #DIV/0! | #DIV/0! | #DIV/0! | #DIV/0! | #DIV/0! | #DIV/0! | #DIV/0! | #DIV/0! | #DIV/0! | #DIV/0! | #DIV/0! | #DIV/0! | #DIV/0! | #DIV/0! | #DIV/0! | #DIV/0! | #DIV/0! | #DIV/0! | #DIV/0! | #DIV/0! | 4011 | 0 | 0 | 0 | 0 | 0
12 | 26 | 2009 | 360 | 5 | 0.63667 | 0 | #DIV/0! | #DIV/0! | #DIV/0! | #DIV/0! | #DIV/0! | #DIV/0! | #DIV/0! | #DIV/0! | #DIV/0! | #DIV/0! | #DIV/0! | #DIV/0! | #DIV/0! | #DIV/0! | #DIV/0! | #DIV/0! | #DIV/0! | #DIV/0! | #DIV/0! | #DIV/0! | 4012 | 0 | 0 | 0 | 0 | 0
12 | 27 | 2009 | 361 | 6 | 0.77 | 0 | #DIV/0! | #DIV/0! | #DIV/0! | #DIV/0! | #DIV/0! | #DIV/0! | #DIV/0! | #DIV/0! | #DIV/0! | #DIV/0! | #DIV/0! | #DIV/0! | #DIV/0! | #DIV/0! | #DIV/0! | #DIV/0! | #DIV/0! | #DIV/0! | #DIV/0! | #DIV/0! | 4013 | 0 | 0 | 0 | 0 | 0
12 | 28 | 2009 | 362 | 7 | 0 | 0 | #DIV/0! | #DIV/0! | #DIV/0! | #DIV/0! | #DIV/0! | #DIV/0! | #DIV/0! | #DIV/0! | #DIV/0! | #DIV/0! | #DIV/0! | #DIV/0! | #DIV/0! | #DIV/0! | #DIV/0! | #DIV/0! | #DIV/0! | #DIV/0! | #DIV/0! | #DIV/0! | 4014 | 0 | 0 | 0 | 0 | 0
12 | 29 | 2009 | 363 | 1 | 0 | 0 | #DIV/0! | #DIV/0! | #DIV/0! | #DIV/0! | #DIV/0! | #DIV/0! | #DIV/0! | #DIV/0! | #DIV/0! | #DIV/0! | #DIV/0! | #DIV/0! | #DIV/0! | #DIV/0! | #DIV/0! | #DIV/0! | #DIV/0! | #DIV/0! | #DIV/0! | #DIV/0! | 4015 | 0 | 0 | 0 | 0 | 0
12 | 30 | 2009 | 364 | 2 | 0 | 0 | #DIV/0! | #DIV/0! | #DIV/0! | #DIV/0! | #DIV/0! | #DIV/0! | #DIV/0! | #DIV/0! | #DIV/0! | #DIV/0! | #DIV/0! | #DIV/0! | #DIV/0! | #DIV/0! | #DIV/0! | #DIV/0! | #DIV/0! | #DIV/0! | #DIV/0! | #DIV/0! | 4016 | 0 | 0 | 0 | 0 | 0
12 | 31 | 2009 | 365 | 3 | 0 | 0 | #DIV/0! | #DIV/0! | #DIV/0! | #DIV/0! | #DIV/0! | #DIV/0! | #DIV/0! | #DIV/0! | #DIV/0! | #DIV/0! | #DIV/0! | #DIV/0! | #DIV/0! | #DIV/0! | #DIV/0! | #DIV/0! | #DIV/0! | #DIV/0! | #DIV/0! | #DIV/0! | 4017 | 0 | 0 | 0 | 0 | 0
1 | 1 | 2010 | 366 | 4 | 0.39667 | 0 | #DIV/0! | #DIV/0! | #DIV/0! | #DIV/0! | #DIV/0! | #DIV/0! | #DIV/0! | #DIV/0! | #DIV/0! | #DIV/0! | #DIV/0! | #DIV/0! | #DIV/0! | #DIV/0! | #DIV/0! | #DIV/0! | #DIV/0! | #DIV/0! | #DIV/0! | #DIV/0! | 4018 | 0 | 0 | 0 | 0 | 0
1 | 2 | 2010 | 1 | 5 | 0.01 | 0 | #DIV/0! | #DIV/0! | #DIV/0! | #DIV/0! | #DIV/0! | #DIV/0! | #DIV/0! | #DIV/0! | #DIV/0! | #DIV/0! | #DIV/0! | #DIV/0! | #DIV/0! | #DIV/0! | #DIV/0! | #DIV/0! | #DIV/0! | #DIV/0! | #DIV/0! | #DIV/0! | 4019 | 0 | 0 | 0 | 0 | 0
1 | 3 | 2010 | 2 | 6 | 0 | 0 | #DIV/0! | #DIV/0! | #DIV/0! | #DIV/0! | #DIV/0! | #DIV/0! | #DIV/0! | #DIV/0! | #DIV/0! | #DIV/0! | #DIV/0! | #DIV/0! | #DIV/0! | #DIV/0! | #DIV/0! | #DIV/0! | #DIV/0! | #DIV/0! | #DIV/0! | #DIV/0! | 4020 | 0 | 0 | 0 | 0 | 0
1 | 4 | 2010 | 3 | 7 | 0 | 0 | #DIV/0! | #DIV/0! | #DIV/0! | #DIV/0! | #DIV/0! | #DIV/0! | #DIV/0! | #DIV/0! | #DIV/0! | #DIV/0! | #DIV/0! | #DIV/0! | #DIV/0! | #DIV/0! | #DIV/0! | #DIV/0! | #DIV/0! | #DIV/0! | #DIV/0! | #DIV/0! | 4021 | 0 | 0 | 0 | 0 | 0
1 | 5 | 2010 | 4 | 1 | 0 | 0 | #DIV/0! | #DIV/0! | #DIV/0! | #DIV/0! | #DIV/0! | #DIV/0! | #DIV/0! | #DIV/0! | #DIV/0! | #DIV/0! | #DIV/0! | #DIV/0! | #DIV/0! | #DIV/0! | #DIV/0! | #DIV/0! | #DIV/0! | #DIV/0! | #DIV/0! | #DIV/0! | 4022 | 0 | 0 | 0 | 0 | 0
1 | 6 | 2010 | 5 | 2 | 0 | 0 | #DIV/0! | #DIV/0! | #DIV/0! | #DIV/0! | #DIV/0! | #DIV/0! | #DIV/0! | #DIV/0! | #DIV/0! | #DIV/0! | #DIV/0! | #DIV/0! | #DIV/0! | #DIV/0! | #DIV/0! | #DIV/0! | #DIV/0! | #DIV/0! | #DIV/0! | #DIV/0! | 4023 | 0 | 0 | 0 | 0 | 0
1 | 7 | 2010 | 6 | 3 | 0 | 0 | #DIV/0! | #DIV/0! | #DIV/0! | #DIV/0! | #DIV/0! | #DIV/0! | #DIV/0! | #DIV/0! | #DIV/0! | #DIV/0! | #DIV/0! | #DIV/0! | #DIV/0! | #DIV/0! | #DIV/0! | #DIV/0! | #DIV/0! | #DIV/0! | #DIV/0! | #DIV/0! | 4024 | 0 | 0 | 0 | 0 | 0
1 | 8 | 2010 | 7 | 4 | 0.0066667 | 0 | #DIV/0! | #DIV/0! | #DIV/0! | #DIV/0! | #DIV/0! | #DIV/0! | #DIV/0! | #DIV/0! | #DIV/0! | #DIV/0! | #DIV/0! | #DIV/0! | #DIV/0! | #DIV/0! | #DIV/0! | #DIV/0! | #DIV/0! | #DIV/0! | #DIV/0! | #DIV/0! | 4025 | 0 | 0 | 0 | 0 | 0
1 | 9 | 2010 | 8 | 5 | 0.05 | 0 | #DIV/0! | #DIV/0! | #DIV/0! | #DIV/0! | #DIV/0! | #DIV/0! | #DIV/0! | #DIV/0! | #DIV/0! | #DIV/0! | #DIV/0! | #DIV/0! | #DIV/0! | #DIV/0! | #DIV/0! | #DIV/0! | #DIV/0! | #DIV/0! | #DIV/0! | #DIV/0! | 4026 | 0 | 0 | 0 | 0 | 0
1 | 10 | 2010 | 9 | 6 | 0 | 0 | #DIV/0! | #DIV/0! | #DIV/0! | #DIV/0! | #DIV/0! | #DIV/0! | #DIV/0! | #DIV/0! | #DIV/0! | #DIV/0! | #DIV/0! | #DIV/0! | #DIV/0! | #DIV/0! | #DIV/0! | #DIV/0! | #DIV/0! | #DIV/0! | #DIV/0! | #DIV/0! | 4027 | 0 | 0 | 0 | 0 | 0
1 | 11 | 2010 | 10 | 7 | 0 | 0 | #DIV/0! | #DIV/0! | #DIV/0! | #DIV/0! | #DIV/0! | #DIV/0! | #DIV/0! | #DIV/0! | #DIV/0! | #DIV/0! | #DIV/0! | #DIV/0! | #DIV/0! | #DIV/0! | #DIV/0! | #DIV/0! | #DIV/0! | #DIV/0! | #DIV/0! | #DIV/0! | 4028 | 0 | 0 | 0 | 0 | 0
1 | 12 | 2010 | 11 | 1 | 0 | 0 | #DIV/0! | #DIV/0! | #DIV/0! | #DIV/0! | #DIV/0! | #DIV/0! | #DIV/0! | #DIV/0! | #DIV/0! | #DIV/0! | #DIV/0! | #DIV/0! | #DIV/0! | #DIV/0! | #DIV/0! | #DIV/0! | #DIV/0! | #DIV/0! | #DIV/0! | #DIV/0! | 4029 | 0 | 0 | 0 | 0 | 0
1 | 13 | 2010 | 12 | 2 | 0 | 0 | #DIV/0! | #DIV/0! | #DIV/0! | #DIV/0! | #DIV/0! | #DIV/0! | #DIV/0! | #DIV/0! | #DIV/0! | #DIV/0! | #DIV/0! | #DIV/0! | #DIV/0! | #DIV/0! | #DIV/0! | #DIV/0! | #DIV/0! | #DIV/0! | #DIV/0! | #DIV/0! | 4030 | 0 | 0 | 0 | 0 | 0
1 | 14 | 2010 | 13 | 3 | 0 | 0 | #DIV/0! | #DIV/0! | #DIV/0! | #DIV/0! | #DIV/0! | #DIV/0! | #DIV/0! | #DIV/0! | #DIV/0! | #DIV/0! | #DIV/0! | #DIV/0! | #DIV/0! | #DIV/0! | #DIV/0! | #DIV/0! | #DIV/0! | #DIV/0! | #DIV/0! | #DIV/0! | 4031 | 0 | 0 | 0 | 0 | 0
1 | 15 | 2010 | 14 | 4 | 0 | 0 | #DIV/0! | #DIV/0! | #DIV/0! | #DIV/0! | #DIV/0! | #DIV/0! | #DIV/0! | #DIV/0! | #DIV/0! | #DIV/0! | #DIV/0! | #DIV/0! | #DIV/0! | #DIV/0! | #DIV/0! | #DIV/0! | #DIV/0! | #DIV/0! | #DIV/0! | #DIV/0! | 4032 | 0 | 0 | 0 | 0 | 0
1 | 16 | 2010 | 15 | 5 | 0 | 0 | #DIV/0! | #DIV/0! | #DIV/0! | #DIV/0! | #DIV/0! | #DIV/0! | #DIV/0! | #DIV/0! | #DIV/0! | #DIV/0! | #DIV/0! | #DIV/0! | #DIV/0! | #DIV/0! | #DIV/0! | #DIV/0! | #DIV/0! | #DIV/0! | #DIV/0! | #DIV/0! | 4033 | 0 | 0 | 0 | 0 | 0
1 | 17 | 2010 | 16 | 6 | 0 | 0 | #DIV/0! | #DIV/0! | #DIV/0! | #DIV/0! | #DIV/0! | #DIV/0! | #DIV/0! | #DIV/0! | #DIV/0! | #DIV/0! | #DIV/0! | #DIV/0! | #DIV/0! | #DIV/0! | #DIV/0! | #DIV/0! | #DIV/0! | #DIV/0! | #DIV/0! | #DIV/0! | 4034 | 0 | 0 | 0 | 0 | 0
1 | 18 | 2010 | 17 | 7 | 0.68667 | 0 | #DIV/0! | #DIV/0! | #DIV/0! | #DIV/0! | #DIV/0! | #DIV/0! | #DIV/0! | #DIV/0! | #DIV/0! | #DIV/0! | #DIV/0! | #DIV/0! | #DIV/0! | #DIV/0! | #DIV/0! | #DIV/0! | #DIV/0! | #DIV/0! | #DIV/0! | #DIV/0! | 4035 | 0 | 0 | 0 | 0 | 0
1 | 19 | 2010 | 18 | 1 | 0 | 0 | #DIV/0! | #DIV/0! | #DIV/0! | #DIV/0! | #DIV/0! | #DIV/0! | #DIV/0! | #DIV/0! | #DIV/0! | #DIV/0! | #DIV/0! | #DIV/0! | #DIV/0! | #DIV/0! | #DIV/0! | #DIV/0! | #DIV/0! | #DIV/0! | #DIV/0! | #DIV/0! | 4036 | 0 | 0 | 0 | 0 | 0
1 | 20 | 2010 | 19 | 2 | 0 | 0 | #DIV/0! | #DIV/0! | #DIV/0! | #DIV/0! | #DIV/0! | #DIV/0! | #DIV/0! | #DIV/0! | #DIV/0! | #DIV/0! | #DIV/0! | #DIV/0! | #DIV/0! | #DIV/0! | #DIV/0! | #DIV/0! | #DIV/0! | #DIV/0! | #DIV/0! | #DIV/0! | 4037 | 0 | 0 | 0 | 0 | 0
1 | 21 | 2010 | 20 | 3 | 0.053333 | 0 | #DIV/0! | #DIV/0! | #DIV/0! | #DIV/0! | #DIV/0! | #DIV/0! | #DIV/0! | #DIV/0! | #DIV/0! | #DIV/0! | #DIV/0! | #DIV/0! | #DIV/0! | #DIV/0! | #DIV/0! | #DIV/0! | #DIV/0! | #DIV/0! | #DIV/0! | #DIV/0! | 4038 | 0 | 0 | 0 | 0 | 0
1 | 22 | 2010 | 21 | 4 | 0.10667 | 0 | #DIV/0! | #DIV/0! | #DIV/0! | #DIV/0! | #DIV/0! | #DIV/0! | #DIV/0! | #DIV/0! | #DIV/0! | #DIV/0! | #DIV/0! | #DIV/0! | #DIV/0! | #DIV/0! | #DIV/0! | #DIV/0! | #DIV/0! | #DIV/0! | #DIV/0! | #DIV/0! | 4039 | 0 | 0 | 0 | 0 | 0
1 | 23 | 2010 | 22 | 5 | 0.096667 | 0 | #DIV/0! | #DIV/0! | #DIV/0! | #DIV/0! | #DIV/0! | #DIV/0! | #DIV/0! | #DIV/0! | #DIV/0! | #DIV/0! | #DIV/0! | #DIV/0! | #DIV/0! | #DIV/0! | #DIV/0! | #DIV/0! | #DIV/0! | #DIV/0! | #DIV/0! | #DIV/0! | 4040 | 0 | 0 | 0 | 0 | 0
1 | 24 | 2010 | 23 | 6 | 0 | 0 | #DIV/0! | #DIV/0! | #DIV/0! | #DIV/0! | #DIV/0! | #DIV/0! | #DIV/0! | #DIV/0! | #DIV/0! | #DIV/0! | #DIV/0! | #DIV/0! | #DIV/0! | #DIV/0! | #DIV/0! | #DIV/0! | #DIV/0! | #DIV/0! | #DIV/0! | #DIV/0! | 4041 | 0 | 0 | 0 | 0 | 0
1 | 25 | 2010 | 24 | 7 | 0.23 | 0 | #DIV/0! | #DIV/0! | #DIV/0! | #DIV/0! | #DIV/0! | #DIV/0! | #DIV/0! | #DIV/0! | #DIV/0! | #DIV/0! | #DIV/0! | #DIV/0! | #DIV/0! | #DIV/0! | #DIV/0! | #DIV/0! | #DIV/0! | #DIV/0! | #DIV/0! | #DIV/0! | 4042 | 0 | 0 | 0 | 0 | 0
1 | 26 | 2010 | 25 | 1 | 0.41667 | 0 | #DIV/0! | #DIV/0! | #DIV/0! | #DIV/0! | #DIV/0! | #DIV/0! | #DIV/0! | #DIV/0! | #DIV/0! | #DIV/0! | #DIV/0! | #DIV/0! | #DIV/0! | #DIV/0! | #DIV/0! | #DIV/0! | #DIV/0! | #DIV/0! | #DIV/0! | #DIV/0! | 4043 | 0 | 0 | 0 | 0 | 0
1 | 27 | 2010 | 26 | 2 | 0 | 0 | #DIV/0! | #DIV/0! | #DIV/0! | #DIV/0! | #DIV/0! | #DIV/0! | #DIV/0! | #DIV/0! | #DIV/0! | #DIV/0! | #DIV/0! | #DIV/0! | #DIV/0! | #DIV/0! | #DIV/0! | #DIV/0! | #DIV/0! | #DIV/0! | #DIV/0! | #DIV/0! | 4044 | 0 | 0 | 0 | 0 | 0
1 | 28 | 2010 | 27 | 3 | 0 | 0 | #DIV/0! | #DIV/0! | #DIV/0! | #DIV/0! | #DIV/0! | #DIV/0! | #DIV/0! | #DIV/0! | #DIV/0! | #DIV/0! | #DIV/0! | #DIV/0! | #DIV/0! | #DIV/0! | #DIV/0! | #DIV/0! | #DIV/0! | #DIV/0! | #DIV/0! | #DIV/0! | 4045 | 0 | 0 | 0 | 0 | 0
1 | 29 | 2010 | 28 | 4 | 0 | 0 | #DIV/0! | #DIV/0! | #DIV/0! | #DIV/0! | #DIV/0! | #DIV/0! | #DIV/0! | #DIV/0! | #DIV/0! | #DIV/0! | #DIV/0! | #DIV/0! | #DIV/0! | #DIV/0! | #DIV/0! | #DIV/0! | #DIV/0! | #DIV/0! | #DIV/0! | #DIV/0! | 4046 | 0 | 0 | 0 | 0 | 0
1 | 30 | 2010 | 29 | 5 | 0 | 0 | #DIV/0! | #DIV/0! | #DIV/0! | #DIV/0! | #DIV/0! | #DIV/0! | #DIV/0! | #DIV/0! | #DIV/0! | #DIV/0! | #DIV/0! | #DIV/0! | #DIV/0! | #DIV/0! | #DIV/0! | #DIV/0! | #DIV/0! | #DIV/0! | #DIV/0! | #DIV/0! | 4047 | 0 | 0 | 0 | 0 | 0
1 | 31 | 2010 | 30 | 6 | 0.28 | 0 | #DIV/0! | #DIV/0! | #DIV/0! | #DIV/0! | #DIV/0! | #DIV/0! | #DIV/0! | #DIV/0! | #DIV/0! | #DIV/0! | #DIV/0! | #DIV/0! | #DIV/0! | #DIV/0! | #DIV/0! | #DIV/0! | #DIV/0! | #DIV/0! | #DIV/0! | #DIV/0! | 4048 | 0 | 0 | 0 | 0 | 0
2 | 1 | 2010 | 31 | 7 | 0 | 0 | #DIV/0! | #DIV/0! | #DIV/0! | #DIV/0! | #DIV/0! | #DIV/0! | #DIV/0! | #DIV/0! | #DIV/0! | #DIV/0! | #DIV/0! | #DIV/0! | #DIV/0! | #DIV/0! | #DIV/0! | #DIV/0! | #DIV/0! | #DIV/0! | #DIV/0! | #DIV/0! | 4049 | 0 | 0 | 0 | 0 | 0
2 | 2 | 2010 | 32 | 1 | 0 | 0 | #DIV/0! | #DIV/0! | #DIV/0! | #DIV/0! | #DIV/0! | #DIV/0! | #DIV/0! | #DIV/0! | #DIV/0! | #DIV/0! | #DIV/0! | #DIV/0! | #DIV/0! | #DIV/0! | #DIV/0! | #DIV/0! | #DIV/0! | #DIV/0! | #DIV/0! | #DIV/0! | 4050 | 0 | 0 | 0 | 0 | 0
2 | 3 | 2010 | 33 | 2 | 0.24333 | 0 | #DIV/0! | #DIV/0! | #DIV/0! | #DIV/0! | #DIV/0! | #DIV/0! | #DIV/0! | #DIV/0! | #DIV/0! | #DIV/0! | #DIV/0! | #DIV/0! | #DIV/0! | #DIV/0! | #DIV/0! | #DIV/0! | #DIV/0! | #DIV/0! | #DIV/0! | #DIV/0! | 4051 | 0 | 0 | 0 | 0 | 0
2 | 4 | 2010 | 34 | 3 | 0.053333 | 0 | #DIV/0! | #DIV/0! | #DIV/0! | #DIV/0! | #DIV/0! | #DIV/0! | #DIV/0! | #DIV/0! | #DIV/0! | #DIV/0! | #DIV/0! | #DIV/0! | #DIV/0! | #DIV/0! | #DIV/0! | #DIV/0! | #DIV/0! | #DIV/0! | #DIV/0! | #DIV/0! | 4052 | 0 | 0 | 0 | 0 | 0
2 | 5 | 2010 | 35 | 4 | 0 | 0 | #DIV/0! | #DIV/0! | #DIV/0! | #DIV/0! | #DIV/0! | #DIV/0! | #DIV/0! | #DIV/0! | #DIV/0! | #DIV/0! | #DIV/0! | #DIV/0! | #DIV/0! | #DIV/0! | #DIV/0! | #DIV/0! | #DIV/0! | #DIV/0! | #DIV/0! | #DIV/0! | 4053 | 0 | 0 | 0 | 0 | 0
2 | 6 | 2010 | 36 | 5 | 1.07 | 0 | #DIV/0! | #DIV/0! | #DIV/0! | #DIV/0! | #DIV/0! | #DIV/0! | #DIV/0! | #DIV/0! | #DIV/0! | #DIV/0! | #DIV/0! | #DIV/0! | #DIV/0! | #DIV/0! | #DIV/0! | #DIV/0! | #DIV/0! | #DIV/0! | #DIV/0! | #DIV/0! | 4054 | 0 | 0 | 0 | 0 | 0
2 | 7 | 2010 | 37 | 6 | 1.43 | 0 | #DIV/0! | #DIV/0! | #DIV/0! | #DIV/0! | #DIV/0! | #DIV/0! | #DIV/0! | #DIV/0! | #DIV/0! | #DIV/0! | #DIV/0! | #DIV/0! | #DIV/0! | #DIV/0! | #DIV/0! | #DIV/0! | #DIV/0! | #DIV/0! | #DIV/0! | #DIV/0! | 4055 | 0 | 0 | 0 | 0 | 0
2 | 8 | 2010 | 38 | 7 | 0 | 0 | #DIV/0! | #DIV/0! | #DIV/0! | #DIV/0! | #DIV/0! | #DIV/0! | #DIV/0! | #DIV/0! | #DIV/0! | #DIV/0! | #DIV/0! | #DIV/0! | #DIV/0! | #DIV/0! | #DIV/0! | #DIV/0! | #DIV/0! | #DIV/0! | #DIV/0! | #DIV/0! | 4056 | 0 | 0 | 0 | 0 | 0
2 | 9 | 2010 | 39 | 1 | 0 | 0 | #DIV/0! | #DIV/0! | #DIV/0! | #DIV/0! | #DIV/0! | #DIV/0! | #DIV/0! | #DIV/0! | #DIV/0! | #DIV/0! | #DIV/0! | #DIV/0! | #DIV/0! | #DIV/0! | #DIV/0! | #DIV/0! | #DIV/0! | #DIV/0! | #DIV/0! | #DIV/0! | 4057 | 0 | 0 | 0 | 0 | 0
2 | 10 | 2010 | 40 | 2 | 0.35667 | 0 | #DIV/0! | #DIV/0! | #DIV/0! | #DIV/0! | #DIV/0! | #DIV/0! | #DIV/0! | #DIV/0! | #DIV/0! | #DIV/0! | #DIV/0! | #DIV/0! | #DIV/0! | #DIV/0! | #DIV/0! | #DIV/0! | #DIV/0! | #DIV/0! | #DIV/0! | #DIV/0! | 4058 | 0 | 0 | 0 | 0 | 0
2 | 11 | 2010 | 41 | 3 | 0.40667 | 0 | #DIV/0! | #DIV/0! | #DIV/0! | #DIV/0! | #DIV/0! | #DIV/0! | #DIV/0! | #DIV/0! | #DIV/0! | #DIV/0! | #DIV/0! | #DIV/0! | #DIV/0! | #DIV/0! | #DIV/0! | #DIV/0! | #DIV/0! | #DIV/0! | #DIV/0! | #DIV/0! | 4059 | 0 | 0 | 0 | 0 | 0
2 | 12 | 2010 | 42 | 4 | 0 | 0 | #DIV/0! | #DIV/0! | #DIV/0! | #DIV/0! | #DIV/0! | #DIV/0! | #DIV/0! | #DIV/0! | #DIV/0! | #DIV/0! | #DIV/0! | #DIV/0! | #DIV/0! | #DIV/0! | #DIV/0! | #DIV/0! | #DIV/0! | #DIV/0! | #DIV/0! | #DIV/0! | 4060 | 0 | 0 | 0 | 0 | 0
2 | 13 | 2010 | 43 | 5 | 0 | 0 | #DIV/0! | #DIV/0! | #DIV/0! | #DIV/0! | #DIV/0! | #DIV/0! | #DIV/0! | #DIV/0! | #DIV/0! | #DIV/0! | #DIV/0! | #DIV/0! | #DIV/0! | #DIV/0! | #DIV/0! | #DIV/0! | #DIV/0! | #DIV/0! | #DIV/0! | #DIV/0! | 4061 | 0 | 0 | 0 | 0 | 0
2 | 14 | 2010 | 44 | 6 | 0 | 0 | #DIV/0! | #DIV/0! | #DIV/0! | #DIV/0! | #DIV/0! | #DIV/0! | #DIV/0! | #DIV/0! | #DIV/0! | #DIV/0! | #DIV/0! | #DIV/0! | #DIV/0! | #DIV/0! | #DIV/0! | #DIV/0! | #DIV/0! | #DIV/0! | #DIV/0! | #DIV/0! | 4062 | 0 | 0 | 0 | 0 | 0
2 | 15 | 2010 | 45 | 7 | 0 | 0 | #DIV/0! | #DIV/0! | #DIV/0! | #DIV/0! | #DIV/0! | #DIV/0! | #DIV/0! | #DIV/0! | #DIV/0! | #DIV/0! | #DIV/0! | #DIV/0! | #DIV/0! | #DIV/0! | #DIV/0! | #DIV/0! | #DIV/0! | #DIV/0! | #DIV/0! | #DIV/0! | 4063 | 0 | 0 | 0 | 0 | 0
2 | 16 | 2010 | 46 | 1 | 0.043333 | 0 | #DIV/0! | #DIV/0! | #DIV/0! | #DIV/0! | #DIV/0! | #DIV/0! | #DIV/0! | #DIV/0! | #DIV/0! | #DIV/0! | #DIV/0! | #DIV/0! | #DIV/0! | #DIV/0! | #DIV/0! | #DIV/0! | #DIV/0! | #DIV/0! | #DIV/0! | #DIV/0! | 4064 | 0 | 0 | 0 | 0 | 0
2 | 17 | 2010 | 47 | 2 | 0 | 0 | #DIV/0! | #DIV/0! | #DIV/0! | #DIV/0! | #DIV/0! | #DIV/0! | #DIV/0! | #DIV/0! | #DIV/0! | #DIV/0! | #DIV/0! | #DIV/0! | #DIV/0! | #DIV/0! | #DIV/0! | #DIV/0! | #DIV/0! | #DIV/0! | #DIV/0! | #DIV/0! | 4065 | 0 | 0 | 0 | 0 | 0
2 | 18 | 2010 | 48 | 3 | 0 | 0 | #DIV/0! | #DIV/0! | #DIV/0! | #DIV/0! | #DIV/0! | #DIV/0! | #DIV/0! | #DIV/0! | #DIV/0! | #DIV/0! | #DIV/0! | #DIV/0! | #DIV/0! | #DIV/0! | #DIV/0! | #DIV/0! | #DIV/0! | #DIV/0! | #DIV/0! | #DIV/0! | 4066 | 0 | 0 | 0 | 0 | 0
2 | 19 | 2010 | 49 | 4 | 0 | 0 | #DIV/0! | #DIV/0! | #DIV/0! | #DIV/0! | #DIV/0! | #DIV/0! | #DIV/0! | #DIV/0! | #DIV/0! | #DIV/0! | #DIV/0! | #DIV/0! | #DIV/0! | #DIV/0! | #DIV/0! | #DIV/0! | #DIV/0! | #DIV/0! | #DIV/0! | #DIV/0! | 4067 | 0 | 0 | 0 | 0 | 0
2 | 20 | 2010 | 50 | 5 | 0 | 0 | #DIV/0! | #DIV/0! | #DIV/0! | #DIV/0! | #DIV/0! | #DIV/0! | #DIV/0! | #DIV/0! | #DIV/0! | #DIV/0! | #DIV/0! | #DIV/0! | #DIV/0! | #DIV/0! | #DIV/0! | #DIV/0! | #DIV/0! | #DIV/0! | #DIV/0! | #DIV/0! | 4068 | 0 | 0 | 0 | 0 | 0
2 | 21 | 2010 | 51 | 6 | 0 | 0 | #DIV/0! | #DIV/0! | #DIV/0! | #DIV/0! | #DIV/0! | #DIV/0! | #DIV/0! | #DIV/0! | #DIV/0! | #DIV/0! | #DIV/0! | #DIV/0! | #DIV/0! | #DIV/0! | #DIV/0! | #DIV/0! | #DIV/0! | #DIV/0! | #DIV/0! | #DIV/0! | 4069 | 0 | 0 | 0 | 0 | 0
2 | 22 | 2010 | 52 | 7 | 0 | 0 | #DIV/0! | #DIV/0! | #DIV/0! | #DIV/0! | #DIV/0! | #DIV/0! | #DIV/0! | #DIV/0! | #DIV/0! | #DIV/0! | #DIV/0! | #DIV/0! | #DIV/0! | #DIV/0! | #DIV/0! | #DIV/0! | #DIV/0! | #DIV/0! | #DIV/0! | #DIV/0! | 4070 | 0 | 0 | 0 | 0 | 0
2 | 23 | 2010 | 53 | 1 | 0.21333 | 0 | #DIV/0! | #DIV/0! | #DIV/0! | #DIV/0! | #DIV/0! | #DIV/0! | #DIV/0! | #DIV/0! | #DIV/0! | #DIV/0! | #DIV/0! | #DIV/0! | #DIV/0! | #DIV/0! | #DIV/0! | #DIV/0! | #DIV/0! | #DIV/0! | #DIV/0! | #DIV/0! | 4071 | 0 | 0 | 0 | 0 | 0
2 | 24 | 2010 | 54 | 2 | 0 | 0 | #DIV/0! | #DIV/0! | #DIV/0! | #DIV/0! | #DIV/0! | #DIV/0! | #DIV/0! | #DIV/0! | #DIV/0! | #DIV/0! | #DIV/0! | #DIV/0! | #DIV/0! | #DIV/0! | #DIV/0! | #DIV/0! | #DIV/0! | #DIV/0! | #DIV/0! | #DIV/0! | 4072 | 0 | 0 | 0 | 0 | 0
2 | 25 | 2010 | 55 | 3 | 0 | 0 | #DIV/0! | #DIV/0! | #DIV/0! | #DIV/0! | #DIV/0! | #DIV/0! | #DIV/0! | #DIV/0! | #DIV/0! | #DIV/0! | #DIV/0! | #DIV/0! | #DIV/0! | #DIV/0! | #DIV/0! | #DIV/0! | #DIV/0! | #DIV/0! | #DIV/0! | #DIV/0! | 4073 | 0 | 0 | 0 | 0 | 0
2 | 26 | 2010 | 56 | 4 | 0.01 | 0 | #DIV/0! | #DIV/0! | #DIV/0! | #DIV/0! | #DIV/0! | #DIV/0! | #DIV/0! | #DIV/0! | #DIV/0! | #DIV/0! | #DIV/0! | #DIV/0! | #DIV/0! | #DIV/0! | #DIV/0! | #DIV/0! | #DIV/0! | #DIV/0! | #DIV/0! | #DIV/0! | 4074 | 0 | 0 | 0 | 0 | 0
2 | 27 | 2010 | 57 | 5 | 0.0033333 | 0 | #DIV/0! | #DIV/0! | #DIV/0! | #DIV/0! | #DIV/0! | #DIV/0! | #DIV/0! | #DIV/0! | #DIV/0! | #DIV/0! | #DIV/0! | #DIV/0! | #DIV/0! | #DIV/0! | #DIV/0! | #DIV/0! | #DIV/0! | #DIV/0! | #DIV/0! | #DIV/0! | 4075 | 0 | 0 | 0 | 0 | 0
2 | 28 | 2010 | 58 | 6 | 0.0033333 | 0 | #DIV/0! | #DIV/0! | #DIV/0! | #DIV/0! | #DIV/0! | #DIV/0! | #DIV/0! | #DIV/0! | #DIV/0! | #DIV/0! | #DIV/0! | #DIV/0! | #DIV/0! | #DIV/0! | #DIV/0! | #DIV/0! | #DIV/0! | #DIV/0! | #DIV/0! | #DIV/0! | 4076 | 0 | 0 | 0 | 0 | 0
3 | 1 | 2010 | 59 | 7 | 0 | 0 | #DIV/0! | #DIV/0! | #DIV/0! | #DIV/0! | #DIV/0! | #DIV/0! | #DIV/0! | #DIV/0! | #DIV/0! | #DIV/0! | #DIV/0! | #DIV/0! | #DIV/0! | #DIV/0! | #DIV/0! | #DIV/0! | #DIV/0! | #DIV/0! | #DIV/0! | #DIV/0! | 4077 | 0 | 0 | 0 | 0 | 0
3 | 1 | 2010 | 60 | 1 | 0 | 0 | #DIV/0! | #DIV/0! | #DIV/0! | #DIV/0! | #DIV/0! | #DIV/0! | #DIV/0! | #DIV/0! | #DIV/0! | #DIV/0! | #DIV/0! | #DIV/0! | #DIV/0! | #DIV/0! | #DIV/0! | #DIV/0! | #DIV/0! | #DIV/0! | #DIV/0! | #DIV/0! | 4078 | 0 | 0 | 0 | 0 | 0
3 | 2 | 2010 | 61 | 2 | 0.073333 | 0 | #DIV/0! | #DIV/0! | #DIV/0! | #DIV/0! | #DIV/0! | #DIV/0! | #DIV/0! | #DIV/0! | #DIV/0! | #DIV/0! | #DIV/0! | #DIV/0! | #DIV/0! | #DIV/0! | #DIV/0! | #DIV/0! | #DIV/0! | #DIV/0! | #DIV/0! | #DIV/0! | 4079 | 0 | 0 | 0 | 0 | 0
3 | 3 | 2010 | 62 | 3 | 0 | 0 | #DIV/0! | #DIV/0! | #DIV/0! | #DIV/0! | #DIV/0! | #DIV/0! | #DIV/0! | #DIV/0! | #DIV/0! | #DIV/0! | #DIV/0! | #DIV/0! | #DIV/0! | #DIV/0! | #DIV/0! | #DIV/0! | #DIV/0! | #DIV/0! | #DIV/0! | #DIV/0! | 4080 | 0 | 0 | 0 | 0 | 0
3 | 4 | 2010 | 63 | 4 | 0 | 0 | #DIV/0! | #DIV/0! | #DIV/0! | #DIV/0! | #DIV/0! | #DIV/0! | #DIV/0! | #DIV/0! | #DIV/0! | #DIV/0! | #DIV/0! | #DIV/0! | #DIV/0! | #DIV/0! | #DIV/0! | #DIV/0! | #DIV/0! | #DIV/0! | #DIV/0! | #DIV/0! | 4081 | 0 | 0 | 0 | 0 | 0
3 | 5 | 2010 | 64 | 5 | 0 | 0 | #DIV/0! | #DIV/0! | #DIV/0! | #DIV/0! | #DIV/0! | #DIV/0! | #DIV/0! | #DIV/0! | #DIV/0! | #DIV/0! | #DIV/0! | #DIV/0! | #DIV/0! | #DIV/0! | #DIV/0! | #DIV/0! | #DIV/0! | #DIV/0! | #DIV/0! | #DIV/0! | 4082 | 0 | 0 | 0 | 0 | 0
3 | 6 | 2010 | 65 | 6 | 0 | 0 | #DIV/0! | #DIV/0! | #DIV/0! | #DIV/0! | #DIV/0! | #DIV/0! | #DIV/0! | #DIV/0! | #DIV/0! | #DIV/0! | #DIV/0! | #DIV/0! | #DIV/0! | #DIV/0! | #DIV/0! | #DIV/0! | #DIV/0! | #DIV/0! | #DIV/0! | #DIV/0! | 4083 | 0 | 0 | 0 | 0 | 0
3 | 7 | 2010 | 66 | 7 | 0 | 0 | #DIV/0! | #DIV/0! | #DIV/0! | #DIV/0! | #DIV/0! | #DIV/0! | #DIV/0! | #DIV/0! | #DIV/0! | #DIV/0! | #DIV/0! | #DIV/0! | #DIV/0! | #DIV/0! | #DIV/0! | #DIV/0! | #DIV/0! | #DIV/0! | #DIV/0! | #DIV/0! | 4084 | 0 | 0 | 0 | 0 | 0
3 | 8 | 2010 | 67 | 1 | 0 | 0 | #DIV/0! | #DIV/0! | #DIV/0! | #DIV/0! | #DIV/0! | #DIV/0! | #DIV/0! | #DIV/0! | #DIV/0! | #DIV/0! | #DIV/0! | #DIV/0! | #DIV/0! | #DIV/0! | #DIV/0! | #DIV/0! | #DIV/0! | #DIV/0! | #DIV/0! | #DIV/0! | 4085 | 0 | 0 | 0 | 0 | 0
3 | 9 | 2010 | 68 | 2 | 0 | 0 | #DIV/0! | #DIV/0! | #DIV/0! | #DIV/0! | #DIV/0! | #DIV/0! | #DIV/0! | #DIV/0! | #DIV/0! | #DIV/0! | #DIV/0! | #DIV/0! | #DIV/0! | #DIV/0! | #DIV/0! | #DIV/0! | #DIV/0! | #DIV/0! | #DIV/0! | #DIV/0! | 4086 | 0 | 0 | 0 | 0 | 0
3 | 10 | 2010 | 69 | 3 | 0 | 0 | #DIV/0! | #DIV/0! | #DIV/0! | #DIV/0! | #DIV/0! | #DIV/0! | #DIV/0! | #DIV/0! | #DIV/0! | #DIV/0! | #DIV/0! | #DIV/0! | #DIV/0! | #DIV/0! | #DIV/0! | #DIV/0! | #DIV/0! | #DIV/0! | #DIV/0! | #DIV/0! | 4087 | 0 | 0 | 0 | 0 | 0
3 | 11 | 2010 | 70 | 4 | 0.0033333 | 0 | #DIV/0! | #DIV/0! | #DIV/0! | #DIV/0! | #DIV/0! | #DIV/0! | #DIV/0! | #DIV/0! | #DIV/0! | #DIV/0! | #DIV/0! | #DIV/0! | #DIV/0! | #DIV/0! | #DIV/0! | #DIV/0! | #DIV/0! | #DIV/0! | #DIV/0! | #DIV/0! | 4088 | 0 | 0 | 0 | 0 | 0
3 | 12 | 2010 | 71 | 5 | 0.73 | 0 | #DIV/0! | #DIV/0! | #DIV/0! | #DIV/0! | #DIV/0! | #DIV/0! | #DIV/0! | #DIV/0! | #DIV/0! | #DIV/0! | #DIV/0! | #DIV/0! | #DIV/0! | #DIV/0! | #DIV/0! | #DIV/0! | #DIV/0! | #DIV/0! | #DIV/0! | #DIV/0! | 4089 | 0 | 0 | 0 | 0 | 0
3 | 13 | 2010 | 72 | 6 | 1.0567 | 0 | #DIV/0! | #DIV/0! | #DIV/0! | #DIV/0! | #DIV/0! | #DIV/0! | #DIV/0! | #DIV/0! | #DIV/0! | #DIV/0! | #DIV/0! | #DIV/0! | #DIV/0! | #DIV/0! | #DIV/0! | #DIV/0! | #DIV/0! | #DIV/0! | #DIV/0! | #DIV/0! | 4090 | 0 | 0 | 0 | 0 | 0
3 | 14 | 2010 | 73 | 7 | 0.37333 | 0 | #DIV/0! | #DIV/0! | #DIV/0! | #DIV/0! | #DIV/0! | #DIV/0! | #DIV/0! | #DIV/0! | #DIV/0! | #DIV/0! | #DIV/0! | #DIV/0! | #DIV/0! | #DIV/0! | #DIV/0! | #DIV/0! | #DIV/0! | #DIV/0! | #DIV/0! | #DIV/0! | 4091 | 0 | 0 | 0 | 0 | 0
3 | 15 | 2010 | 74 | 1 | 0.046667 | 0 | #DIV/0! | #DIV/0! | #DIV/0! | #DIV/0! | #DIV/0! | #DIV/0! | #DIV/0! | #DIV/0! | #DIV/0! | #DIV/0! | #DIV/0! | #DIV/0! | #DIV/0! | #DIV/0! | #DIV/0! | #DIV/0! | #DIV/0! | #DIV/0! | #DIV/0! | #DIV/0! | 4092 | 0 | 0 | 0 | 0 | 0
3 | 16 | 2010 | 75 | 2 | 0 | 0 | #DIV/0! | #DIV/0! | #DIV/0! | #DIV/0! | #DIV/0! | #DIV/0! | #DIV/0! | #DIV/0! | #DIV/0! | #DIV/0! | #DIV/0! | #DIV/0! | #DIV/0! | #DIV/0! | #DIV/0! | #DIV/0! | #DIV/0! | #DIV/0! | #DIV/0! | #DIV/0! | 4093 | 0 | 0 | 0 | 0 | 0
3 | 17 | 2010 | 76 | 3 | 0 | 0 | #DIV/0! | #DIV/0! | #DIV/0! | #DIV/0! | #DIV/0! | #DIV/0! | #DIV/0! | #DIV/0! | #DIV/0! | #DIV/0! | #DIV/0! | #DIV/0! | #DIV/0! | #DIV/0! | #DIV/0! | #DIV/0! | #DIV/0! | #DIV/0! | #DIV/0! | #DIV/0! | 4094 | 0 | 0 | 0 | 0 | 0
3 | 18 | 2010 | 77 | 4 | 0 | 0 | #DIV/0! | #DIV/0! | #DIV/0! | #DIV/0! | #DIV/0! | #DIV/0! | #DIV/0! | #DIV/0! | #DIV/0! | #DIV/0! | #DIV/0! | #DIV/0! | #DIV/0! | #DIV/0! | #DIV/0! | #DIV/0! | #DIV/0! | #DIV/0! | #DIV/0! | #DIV/0! | 4095 | 0 | 0 | 0 | 0 | 0
3 | 19 | 2010 | 78 | 5 | 0 | 0 | #DIV/0! | #DIV/0! | #DIV/0! | #DIV/0! | #DIV/0! | #DIV/0! | #DIV/0! | #DIV/0! | #DIV/0! | #DIV/0! | #DIV/0! | #DIV/0! | #DIV/0! | #DIV/0! | #DIV/0! | #DIV/0! | #DIV/0! | #DIV/0! | #DIV/0! | #DIV/0! | 4096 | 0 | 0 | 0 | 0 | 0
3 | 20 | 2010 | 79 | 6 | 0 | 0 | #DIV/0! | #DIV/0! | #DIV/0! | #DIV/0! | #DIV/0! | #DIV/0! | #DIV/0! | #DIV/0! | #DIV/0! | #DIV/0! | #DIV/0! | #DIV/0! | #DIV/0! | #DIV/0! | #DIV/0! | #DIV/0! | #DIV/0! | #DIV/0! | #DIV/0! | #DIV/0! | 4097 | 0 | 0 | 0 | 0 | 0
3 | 21 | 2010 | 80 | 7 | 0 | 0 | #DIV/0! | #DIV/0! | #DIV/0! | #DIV/0! | #DIV/0! | #DIV/0! | #DIV/0! | #DIV/0! | #DIV/0! | #DIV/0! | #DIV/0! | #DIV/0! | #DIV/0! | #DIV/0! | #DIV/0! | #DIV/0! | #DIV/0! | #DIV/0! | #DIV/0! | #DIV/0! | 4098 | 0 | 0 | 0 | 0 | 0
3 | 22 | 2010 | 81 | 1 | 0.49 | 0 | #DIV/0! | #DIV/0! | #DIV/0! | #DIV/0! | #DIV/0! | #DIV/0! | #DIV/0! | #DIV/0! | #DIV/0! | #DIV/0! | #DIV/0! | #DIV/0! | #DIV/0! | #DIV/0! | #DIV/0! | #DIV/0! | #DIV/0! | #DIV/0! | #DIV/0! | #DIV/0! | 4099 | 0 | 0 | 0 | 0 | 0
3 | 23 | 2010 | 82 | 2 | 0.0066667 | 0 | #DIV/0! | #DIV/0! | #DIV/0! | #DIV/0! | #DIV/0! | #DIV/0! | #DIV/0! | #DIV/0! | #DIV/0! | #DIV/0! | #DIV/0! | #DIV/0! | #DIV/0! | #DIV/0! | #DIV/0! | #DIV/0! | #DIV/0! | #DIV/0! | #DIV/0! | #DIV/0! | 4100 | 0 | 0 | 0 | 0 | 0
3 | 24 | 2010 | 83 | 3 | 0 | 0 | #DIV/0! | #DIV/0! | #DIV/0! | #DIV/0! | #DIV/0! | #DIV/0! | #DIV/0! | #DIV/0! | #DIV/0! | #DIV/0! | #DIV/0! | #DIV/0! | #DIV/0! | #DIV/0! | #DIV/0! | #DIV/0! | #DIV/0! | #DIV/0! | #DIV/0! | #DIV/0! | 4101 | 0 | 0 | 0 | 0 | 0
3 | 25 | 2010 | 84 | 4 | 0.046667 | 0 | #DIV/0! | #DIV/0! | #DIV/0! | #DIV/0! | #DIV/0! | #DIV/0! | #DIV/0! | #DIV/0! | #DIV/0! | #DIV/0! | #DIV/0! | #DIV/0! | #DIV/0! | #DIV/0! | #DIV/0! | #DIV/0! | #DIV/0! | #DIV/0! | #DIV/0! | #DIV/0! | 4102 | 0 | 0 | 0 | 0 | 0
3 | 26 | 2010 | 85 | 5 | 0.24333 | 0 | #DIV/0! | #DIV/0! | #DIV/0! | #DIV/0! | #DIV/0! | #DIV/0! | #DIV/0! | #DIV/0! | #DIV/0! | #DIV/0! | #DIV/0! | #DIV/0! | #DIV/0! | #DIV/0! | #DIV/0! | #DIV/0! | #DIV/0! | #DIV/0! | #DIV/0! | #DIV/0! | 4103 | 0 | 0 | 0 | 0 | 0
3 | 27 | 2010 | 86 | 6 | 0 | 0 | #DIV/0! | #DIV/0! | #DIV/0! | #DIV/0! | #DIV/0! | #DIV/0! | #DIV/0! | #DIV/0! | #DIV/0! | #DIV/0! | #DIV/0! | #DIV/0! | #DIV/0! | #DIV/0! | #DIV/0! | #DIV/0! | #DIV/0! | #DIV/0! | #DIV/0! | #DIV/0! | 4104 | 0 | 0 | 0 | 0 | 0
3 | 28 | 2010 | 87 | 7 | 0.70667 | 0 | #DIV/0! | #DIV/0! | #DIV/0! | #DIV/0! | #DIV/0! | #DIV/0! | #DIV/0! | #DIV/0! | #DIV/0! | #DIV/0! | #DIV/0! | #DIV/0! | #DIV/0! | #DIV/0! | #DIV/0! | #DIV/0! | #DIV/0! | #DIV/0! | #DIV/0! | #DIV/0! | 4105 | 0 | 0 | 0 | 0 | 0
3 | 29 | 2010 | 88 | 1 | 0.27667 | 0 | #DIV/0! | #DIV/0! | #DIV/0! | #DIV/0! | #DIV/0! | #DIV/0! | #DIV/0! | #DIV/0! | #DIV/0! | #DIV/0! | #DIV/0! | #DIV/0! | #DIV/0! | #DIV/0! | #DIV/0! | #DIV/0! | #DIV/0! | #DIV/0! | #DIV/0! | #DIV/0! | 4106 | 0 | 0 | 0 | 0 | 0
3 | 30 | 2010 | 89 | 2 | 0.093333 | 0 | #DIV/0! | #DIV/0! | #DIV/0! | #DIV/0! | #DIV/0! | #DIV/0! | #DIV/0! | #DIV/0! | #DIV/0! | #DIV/0! | #DIV/0! | #DIV/0! | #DIV/0! | #DIV/0! | #DIV/0! | #DIV/0! | #DIV/0! | #DIV/0! | #DIV/0! | #DIV/0! | 4107 | 0 | 0 | 0 | 0 | 0
3 | 31 | 2010 | 90 | 3 | 0 | 0 | #DIV/0! | #DIV/0! | #DIV/0! | #DIV/0! | #DIV/0! | #DIV/0! | #DIV/0! | #DIV/0! | #DIV/0! | #DIV/0! | #DIV/0! | #DIV/0! | #DIV/0! | #DIV/0! | #DIV/0! | #DIV/0! | #DIV/0! | #DIV/0! | #DIV/0! | #DIV/0! | 4108 | 0 | 0 | 0 | 0 | 0
4 | 1 | 2010 | 91 | 4 | 0 | 0 | #DIV/0! | #DIV/0! | #DIV/0! | #DIV/0! | #DIV/0! | #DIV/0! | #DIV/0! | #DIV/0! | #DIV/0! | #DIV/0! | #DIV/0! | #DIV/0! | #DIV/0! | #DIV/0! | #DIV/0! | #DIV/0! | #DIV/0! | #DIV/0! | #DIV/0! | #DIV/0! | 4109 | 0 | 0 | 0 | 0 | 0
4 | 2 | 2010 | 92 | 5 | 0 | 0 | #DIV/0! | #DIV/0! | #DIV/0! | #DIV/0! | #DIV/0! | #DIV/0! | #DIV/0! | #DIV/0! | #DIV/0! | #DIV/0! | #DIV/0! | #DIV/0! | #DIV/0! | #DIV/0! | #DIV/0! | #DIV/0! | #DIV/0! | #DIV/0! | #DIV/0! | #DIV/0! | 4110 | 0 | 0 | 0 | 0 | 0
4 | 3 | 2010 | 93 | 6 | 0 | 0 | #DIV/0! | #DIV/0! | #DIV/0! | #DIV/0! | #DIV/0! | #DIV/0! | #DIV/0! | #DIV/0! | #DIV/0! | #DIV/0! | #DIV/0! | #DIV/0! | #DIV/0! | #DIV/0! | #DIV/0! | #DIV/0! | #DIV/0! | #DIV/0! | #DIV/0! | #DIV/0! | 4111 | 0 | 0 | 0 | 0 | 0
4 | 4 | 2010 | 94 | 7 | 0 | 0 | #DIV/0! | #DIV/0! | #DIV/0! | #DIV/0! | #DIV/0! | #DIV/0! | #DIV/0! | #DIV/0! | #DIV/0! | #DIV/0! | #DIV/0! | #DIV/0! | #DIV/0! | #DIV/0! | #DIV/0! | #DIV/0! | #DIV/0! | #DIV/0! | #DIV/0! | #DIV/0! | 4112 | 0 | 0 | 0 | 0 | 0
4 | 5 | 2010 | 95 | 1 | 0 | 0 | #DIV/0! | #DIV/0! | #DIV/0! | #DIV/0! | #DIV/0! | #DIV/0! | #DIV/0! | #DIV/0! | #DIV/0! | #DIV/0! | #DIV/0! | #DIV/0! | #DIV/0! | #DIV/0! | #DIV/0! | #DIV/0! | #DIV/0! | #DIV/0! | #DIV/0! | #DIV/0! | 4113 | 0 | 0 | 0 | 0 | 0
4 | 6 | 2010 | 96 | 2 | 0 | 0 | #DIV/0! | #DIV/0! | #DIV/0! | #DIV/0! | #DIV/0! | #DIV/0! | #DIV/0! | #DIV/0! | #DIV/0! | #DIV/0! | #DIV/0! | #DIV/0! | #DIV/0! | #DIV/0! | #DIV/0! | #DIV/0! | #DIV/0! | #DIV/0! | #DIV/0! | #DIV/0! | 4114 | 0 | 0 | 0 | 0 | 0
4 | 7 | 2010 | 97 | 3 | 0 | 0 | #DIV/0! | #DIV/0! | #DIV/0! | #DIV/0! | #DIV/0! | #DIV/0! | #DIV/0! | #DIV/0! | #DIV/0! | #DIV/0! | #DIV/0! | #DIV/0! | #DIV/0! | #DIV/0! | #DIV/0! | #DIV/0! | #DIV/0! | #DIV/0! | #DIV/0! | #DIV/0! | 4115 | 0 | 0 | 0 | 0 | 0
4 | 8 | 2010 | 98 | 4 | 0.52333 | 0 | #DIV/0! | #DIV/0! | #DIV/0! | #DIV/0! | #DIV/0! | #DIV/0! | #DIV/0! | #DIV/0! | #DIV/0! | #DIV/0! | #DIV/0! | #DIV/0! | #DIV/0! | #DIV/0! | #DIV/0! | #DIV/0! | #DIV/0! | #DIV/0! | #DIV/0! | #DIV/0! | 4116 | 0 | 0 | 0 | 0 | 0
4 | 9 | 2010 | 99 | 5 | 0.046667 | 0 | #DIV/0! | #DIV/0! | #DIV/0! | #DIV/0! | #DIV/0! | #DIV/0! | #DIV/0! | #DIV/0! | #DIV/0! | #DIV/0! | #DIV/0! | #DIV/0! | #DIV/0! | #DIV/0! | #DIV/0! | #DIV/0! | #DIV/0! | #DIV/0! | #DIV/0! | #DIV/0! | 4117 | 0 | 0 | 0 | 0 | 0
4 | 10 | 2010 | 100 | 6 | 0 | 0 | #DIV/0! | #DIV/0! | #DIV/0! | #DIV/0! | #DIV/0! | #DIV/0! | #DIV/0! | #DIV/0! | #DIV/0! | #DIV/0! | #DIV/0! | #DIV/0! | #DIV/0! | #DIV/0! | #DIV/0! | #DIV/0! | #DIV/0! | #DIV/0! | #DIV/0! | #DIV/0! | 4118 | 0 | 0 | 0 | 0 | 0
4 | 11 | 2010 | 101 | 7 | 0 | 0 | #DIV/0! | #DIV/0! | #DIV/0! | #DIV/0! | #DIV/0! | #DIV/0! | #DIV/0! | #DIV/0! | #DIV/0! | #DIV/0! | #DIV/0! | #DIV/0! | #DIV/0! | #DIV/0! | #DIV/0! | #DIV/0! | #DIV/0! | #DIV/0! | #DIV/0! | #DIV/0! | 4119 | 0 | 0 | 0 | 0 | 0
4 | 12 | 2010 | 102 | 1 | 0 | 0 | #DIV/0! | #DIV/0! | #DIV/0! | #DIV/0! | #DIV/0! | #DIV/0! | #DIV/0! | #DIV/0! | #DIV/0! | #DIV/0! | #DIV/0! | #DIV/0! | #DIV/0! | #DIV/0! | #DIV/0! | #DIV/0! | #DIV/0! | #DIV/0! | #DIV/0! | #DIV/0! | 4120 | 0 | 0 | 0 | 0 | 0
4 | 13 | 2010 | 103 | 2 | 0.12 | 0 | #DIV/0! | #DIV/0! | #DIV/0! | #DIV/0! | #DIV/0! | #DIV/0! | #DIV/0! | #DIV/0! | #DIV/0! | #DIV/0! | #DIV/0! | #DIV/0! | #DIV/0! | #DIV/0! | #DIV/0! | #DIV/0! | #DIV/0! | #DIV/0! | #DIV/0! | #DIV/0! | 4121 | 0 | 0 | 0 | 0 | 0
4 | 14 | 2010 | 104 | 3 | 0 | 0 | #DIV/0! | #DIV/0! | #DIV/0! | #DIV/0! | #DIV/0! | #DIV/0! | #DIV/0! | #DIV/0! | #DIV/0! | #DIV/0! | #DIV/0! | #DIV/0! | #DIV/0! | #DIV/0! | #DIV/0! | #DIV/0! | #DIV/0! | #DIV/0! | #DIV/0! | #DIV/0! | 4122 | 0 | 0 | 0 | 0 | 0
4 | 15 | 2010 | 105 | 4 | 0 | 0 | #DIV/0! | #DIV/0! | #DIV/0! | #DIV/0! | #DIV/0! | #DIV/0! | #DIV/0! | #DIV/0! | #DIV/0! | #DIV/0! | #DIV/0! | #DIV/0! | #DIV/0! | #DIV/0! | #DIV/0! | #DIV/0! | #DIV/0! | #DIV/0! | #DIV/0! | #DIV/0! | 4123 | 0 | 0 | 0 | 0 | 0
4 | 16 | 2010 | 106 | 5 | 0 | 0 | #DIV/0! | #DIV/0! | #DIV/0! | #DIV/0! | #DIV/0! | #DIV/0! | #DIV/0! | #DIV/0! | #DIV/0! | #DIV/0! | #DIV/0! | #DIV/0! | #DIV/0! | #DIV/0! | #DIV/0! | #DIV/0! | #DIV/0! | #DIV/0! | #DIV/0! | #DIV/0! | 4124 | 0 | 0 | 0 | 0 | 0
4 | 17 | 2010 | 107 | 6 | 0 | 0 | #DIV/0! | #DIV/0! | #DIV/0! | #DIV/0! | #DIV/0! | #DIV/0! | #DIV/0! | #DIV/0! | #DIV/0! | #DIV/0! | #DIV/0! | #DIV/0! | #DIV/0! | #DIV/0! | #DIV/0! | #DIV/0! | #DIV/0! | #DIV/0! | #DIV/0! | #DIV/0! | 4125 | 0 | 0 | 0 | 0 | 0
4 | 18 | 2010 | 108 | 7 | 0 | 0 | #DIV/0! | #DIV/0! | #DIV/0! | #DIV/0! | #DIV/0! | #DIV/0! | #DIV/0! | #DIV/0! | #DIV/0! | #DIV/0! | #DIV/0! | #DIV/0! | #DIV/0! | #DIV/0! | #DIV/0! | #DIV/0! | #DIV/0! | #DIV/0! | #DIV/0! | #DIV/0! | 4126 | 0 | 0 | 0 | 0 | 0
4 | 19 | 2010 | 109 | 1 | 0 | 0 | #DIV/0! | #DIV/0! | #DIV/0! | #DIV/0! | #DIV/0! | #DIV/0! | #DIV/0! | #DIV/0! | #DIV/0! | #DIV/0! | #DIV/0! | #DIV/0! | #DIV/0! | #DIV/0! | #DIV/0! | #DIV/0! | #DIV/0! | #DIV/0! | #DIV/0! | #DIV/0! | 4127 | 0 | 0 | 0 | 0 | 0
4 | 20 | 2010 | 110 | 2 | 0 | 0 | #DIV/0! | #DIV/0! | #DIV/0! | #DIV/0! | #DIV/0! | #DIV/0! | #DIV/0! | #DIV/0! | #DIV/0! | #DIV/0! | #DIV/0! | #DIV/0! | #DIV/0! | #DIV/0! | #DIV/0! | #DIV/0! | #DIV/0! | #DIV/0! | #DIV/0! | #DIV/0! | 4128 | 0 | 0 | 0 | 0 | 0
4 | 21 | 2010 | 111 | 3 | 0.24333 | 0 | #DIV/0! | #DIV/0! | #DIV/0! | #DIV/0! | #DIV/0! | #DIV/0! | #DIV/0! | #DIV/0! | #DIV/0! | #DIV/0! | #DIV/0! | #DIV/0! | #DIV/0! | #DIV/0! | #DIV/0! | #DIV/0! | #DIV/0! | #DIV/0! | #DIV/0! | #DIV/0! | 4129 | 0 | 0 | 0 | 0 | 0
4 | 22 | 2010 | 112 | 4 | 0 | 0 | #DIV/0! | #DIV/0! | #DIV/0! | #DIV/0! | #DIV/0! | #DIV/0! | #DIV/0! | #DIV/0! | #DIV/0! | #DIV/0! | #DIV/0! | #DIV/0! | #DIV/0! | #DIV/0! | #DIV/0! | #DIV/0! | #DIV/0! | #DIV/0! | #DIV/0! | #DIV/0! | 4130 | 0 | 0 | 0 | 0 | 0
4 | 23 | 2010 | 113 | 5 | 0 | 0 | #DIV/0! | #DIV/0! | #DIV/0! | #DIV/0! | #DIV/0! | #DIV/0! | #DIV/0! | #DIV/0! | #DIV/0! | #DIV/0! | #DIV/0! | #DIV/0! | #DIV/0! | #DIV/0! | #DIV/0! | #DIV/0! | #DIV/0! | #DIV/0! | #DIV/0! | #DIV/0! | 4131 | 0 | 0 | 0 | 0 | 0
4 | 24 | 2010 | 114 | 6 | 0.033333 | 0 | #DIV/0! | #DIV/0! | #DIV/0! | #DIV/0! | #DIV/0! | #DIV/0! | #DIV/0! | #DIV/0! | #DIV/0! | #DIV/0! | #DIV/0! | #DIV/0! | #DIV/0! | #DIV/0! | #DIV/0! | #DIV/0! | #DIV/0! | #DIV/0! | #DIV/0! | #DIV/0! | 4132 | 0 | 0 | 0 | 0 | 0
4 | 25 | 2010 | 115 | 7 | 0.4 | 0 | #DIV/0! | #DIV/0! | #DIV/0! | #DIV/0! | #DIV/0! | #DIV/0! | #DIV/0! | #DIV/0! | #DIV/0! | #DIV/0! | #DIV/0! | #DIV/0! | #DIV/0! | #DIV/0! | #DIV/0! | #DIV/0! | #DIV/0! | #DIV/0! | #DIV/0! | #DIV/0! | 4133 | 0 | 0 | 0 | 0 | 0
4 | 26 | 2010 | 116 | 1 | 0.29667 | 0 | #DIV/0! | #DIV/0! | #DIV/0! | #DIV/0! | #DIV/0! | #DIV/0! | #DIV/0! | #DIV/0! | #DIV/0! | #DIV/0! | #DIV/0! | #DIV/0! | #DIV/0! | #DIV/0! | #DIV/0! | #DIV/0! | #DIV/0! | #DIV/0! | #DIV/0! | #DIV/0! | 4134 | 0 | 0 | 0 | 0 | 0
4 | 27 | 2010 | 117 | 2 | 0 | 0 | #DIV/0! | #DIV/0! | #DIV/0! | #DIV/0! | #DIV/0! | #DIV/0! | #DIV/0! | #DIV/0! | #DIV/0! | #DIV/0! | #DIV/0! | #DIV/0! | #DIV/0! | #DIV/0! | #DIV/0! | #DIV/0! | #DIV/0! | #DIV/0! | #DIV/0! | #DIV/0! | 4135 | 0 | 0 | 0 | 0 | 0
4 | 28 | 2010 | 118 | 3 | 0 | 0 | #DIV/0! | #DIV/0! | #DIV/0! | #DIV/0! | #DIV/0! | #DIV/0! | #DIV/0! | #DIV/0! | #DIV/0! | #DIV/0! | #DIV/0! | #DIV/0! | #DIV/0! | #DIV/0! | #DIV/0! | #DIV/0! | #DIV/0! | #DIV/0! | #DIV/0! | #DIV/0! | 4136 | 0 | 0 | 0 | 0 | 0
4 | 29 | 2010 | 119 | 4 | 0 | 0 | #DIV/0! | #DIV/0! | #DIV/0! | #DIV/0! | #DIV/0! | #DIV/0! | #DIV/0! | #DIV/0! | #DIV/0! | #DIV/0! | #DIV/0! | #DIV/0! | #DIV/0! | #DIV/0! | #DIV/0! | #DIV/0! | #DIV/0! | #DIV/0! | #DIV/0! | #DIV/0! | 4137 | 0 | 0 | 0 | 0 | 0
4 | 30 | 2010 | 120 | 5 | 0 | 0 | #DIV/0! | #DIV/0! | #DIV/0! | #DIV/0! | #DIV/0! | #DIV/0! | #DIV/0! | #DIV/0! | #DIV/0! | #DIV/0! | #DIV/0! | #DIV/0! | #DIV/0! | #DIV/0! | #DIV/0! | #DIV/0! | #DIV/0! | #DIV/0! | #DIV/0! | #DIV/0! | 4138 | 0 | 0 | 0 | 0 | 0
5 | 1 | 2010 | 121 | 6 | 0 | 0 | #DIV/0! | #DIV/0! | #DIV/0! | #DIV/0! | #DIV/0! | #DIV/0! | #DIV/0! | #DIV/0! | #DIV/0! | #DIV/0! | #DIV/0! | #DIV/0! | #DIV/0! | #DIV/0! | #DIV/0! | #DIV/0! | #DIV/0! | #DIV/0! | #DIV/0! | #DIV/0! | 4139 | 0 | 0 | 0 | 0 | 0
5 | 2 | 2010 | 122 | 7 | 0.0033333 | 0 | #DIV/0! | #DIV/0! | #DIV/0! | #DIV/0! | #DIV/0! | #DIV/0! | #DIV/0! | #DIV/0! | #DIV/0! | #DIV/0! | #DIV/0! | #DIV/0! | #DIV/0! | #DIV/0! | #DIV/0! | #DIV/0! | #DIV/0! | #DIV/0! | #DIV/0! | #DIV/0! | 4140 | 0 | 0 | 0 | 0 | 0
5 | 3 | 2010 | 123 | 1 | 0.33333 | 0 | #DIV/0! | #DIV/0! | #DIV/0! | #DIV/0! | #DIV/0! | #DIV/0! | #DIV/0! | #DIV/0! | #DIV/0! | #DIV/0! | #DIV/0! | #DIV/0! | #DIV/0! | #DIV/0! | #DIV/0! | #DIV/0! | #DIV/0! | #DIV/0! | #DIV/0! | #DIV/0! | 4141 | 0 | 0 | 0 | 0 | 0
5 | 4 | 2010 | 124 | 2 | 0 | 0 | #DIV/0! | #DIV/0! | #DIV/0! | #DIV/0! | #DIV/0! | #DIV/0! | #DIV/0! | #DIV/0! | #DIV/0! | #DIV/0! | #DIV/0! | #DIV/0! | #DIV/0! | #DIV/0! | #DIV/0! | #DIV/0! | #DIV/0! | #DIV/0! | #DIV/0! | #DIV/0! | 4142 | 0 | 0 | 0 | 0 | 0
5 | 5 | 2010 | 125 | 3 | 0 | 0 | #DIV/0! | #DIV/0! | #DIV/0! | #DIV/0! | #DIV/0! | #DIV/0! | #DIV/0! | #DIV/0! | #DIV/0! | #DIV/0! | #DIV/0! | #DIV/0! | #DIV/0! | #DIV/0! | #DIV/0! | #DIV/0! | #DIV/0! | #DIV/0! | #DIV/0! | #DIV/0! | 4143 | 0 | 0 | 0 | 0 | 0
5 | 6 | 2010 | 126 | 4 | 0 | 0 | #DIV/0! | #DIV/0! | #DIV/0! | #DIV/0! | #DIV/0! | #DIV/0! | #DIV/0! | #DIV/0! | #DIV/0! | #DIV/0! | #DIV/0! | #DIV/0! | #DIV/0! | #DIV/0! | #DIV/0! | #DIV/0! | #DIV/0! | #DIV/0! | #DIV/0! | #DIV/0! | 4144 | 0 | 0 | 0 | 0 | 0
5 | 7 | 2010 | 127 | 5 | 0 | 0 | #DIV/0! | #DIV/0! | #DIV/0! | #DIV/0! | #DIV/0! | #DIV/0! | #DIV/0! | #DIV/0! | #DIV/0! | #DIV/0! | #DIV/0! | #DIV/0! | #DIV/0! | #DIV/0! | #DIV/0! | #DIV/0! | #DIV/0! | #DIV/0! | #DIV/0! | #DIV/0! | 4145 | 0 | 0 | 0 | 0 | 0
5 | 8 | 2010 | 128 | 6 | 0 | 0 | #DIV/0! | #DIV/0! | #DIV/0! | #DIV/0! | #DIV/0! | #DIV/0! | #DIV/0! | #DIV/0! | #DIV/0! | #DIV/0! | #DIV/0! | #DIV/0! | #DIV/0! | #DIV/0! | #DIV/0! | #DIV/0! | #DIV/0! | #DIV/0! | #DIV/0! | #DIV/0! | 4146 | 0 | 0 | 0 | 0 | 0
5 | 9 | 2010 | 129 | 7 | 0 | 0 | #DIV/0! | #DIV/0! | #DIV/0! | #DIV/0! | #DIV/0! | #DIV/0! | #DIV/0! | #DIV/0! | #DIV/0! | #DIV/0! | #DIV/0! | #DIV/0! | #DIV/0! | #DIV/0! | #DIV/0! | #DIV/0! | #DIV/0! | #DIV/0! | #DIV/0! | #DIV/0! | 4147 | 0 | 0 | 0 | 0 | 0
5 | 10 | 2010 | 130 | 1 | 0 | 0 | #DIV/0! | #DIV/0! | #DIV/0! | #DIV/0! | #DIV/0! | #DIV/0! | #DIV/0! | #DIV/0! | #DIV/0! | #DIV/0! | #DIV/0! | #DIV/0! | #DIV/0! | #DIV/0! | #DIV/0! | #DIV/0! | #DIV/0! | #DIV/0! | #DIV/0! | #DIV/0! | 4148 | 0 | 0 | 0 | 0 | 0
5 | 11 | 2010 | 131 | 2 | 0.16 | 0 | #DIV/0! | #DIV/0! | #DIV/0! | #DIV/0! | #DIV/0! | #DIV/0! | #DIV/0! | #DIV/0! | #DIV/0! | #DIV/0! | #DIV/0! | #DIV/0! | #DIV/0! | #DIV/0! | #DIV/0! | #DIV/0! | #DIV/0! | #DIV/0! | #DIV/0! | #DIV/0! | 4149 | 0 | 0 | 0 | 0 | 0
5 | 12 | 2010 | 132 | 3 | 0.14 | 0 | #DIV/0! | #DIV/0! | #DIV/0! | #DIV/0! | #DIV/0! | #DIV/0! | #DIV/0! | #DIV/0! | #DIV/0! | #DIV/0! | #DIV/0! | #DIV/0! | #DIV/0! | #DIV/0! | #DIV/0! | #DIV/0! | #DIV/0! | #DIV/0! | #DIV/0! | #DIV/0! | 4150 | 0 | 0 | 0 | 0 | 0
5 | 13 | 2010 | 133 | 4 | 0 | 0 | #DIV/0! | #DIV/0! | #DIV/0! | #DIV/0! | #DIV/0! | #DIV/0! | #DIV/0! | #DIV/0! | #DIV/0! | #DIV/0! | #DIV/0! | #DIV/0! | #DIV/0! | #DIV/0! | #DIV/0! | #DIV/0! | #DIV/0! | #DIV/0! | #DIV/0! | #DIV/0! | 4151 | 0 | 0 | 0 | 0 | 0
5 | 14 | 2010 | 134 | 5 | 0.07 | 0 | #DIV/0! | #DIV/0! | #DIV/0! | #DIV/0! | #DIV/0! | #DIV/0! | #DIV/0! | #DIV/0! | #DIV/0! | #DIV/0! | #DIV/0! | #DIV/0! | #DIV/0! | #DIV/0! | #DIV/0! | #DIV/0! | #DIV/0! | #DIV/0! | #DIV/0! | #DIV/0! | 4152 | 0 | 0 | 0 | 0 | 0
5 | 15 | 2010 | 135 | 6 | 0 | 0 | #DIV/0! | #DIV/0! | #DIV/0! | #DIV/0! | #DIV/0! | #DIV/0! | #DIV/0! | #DIV/0! | #DIV/0! | #DIV/0! | #DIV/0! | #DIV/0! | #DIV/0! | #DIV/0! | #DIV/0! | #DIV/0! | #DIV/0! | #DIV/0! | #DIV/0! | #DIV/0! | 4153 | 0 | 0 | 0 | 0 | 0
5 | 16 | 2010 | 136 | 7 | 0 | 0 | #DIV/0! | #DIV/0! | #DIV/0! | #DIV/0! | #DIV/0! | #DIV/0! | #DIV/0! | #DIV/0! | #DIV/0! | #DIV/0! | #DIV/0! | #DIV/0! | #DIV/0! | #DIV/0! | #DIV/0! | #DIV/0! | #DIV/0! | #DIV/0! | #DIV/0! | #DIV/0! | 4154 | 0 | 0 | 0 | 0 | 0
5 | 17 | 2010 | 137 | 1 | 0.43667 | 0 | #DIV/0! | #DIV/0! | #DIV/0! | #DIV/0! | #DIV/0! | #DIV/0! | #DIV/0! | #DIV/0! | #DIV/0! | #DIV/0! | #DIV/0! | #DIV/0! | #DIV/0! | #DIV/0! | #DIV/0! | #DIV/0! | #DIV/0! | #DIV/0! | #DIV/0! | #DIV/0! | 4155 | 0 | 0 | 0 | 0 | 0
5 | 18 | 2010 | 138 | 2 | 0.17333 | 0 | #DIV/0! | #DIV/0! | #DIV/0! | #DIV/0! | #DIV/0! | #DIV/0! | #DIV/0! | #DIV/0! | #DIV/0! | #DIV/0! | #DIV/0! | #DIV/0! | #DIV/0! | #DIV/0! | #DIV/0! | #DIV/0! | #DIV/0! | #DIV/0! | #DIV/0! | #DIV/0! | 4156 | 0 | 0 | 0 | 0 | 0
5 | 19 | 2010 | 139 | 3 | 0 | 0 | #DIV/0! | #DIV/0! | #DIV/0! | #DIV/0! | #DIV/0! | #DIV/0! | #DIV/0! | #DIV/0! | #DIV/0! | #DIV/0! | #DIV/0! | #DIV/0! | #DIV/0! | #DIV/0! | #DIV/0! | #DIV/0! | #DIV/0! | #DIV/0! | #DIV/0! | #DIV/0! | 4157 | 0 | 0 | 0 | 0 | 0
5 | 20 | 2010 | 140 | 4 | 0 | 0 | #DIV/0! | #DIV/0! | #DIV/0! | #DIV/0! | #DIV/0! | #DIV/0! | #DIV/0! | #DIV/0! | #DIV/0! | #DIV/0! | #DIV/0! | #DIV/0! | #DIV/0! | #DIV/0! | #DIV/0! | #DIV/0! | #DIV/0! | #DIV/0! | #DIV/0! | #DIV/0! | 4158 | 0 | 0 | 0 | 0 | 0
5 | 21 | 2010 | 141 | 5 | 0 | 0 | #DIV/0! | #DIV/0! | #DIV/0! | #DIV/0! | #DIV/0! | #DIV/0! | #DIV/0! | #DIV/0! | #DIV/0! | #DIV/0! | #DIV/0! | #DIV/0! | #DIV/0! | #DIV/0! | #DIV/0! | #DIV/0! | #DIV/0! | #DIV/0! | #DIV/0! | #DIV/0! | 4159 | 0 | 0 | 0 | 0 | 0
5 | 22 | 2010 | 142 | 6 | 0.23 | 0 | #DIV/0! | #DIV/0! | #DIV/0! | #DIV/0! | #DIV/0! | #DIV/0! | #DIV/0! | #DIV/0! | #DIV/0! | #DIV/0! | #DIV/0! | #DIV/0! | #DIV/0! | #DIV/0! | #DIV/0! | #DIV/0! | #DIV/0! | #DIV/0! | #DIV/0! | #DIV/0! | 4160 | 0 | 0 | 0 | 0 | 0
5 | 23 | 2010 | 143 | 7 | 1.1533 | 0 | #DIV/0! | #DIV/0! | #DIV/0! | #DIV/0! | #DIV/0! | #DIV/0! | #DIV/0! | #DIV/0! | #DIV/0! | #DIV/0! | #DIV/0! | #DIV/0! | #DIV/0! | #DIV/0! | #DIV/0! | #DIV/0! | #DIV/0! | #DIV/0! | #DIV/0! | #DIV/0! | 4161 | 0 | 0 | 0 | 0 | 0
5 | 24 | 2010 | 144 | 1 | 0.016667 | 0 | #DIV/0! | #DIV/0! | #DIV/0! | #DIV/0! | #DIV/0! | #DIV/0! | #DIV/0! | #DIV/0! | #DIV/0! | #DIV/0! | #DIV/0! | #DIV/0! | #DIV/0! | #DIV/0! | #DIV/0! | #DIV/0! | #DIV/0! | #DIV/0! | #DIV/0! | #DIV/0! | 4162 | 0 | 0 | 0 | 0 | 0
5 | 25 | 2010 | 145 | 2 | 0 | 0 | #DIV/0! | #DIV/0! | #DIV/0! | #DIV/0! | #DIV/0! | #DIV/0! | #DIV/0! | #DIV/0! | #DIV/0! | #DIV/0! | #DIV/0! | #DIV/0! | #DIV/0! | #DIV/0! | #DIV/0! | #DIV/0! | #DIV/0! | #DIV/0! | #DIV/0! | #DIV/0! | 4163 | 0 | 0 | 0 | 0 | 0
5 | 26 | 2010 | 146 | 3 | 0 | 0 | #DIV/0! | #DIV/0! | #DIV/0! | #DIV/0! | #DIV/0! | #DIV/0! | #DIV/0! | #DIV/0! | #DIV/0! | #DIV/0! | #DIV/0! | #DIV/0! | #DIV/0! | #DIV/0! | #DIV/0! | #DIV/0! | #DIV/0! | #DIV/0! | #DIV/0! | #DIV/0! | 4164 | 0 | 0 | 0 | 0 | 0
5 | 27 | 2010 | 147 | 4 | 0.79 | 0 | #DIV/0! | #DIV/0! | #DIV/0! | #DIV/0! | #DIV/0! | #DIV/0! | #DIV/0! | #DIV/0! | #DIV/0! | #DIV/0! | #DIV/0! | #DIV/0! | #DIV/0! | #DIV/0! | #DIV/0! | #DIV/0! | #DIV/0! | #DIV/0! | #DIV/0! | #DIV/0! | 4165 | 0 | 0 | 0 | 0 | 0
5 | 28 | 2010 | 148 | 5 | 0.26 | 0 | #DIV/0! | #DIV/0! | #DIV/0! | #DIV/0! | #DIV/0! | #DIV/0! | #DIV/0! | #DIV/0! | #DIV/0! | #DIV/0! | #DIV/0! | #DIV/0! | #DIV/0! | #DIV/0! | #DIV/0! | #DIV/0! | #DIV/0! | #DIV/0! | #DIV/0! | #DIV/0! | 4166 | 0 | 0 | 0 | 0 | 0
5 | 29 | 2010 | 149 | 6 | 0.0033333 | 0 | #DIV/0! | #DIV/0! | #DIV/0! | #DIV/0! | #DIV/0! | #DIV/0! | #DIV/0! | #DIV/0! | #DIV/0! | #DIV/0! | #DIV/0! | #DIV/0! | #DIV/0! | #DIV/0! | #DIV/0! | #DIV/0! | #DIV/0! | #DIV/0! | #DIV/0! | #DIV/0! | 4167 | 0 | 0 | 0 | 0 | 0
5 | 30 | 2010 | 150 | 7 | 0 | 0 | #DIV/0! | #DIV/0! | #DIV/0! | #DIV/0! | #DIV/0! | #DIV/0! | #DIV/0! | #DIV/0! | #DIV/0! | #DIV/0! | #DIV/0! | #DIV/0! | #DIV/0! | #DIV/0! | #DIV/0! | #DIV/0! | #DIV/0! | #DIV/0! | #DIV/0! | #DIV/0! | 4168 | 0 | 0 | 0 | 0 | 0
5 | 31 | 2010 | 151 | 1 | 0 | 0 | #DIV/0! | #DIV/0! | #DIV/0! | #DIV/0! | #DIV/0! | #DIV/0! | #DIV/0! | #DIV/0! | #DIV/0! | #DIV/0! | #DIV/0! | #DIV/0! | #DIV/0! | #DIV/0! | #DIV/0! | #DIV/0! | #DIV/0! | #DIV/0! | #DIV/0! | #DIV/0! | 4169 | 0 | 0 | 0 | 0 | 0
6 | 1 | 2010 | 152 | 2 | 0.21 | 0 | #DIV/0! | #DIV/0! | #DIV/0! | #DIV/0! | #DIV/0! | #DIV/0! | #DIV/0! | #DIV/0! | #DIV/0! | #DIV/0! | #DIV/0! | #DIV/0! | #DIV/0! | #DIV/0! | #DIV/0! | #DIV/0! | #DIV/0! | #DIV/0! | #DIV/0! | #DIV/0! | 4170 | 0 | 0 | 0 | 0 | 0
6 | 2 | 2010 | 153 | 3 | 0 | 0 | #DIV/0! | #DIV/0! | #DIV/0! | #DIV/0! | #DIV/0! | #DIV/0! | #DIV/0! | #DIV/0! | #DIV/0! | #DIV/0! | #DIV/0! | #DIV/0! | #DIV/0! | #DIV/0! | #DIV/0! | #DIV/0! | #DIV/0! | #DIV/0! | #DIV/0! | #DIV/0! | 4171 | 0 | 0 | 0 | 0 | 0
6 | 3 | 2010 | 154 | 4 | 0.21 | 0 | #DIV/0! | #DIV/0! | #DIV/0! | #DIV/0! | #DIV/0! | #DIV/0! | #DIV/0! | #DIV/0! | #DIV/0! | #DIV/0! | #DIV/0! | #DIV/0! | #DIV/0! | #DIV/0! | #DIV/0! | #DIV/0! | #DIV/0! | #DIV/0! | #DIV/0! | #DIV/0! | 4172 | 0 | 0 | 0 | 0 | 0
6 | 4 | 2010 | 155 | 5 | 0.0033333 | 0 | #DIV/0! | #DIV/0! | #DIV/0! | #DIV/0! | #DIV/0! | #DIV/0! | #DIV/0! | #DIV/0! | #DIV/0! | #DIV/0! | #DIV/0! | #DIV/0! | #DIV/0! | #DIV/0! | #DIV/0! | #DIV/0! | #DIV/0! | #DIV/0! | #DIV/0! | #DIV/0! | 4173 | 0 | 0 | 0 | 0 | 0
6 | 5 | 2010 | 156 | 6 | 0 | 0 | #DIV/0! | #DIV/0! | #DIV/0! | #DIV/0! | #DIV/0! | #DIV/0! | #DIV/0! | #DIV/0! | #DIV/0! | #DIV/0! | #DIV/0! | #DIV/0! | #DIV/0! | #DIV/0! | #DIV/0! | #DIV/0! | #DIV/0! | #DIV/0! | #DIV/0! | #DIV/0! | 4174 | 0 | 0 | 0 | 0 | 0
6 | 6 | 2010 | 157 | 7 | 0.03 | 0 | #DIV/0! | #DIV/0! | #DIV/0! | #DIV/0! | #DIV/0! | #DIV/0! | #DIV/0! | #DIV/0! | #DIV/0! | #DIV/0! | #DIV/0! | #DIV/0! | #DIV/0! | #DIV/0! | #DIV/0! | #DIV/0! | #DIV/0! | #DIV/0! | #DIV/0! | #DIV/0! | 4175 | 0 | 0 | 0 | 0 | 0
6 | 7 | 2010 | 158 | 1 | 0 | 0 | #DIV/0! | #DIV/0! | #DIV/0! | #DIV/0! | #DIV/0! | #DIV/0! | #DIV/0! | #DIV/0! | #DIV/0! | #DIV/0! | #DIV/0! | #DIV/0! | #DIV/0! | #DIV/0! | #DIV/0! | #DIV/0! | #DIV/0! | #DIV/0! | #DIV/0! | #DIV/0! | 4176 | 0 | 0 | 0 | 0 | 0
6 | 8 | 2010 | 159 | 2 | 0 | 0 | #DIV/0! | #DIV/0! | #DIV/0! | #DIV/0! | #DIV/0! | #DIV/0! | #DIV/0! | #DIV/0! | #DIV/0! | #DIV/0! | #DIV/0! | #DIV/0! | #DIV/0! | #DIV/0! | #DIV/0! | #DIV/0! | #DIV/0! | #DIV/0! | #DIV/0! | #DIV/0! | 4177 | 0 | 0 | 0 | 0 | 0
6 | 9 | 2010 | 160 | 3 | 0.076667 | 0 | #DIV/0! | #DIV/0! | #DIV/0! | #DIV/0! | #DIV/0! | #DIV/0! | #DIV/0! | #DIV/0! | #DIV/0! | #DIV/0! | #DIV/0! | #DIV/0! | #DIV/0! | #DIV/0! | #DIV/0! | #DIV/0! | #DIV/0! | #DIV/0! | #DIV/0! | #DIV/0! | 4178 | 0 | 0 | 0 | 0 | 0
6 | 10 | 2010 | 161 | 4 | 0.023333 | 0 | #DIV/0! | #DIV/0! | #DIV/0! | #DIV/0! | #DIV/0! | #DIV/0! | #DIV/0! | #DIV/0! | #DIV/0! | #DIV/0! | #DIV/0! | #DIV/0! | #DIV/0! | #DIV/0! | #DIV/0! | #DIV/0! | #DIV/0! | #DIV/0! | #DIV/0! | #DIV/0! | 4179 | 0 | 0 | 0 | 0 | 0
6 | 11 | 2010 | 162 | 5 | 0 | 0 | #DIV/0! | #DIV/0! | #DIV/0! | #DIV/0! | #DIV/0! | #DIV/0! | #DIV/0! | #DIV/0! | #DIV/0! | #DIV/0! | #DIV/0! | #DIV/0! | #DIV/0! | #DIV/0! | #DIV/0! | #DIV/0! | #DIV/0! | #DIV/0! | #DIV/0! | #DIV/0! | 4180 | 0 | 0 | 0 | 0 | 0
6 | 12 | 2010 | 163 | 6 | 0 | 0 | #DIV/0! | #DIV/0! | #DIV/0! | #DIV/0! | #DIV/0! | #DIV/0! | #DIV/0! | #DIV/0! | #DIV/0! | #DIV/0! | #DIV/0! | #DIV/0! | #DIV/0! | #DIV/0! | #DIV/0! | #DIV/0! | #DIV/0! | #DIV/0! | #DIV/0! | #DIV/0! | 4181 | 0 | 0 | 0 | 0 | 0
6 | 13 | 2010 | 164 | 7 | 0 | 0 | #DIV/0! | #DIV/0! | #DIV/0! | #DIV/0! | #DIV/0! | #DIV/0! | #DIV/0! | #DIV/0! | #DIV/0! | #DIV/0! | #DIV/0! | #DIV/0! | #DIV/0! | #DIV/0! | #DIV/0! | #DIV/0! | #DIV/0! | #DIV/0! | #DIV/0! | #DIV/0! | 4182 | 0 | 0 | 0 | 0 | 0
6 | 14 | 2010 | 165 | 1 | 0.19 | 0 | #DIV/0! | #DIV/0! | #DIV/0! | #DIV/0! | #DIV/0! | #DIV/0! | #DIV/0! | #DIV/0! | #DIV/0! | #DIV/0! | #DIV/0! | #DIV/0! | #DIV/0! | #DIV/0! | #DIV/0! | #DIV/0! | #DIV/0! | #DIV/0! | #DIV/0! | #DIV/0! | 4183 | 0 | 0 | 0 | 0 | 0
6 | 15 | 2010 | 166 | 2 | 0.0033333 | 0 | #DIV/0! | #DIV/0! | #DIV/0! | #DIV/0! | #DIV/0! | #DIV/0! | #DIV/0! | #DIV/0! | #DIV/0! | #DIV/0! | #DIV/0! | #DIV/0! | #DIV/0! | #DIV/0! | #DIV/0! | #DIV/0! | #DIV/0! | #DIV/0! | #DIV/0! | #DIV/0! | 4184 | 0 | 0 | 0 | 0 | 0
6 | 16 | 2010 | 167 | 3 | 0.053333 | 0 | #DIV/0! | #DIV/0! | #DIV/0! | #DIV/0! | #DIV/0! | #DIV/0! | #DIV/0! | #DIV/0! | #DIV/0! | #DIV/0! | #DIV/0! | #DIV/0! | #DIV/0! | #DIV/0! | #DIV/0! | #DIV/0! | #DIV/0! | #DIV/0! | #DIV/0! | #DIV/0! | 4185 | 0 | 0 | 0 | 0 | 0
6 | 17 | 2010 | 168 | 4 | 0 | 0 | #DIV/0! | #DIV/0! | #DIV/0! | #DIV/0! | #DIV/0! | #DIV/0! | #DIV/0! | #DIV/0! | #DIV/0! | #DIV/0! | #DIV/0! | #DIV/0! | #DIV/0! | #DIV/0! | #DIV/0! | #DIV/0! | #DIV/0! | #DIV/0! | #DIV/0! | #DIV/0! | 4186 | 0 | 0 | 0 | 0 | 0
6 | 18 | 2010 | 169 | 5 | 0 | 0 | #DIV/0! | #DIV/0! | #DIV/0! | #DIV/0! | #DIV/0! | #DIV/0! | #DIV/0! | #DIV/0! | #DIV/0! | #DIV/0! | #DIV/0! | #DIV/0! | #DIV/0! | #DIV/0! | #DIV/0! | #DIV/0! | #DIV/0! | #DIV/0! | #DIV/0! | #DIV/0! | 4187 | 0 | 0 | 0 | 0 | 0
6 | 19 | 2010 | 170 | 6 | 0 | 0 | #DIV/0! | #DIV/0! | #DIV/0! | #DIV/0! | #DIV/0! | #DIV/0! | #DIV/0! | #DIV/0! | #DIV/0! | #DIV/0! | #DIV/0! | #DIV/0! | #DIV/0! | #DIV/0! | #DIV/0! | #DIV/0! | #DIV/0! | #DIV/0! | #DIV/0! | #DIV/0! | 4188 | 0 | 0 | 0 | 0 | 0
6 | 20 | 2010 | 171 | 7 | 0 | 0 | #DIV/0! | #DIV/0! | #DIV/0! | #DIV/0! | #DIV/0! | #DIV/0! | #DIV/0! | #DIV/0! | #DIV/0! | #DIV/0! | #DIV/0! | #DIV/0! | #DIV/0! | #DIV/0! | #DIV/0! | #DIV/0! | #DIV/0! | #DIV/0! | #DIV/0! | #DIV/0! | 4189 | 0 | 0 | 0 | 0 | 0
6 | 21 | 2010 | 172 | 1 | 0 | 0 | #DIV/0! | #DIV/0! | #DIV/0! | #DIV/0! | #DIV/0! | #DIV/0! | #DIV/0! | #DIV/0! | #DIV/0! | #DIV/0! | #DIV/0! | #DIV/0! | #DIV/0! | #DIV/0! | #DIV/0! | #DIV/0! | #DIV/0! | #DIV/0! | #DIV/0! | #DIV/0! | 4190 | 0 | 0 | 0 | 0 | 0
6 | 22 | 2010 | 173 | 2 | 0.083333 | 0 | #DIV/0! | #DIV/0! | #DIV/0! | #DIV/0! | #DIV/0! | #DIV/0! | #DIV/0! | #DIV/0! | #DIV/0! | #DIV/0! | #DIV/0! | #DIV/0! | #DIV/0! | #DIV/0! | #DIV/0! | #DIV/0! | #DIV/0! | #DIV/0! | #DIV/0! | #DIV/0! | 4191 | 0 | 0 | 0 | 0 | 0
6 | 23 | 2010 | 174 | 3 | 0 | 0 | #DIV/0! | #DIV/0! | #DIV/0! | #DIV/0! | #DIV/0! | #DIV/0! | #DIV/0! | #DIV/0! | #DIV/0! | #DIV/0! | #DIV/0! | #DIV/0! | #DIV/0! | #DIV/0! | #DIV/0! | #DIV/0! | #DIV/0! | #DIV/0! | #DIV/0! | #DIV/0! | 4192 | 0 | 0 | 0 | 0 | 0
6 | 24 | 2010 | 175 | 4 | 0 | 0 | #DIV/0! | #DIV/0! | #DIV/0! | #DIV/0! | #DIV/0! | #DIV/0! | #DIV/0! | #DIV/0! | #DIV/0! | #DIV/0! | #DIV/0! | #DIV/0! | #DIV/0! | #DIV/0! | #DIV/0! | #DIV/0! | #DIV/0! | #DIV/0! | #DIV/0! | #DIV/0! | 4193 | 0 | 0 | 0 | 0 | 0
6 | 25 | 2010 | 176 | 5 | 0 | 0 | #DIV/0! | #DIV/0! | #DIV/0! | #DIV/0! | #DIV/0! | #DIV/0! | #DIV/0! | #DIV/0! | #DIV/0! | #DIV/0! | #DIV/0! | #DIV/0! | #DIV/0! | #DIV/0! | #DIV/0! | #DIV/0! | #DIV/0! | #DIV/0! | #DIV/0! | #DIV/0! | 4194 | 0 | 0 | 0 | 0 | 0
6 | 26 | 2010 | 177 | 6 | 0 | 0 | #DIV/0! | #DIV/0! | #DIV/0! | #DIV/0! | #DIV/0! | #DIV/0! | #DIV/0! | #DIV/0! | #DIV/0! | #DIV/0! | #DIV/0! | #DIV/0! | #DIV/0! | #DIV/0! | #DIV/0! | #DIV/0! | #DIV/0! | #DIV/0! | #DIV/0! | #DIV/0! | 4195 | 0 | 0 | 0 | 0 | 0
6 | 27 | 2010 | 178 | 7 | 0.02 | 0 | #DIV/0! | #DIV/0! | #DIV/0! | #DIV/0! | #DIV/0! | #DIV/0! | #DIV/0! | #DIV/0! | #DIV/0! | #DIV/0! | #DIV/0! | #DIV/0! | #DIV/0! | #DIV/0! | #DIV/0! | #DIV/0! | #DIV/0! | #DIV/0! | #DIV/0! | #DIV/0! | 4196 | 0 | 0 | 0 | 0 | 0
6 | 28 | 2010 | 179 | 1 | 0.66667 | 0 | #DIV/0! | #DIV/0! | #DIV/0! | #DIV/0! | #DIV/0! | #DIV/0! | #DIV/0! | #DIV/0! | #DIV/0! | #DIV/0! | #DIV/0! | #DIV/0! | #DIV/0! | #DIV/0! | #DIV/0! | #DIV/0! | #DIV/0! | #DIV/0! | #DIV/0! | #DIV/0! | 4197 | 0 | 0 | 0 | 0 | 0
6 | 29 | 2010 | 180 | 2 | 0 | 0 | #DIV/0! | #DIV/0! | #DIV/0! | #DIV/0! | #DIV/0! | #DIV/0! | #DIV/0! | #DIV/0! | #DIV/0! | #DIV/0! | #DIV/0! | #DIV/0! | #DIV/0! | #DIV/0! | #DIV/0! | #DIV/0! | #DIV/0! | #DIV/0! | #DIV/0! | #DIV/0! | 4198 | 0 | 0 | 0 | 0 | 0
6 | 30 | 2010 | 181 | 3 | 0 | 0 | #DIV/0! | #DIV/0! | #DIV/0! | #DIV/0! | #DIV/0! | #DIV/0! | #DIV/0! | #DIV/0! | #DIV/0! | #DIV/0! | #DIV/0! | #DIV/0! | #DIV/0! | #DIV/0! | #DIV/0! | #DIV/0! | #DIV/0! | #DIV/0! | #DIV/0! | #DIV/0! | 4199 | 0 | 0 | 0 | 0 | 0
7 | 1 | 2010 | 182 | 4 | 0 | 0 | #DIV/0! | #DIV/0! | #DIV/0! | #DIV/0! | #DIV/0! | #DIV/0! | #DIV/0! | #DIV/0! | #DIV/0! | #DIV/0! | #DIV/0! | #DIV/0! | #DIV/0! | #DIV/0! | #DIV/0! | #DIV/0! | #DIV/0! | #DIV/0! | #DIV/0! | #DIV/0! | 4200 | 0 | 0 | 0 | 0 | 0
7 | 2 | 2010 | 183 | 5 | 0 | 0 | #DIV/0! | #DIV/0! | #DIV/0! | #DIV/0! | #DIV/0! | #DIV/0! | #DIV/0! | #DIV/0! | #DIV/0! | #DIV/0! | #DIV/0! | #DIV/0! | #DIV/0! | #DIV/0! | #DIV/0! | #DIV/0! | #DIV/0! | #DIV/0! | #DIV/0! | #DIV/0! | 4201 | 0 | 0 | 0 | 0 | 0
7 | 3 | 2010 | 184 | 6 | 0 | 0 | #DIV/0! | #DIV/0! | #DIV/0! | #DIV/0! | #DIV/0! | #DIV/0! | #DIV/0! | #DIV/0! | #DIV/0! | #DIV/0! | #DIV/0! | #DIV/0! | #DIV/0! | #DIV/0! | #DIV/0! | #DIV/0! | #DIV/0! | #DIV/0! | #DIV/0! | #DIV/0! | 4202 | 0 | 0 | 0 | 0 | 0
7 | 4 | 2010 | 185 | 7 | 0 | 0 | #DIV/0! | #DIV/0! | #DIV/0! | #DIV/0! | #DIV/0! | #DIV/0! | #DIV/0! | #DIV/0! | #DIV/0! | #DIV/0! | #DIV/0! | #DIV/0! | #DIV/0! | #DIV/0! | #DIV/0! | #DIV/0! | #DIV/0! | #DIV/0! | #DIV/0! | #DIV/0! | 4203 | 0 | 0 | 0 | 0 | 0
7 | 5 | 2010 | 186 | 1 | 0 | 0 | #DIV/0! | #DIV/0! | #DIV/0! | #DIV/0! | #DIV/0! | #DIV/0! | #DIV/0! | #DIV/0! | #DIV/0! | #DIV/0! | #DIV/0! | #DIV/0! | #DIV/0! | #DIV/0! | #DIV/0! | #DIV/0! | #DIV/0! | #DIV/0! | #DIV/0! | #DIV/0! | 4204 | 0 | 0 | 0 | 0 | 0
7 | 6 | 2010 | 187 | 2 | 0 | 0 | #DIV/0! | #DIV/0! | #DIV/0! | #DIV/0! | #DIV/0! | #DIV/0! | #DIV/0! | #DIV/0! | #DIV/0! | #DIV/0! | #DIV/0! | #DIV/0! | #DIV/0! | #DIV/0! | #DIV/0! | #DIV/0! | #DIV/0! | #DIV/0! | #DIV/0! | #DIV/0! | 4205 | 0 | 0 | 0 | 0 | 0
7 | 7 | 2010 | 188 | 3 | 0 | 0 | #DIV/0! | #DIV/0! | #DIV/0! | #DIV/0! | #DIV/0! | #DIV/0! | #DIV/0! | #DIV/0! | #DIV/0! | #DIV/0! | #DIV/0! | #DIV/0! | #DIV/0! | #DIV/0! | #DIV/0! | #DIV/0! | #DIV/0! | #DIV/0! | #DIV/0! | #DIV/0! | 4206 | 0 | 0 | 0 | 0 | 0
7 | 8 | 2010 | 189 | 4 | 0 | 0 | #DIV/0! | #DIV/0! | #DIV/0! | #DIV/0! | #DIV/0! | #DIV/0! | #DIV/0! | #DIV/0! | #DIV/0! | #DIV/0! | #DIV/0! | #DIV/0! | #DIV/0! | #DIV/0! | #DIV/0! | #DIV/0! | #DIV/0! | #DIV/0! | #DIV/0! | #DIV/0! | 4207 | 0 | 0 | 0 | 0 | 0
7 | 9 | 2010 | 190 | 5 | 0.0066667 | 0 | #DIV/0! | #DIV/0! | #DIV/0! | #DIV/0! | #DIV/0! | #DIV/0! | #DIV/0! | #DIV/0! | #DIV/0! | #DIV/0! | #DIV/0! | #DIV/0! | #DIV/0! | #DIV/0! | #DIV/0! | #DIV/0! | #DIV/0! | #DIV/0! | #DIV/0! | #DIV/0! | 4208 | 0 | 0 | 0 | 0 | 0
7 | 10 | 2010 | 191 | 6 | 0.73667 | 0 | #DIV/0! | #DIV/0! | #DIV/0! | #DIV/0! | #DIV/0! | #DIV/0! | #DIV/0! | #DIV/0! | #DIV/0! | #DIV/0! | #DIV/0! | #DIV/0! | #DIV/0! | #DIV/0! | #DIV/0! | #DIV/0! | #DIV/0! | #DIV/0! | #DIV/0! | #DIV/0! | 4209 | 0 | 0 | 0 | 0 | 0
7 | 11 | 2010 | 192 | 7 | 0 | 0 | #DIV/0! | #DIV/0! | #DIV/0! | #DIV/0! | #DIV/0! | #DIV/0! | #DIV/0! | #DIV/0! | #DIV/0! | #DIV/0! | #DIV/0! | #DIV/0! | #DIV/0! | #DIV/0! | #DIV/0! | #DIV/0! | #DIV/0! | #DIV/0! | #DIV/0! | #DIV/0! | 4210 | 0 | 0 | 0 | 0 | 0
7 | 12 | 2010 | 193 | 1 | 0.59667 | 0 | #DIV/0! | #DIV/0! | #DIV/0! | #DIV/0! | #DIV/0! | #DIV/0! | #DIV/0! | #DIV/0! | #DIV/0! | #DIV/0! | #DIV/0! | #DIV/0! | #DIV/0! | #DIV/0! | #DIV/0! | #DIV/0! | #DIV/0! | #DIV/0! | #DIV/0! | #DIV/0! | 4211 | 0 | 0 | 0 | 0 | 0
7 | 13 | 2010 | 194 | 2 | 1.0933 | 0 | #DIV/0! | #DIV/0! | #DIV/0! | #DIV/0! | #DIV/0! | #DIV/0! | #DIV/0! | #DIV/0! | #DIV/0! | #DIV/0! | #DIV/0! | #DIV/0! | #DIV/0! | #DIV/0! | #DIV/0! | #DIV/0! | #DIV/0! | #DIV/0! | #DIV/0! | #DIV/0! | 4212 | 0 | 0 | 0 | 0 | 0
7 | 14 | 2010 | 195 | 3 | 0.37 | 0 | #DIV/0! | #DIV/0! | #DIV/0! | #DIV/0! | #DIV/0! | #DIV/0! | #DIV/0! | #DIV/0! | #DIV/0! | #DIV/0! | #DIV/0! | #DIV/0! | #DIV/0! | #DIV/0! | #DIV/0! | #DIV/0! | #DIV/0! | #DIV/0! | #DIV/0! | #DIV/0! | 4213 | 0 | 0 | 0 | 0 | 0
7 | 15 | 2010 | 196 | 4 | 0 | 0 | #DIV/0! | #DIV/0! | #DIV/0! | #DIV/0! | #DIV/0! | #DIV/0! | #DIV/0! | #DIV/0! | #DIV/0! | #DIV/0! | #DIV/0! | #DIV/0! | #DIV/0! | #DIV/0! | #DIV/0! | #DIV/0! | #DIV/0! | #DIV/0! | #DIV/0! | #DIV/0! | 4214 | 0 | 0 | 0 | 0 | 0
7 | 16 | 2010 | 197 | 5 | 0.10333 | 0 | #DIV/0! | #DIV/0! | #DIV/0! | #DIV/0! | #DIV/0! | #DIV/0! | #DIV/0! | #DIV/0! | #DIV/0! | #DIV/0! | #DIV/0! | #DIV/0! | #DIV/0! | #DIV/0! | #DIV/0! | #DIV/0! | #DIV/0! | #DIV/0! | #DIV/0! | #DIV/0! | 4215 | 0 | 0 | 0 | 0 | 0
7 | 17 | 2010 | 198 | 6 | 0.073333 | 0 | #DIV/0! | #DIV/0! | #DIV/0! | #DIV/0! | #DIV/0! | #DIV/0! | #DIV/0! | #DIV/0! | #DIV/0! | #DIV/0! | #DIV/0! | #DIV/0! | #DIV/0! | #DIV/0! | #DIV/0! | #DIV/0! | #DIV/0! | #DIV/0! | #DIV/0! | #DIV/0! | 4216 | 0 | 0 | 0 | 0 | 0
7 | 18 | 2010 | 199 | 7 | 0.34667 | 0 | #DIV/0! | #DIV/0! | #DIV/0! | #DIV/0! | #DIV/0! | #DIV/0! | #DIV/0! | #DIV/0! | #DIV/0! | #DIV/0! | #DIV/0! | #DIV/0! | #DIV/0! | #DIV/0! | #DIV/0! | #DIV/0! | #DIV/0! | #DIV/0! | #DIV/0! | #DIV/0! | 4217 | 0 | 0 | 0 | 0 | 0
7 | 19 | 2010 | 200 | 1 | 0.18333 | 0 | #DIV/0! | #DIV/0! | #DIV/0! | #DIV/0! | #DIV/0! | #DIV/0! | #DIV/0! | #DIV/0! | #DIV/0! | #DIV/0! | #DIV/0! | #DIV/0! | #DIV/0! | #DIV/0! | #DIV/0! | #DIV/0! | #DIV/0! | #DIV/0! | #DIV/0! | #DIV/0! | 4218 | 0 | 0 | 0 | 0 | 0
7 | 20 | 2010 | 201 | 2 | 0.0033333 | 0 | #DIV/0! | #DIV/0! | #DIV/0! | #DIV/0! | #DIV/0! | #DIV/0! | #DIV/0! | #DIV/0! | #DIV/0! | #DIV/0! | #DIV/0! | #DIV/0! | #DIV/0! | #DIV/0! | #DIV/0! | #DIV/0! | #DIV/0! | #DIV/0! | #DIV/0! | #DIV/0! | 4219 | 0 | 0 | 0 | 0 | 0
7 | 21 | 2010 | 202 | 3 | 0 | 0 | #DIV/0! | #DIV/0! | #DIV/0! | #DIV/0! | #DIV/0! | #DIV/0! | #DIV/0! | #DIV/0! | #DIV/0! | #DIV/0! | #DIV/0! | #DIV/0! | #DIV/0! | #DIV/0! | #DIV/0! | #DIV/0! | #DIV/0! | #DIV/0! | #DIV/0! | #DIV/0! | 4220 | 0 | 0 | 0 | 0 | 0
7 | 22 | 2010 | 203 | 4 | 0 | 0 | #DIV/0! | #DIV/0! | #DIV/0! | #DIV/0! | #DIV/0! | #DIV/0! | #DIV/0! | #DIV/0! | #DIV/0! | #DIV/0! | #DIV/0! | #DIV/0! | #DIV/0! | #DIV/0! | #DIV/0! | #DIV/0! | #DIV/0! | #DIV/0! | #DIV/0! | #DIV/0! | 4221 | 0 | 0 | 0 | 0 | 0
7 | 23 | 2010 | 204 | 5 | 0 | 0 | #DIV/0! | #DIV/0! | #DIV/0! | #DIV/0! | #DIV/0! | #DIV/0! | #DIV/0! | #DIV/0! | #DIV/0! | #DIV/0! | #DIV/0! | #DIV/0! | #DIV/0! | #DIV/0! | #DIV/0! | #DIV/0! | #DIV/0! | #DIV/0! | #DIV/0! | #DIV/0! | 4222 | 0 | 0 | 0 | 0 | 0
7 | 24 | 2010 | 205 | 6 | 0 | 0 | #DIV/0! | #DIV/0! | #DIV/0! | #DIV/0! | #DIV/0! | #DIV/0! | #DIV/0! | #DIV/0! | #DIV/0! | #DIV/0! | #DIV/0! | #DIV/0! | #DIV/0! | #DIV/0! | #DIV/0! | #DIV/0! | #DIV/0! | #DIV/0! | #DIV/0! | #DIV/0! | 4223 | 0 | 0 | 0 | 0 | 0
7 | 25 | 2010 | 206 | 7 | 0.50333 | 0 | #DIV/0! | #DIV/0! | #DIV/0! | #DIV/0! | #DIV/0! | #DIV/0! | #DIV/0! | #DIV/0! | #DIV/0! | #DIV/0! | #DIV/0! | #DIV/0! | #DIV/0! | #DIV/0! | #DIV/0! | #DIV/0! | #DIV/0! | #DIV/0! | #DIV/0! | #DIV/0! | 4224 | 0 | 0 | 0 | 0 | 0
7 | 26 | 2010 | 207 | 1 | 0 | 0 | #DIV/0! | #DIV/0! | #DIV/0! | #DIV/0! | #DIV/0! | #DIV/0! | #DIV/0! | #DIV/0! | #DIV/0! | #DIV/0! | #DIV/0! | #DIV/0! | #DIV/0! | #DIV/0! | #DIV/0! | #DIV/0! | #DIV/0! | #DIV/0! | #DIV/0! | #DIV/0! | 4225 | 0 | 0 | 0 | 0 | 0
7 | 27 | 2010 | 208 | 2 | 0 | 0 | #DIV/0! | #DIV/0! | #DIV/0! | #DIV/0! | #DIV/0! | #DIV/0! | #DIV/0! | #DIV/0! | #DIV/0! | #DIV/0! | #DIV/0! | #DIV/0! | #DIV/0! | #DIV/0! | #DIV/0! | #DIV/0! | #DIV/0! | #DIV/0! | #DIV/0! | #DIV/0! | 4226 | 0 | 0 | 0 | 0 | 0
7 | 28 | 2010 | 209 | 3 | 0 | 0 | #DIV/0! | #DIV/0! | #DIV/0! | #DIV/0! | #DIV/0! | #DIV/0! | #DIV/0! | #DIV/0! | #DIV/0! | #DIV/0! | #DIV/0! | #DIV/0! | #DIV/0! | #DIV/0! | #DIV/0! | #DIV/0! | #DIV/0! | #DIV/0! | #DIV/0! | #DIV/0! | 4227 | 0 | 0 | 0 | 0 | 0
7 | 29 | 2010 | 210 | 4 | 0.52333 | 0 | #DIV/0! | #DIV/0! | #DIV/0! | #DIV/0! | #DIV/0! | #DIV/0! | #DIV/0! | #DIV/0! | #DIV/0! | #DIV/0! | #DIV/0! | #DIV/0! | #DIV/0! | #DIV/0! | #DIV/0! | #DIV/0! | #DIV/0! | #DIV/0! | #DIV/0! | #DIV/0! | 4228 | 0 | 0 | 0 | 0 | 0
7 | 30 | 2010 | 211 | 5 | 0 | 0 | #DIV/0! | #DIV/0! | #DIV/0! | #DIV/0! | #DIV/0! | #DIV/0! | #DIV/0! | #DIV/0! | #DIV/0! | #DIV/0! | #DIV/0! | #DIV/0! | #DIV/0! | #DIV/0! | #DIV/0! | #DIV/0! | #DIV/0! | #DIV/0! | #DIV/0! | #DIV/0! | 4229 | 0 | 0 | 0 | 0 | 0
7 | 31 | 2010 | 212 | 6 | 0.026667 | 0 | #DIV/0! | #DIV/0! | #DIV/0! | #DIV/0! | #DIV/0! | #DIV/0! | #DIV/0! | #DIV/0! | #DIV/0! | #DIV/0! | #DIV/0! | #DIV/0! | #DIV/0! | #DIV/0! | #DIV/0! | #DIV/0! | #DIV/0! | #DIV/0! | #DIV/0! | #DIV/0! | 4230 | 0 | 0 | 0 | 0 | 0
8 | 1 | 2010 | 213 | 7 | 0.023333 | 0 | #DIV/0! | #DIV/0! | #DIV/0! | #DIV/0! | #DIV/0! | #DIV/0! | #DIV/0! | #DIV/0! | #DIV/0! | #DIV/0! | #DIV/0! | #DIV/0! | #DIV/0! | #DIV/0! | #DIV/0! | #DIV/0! | #DIV/0! | #DIV/0! | #DIV/0! | #DIV/0! | 4231 | 0 | 0 | 0 | 0 | 0
8 | 2 | 2010 | 214 | 1 | 0.013333 | 0 | #DIV/0! | #DIV/0! | #DIV/0! | #DIV/0! | #DIV/0! | #DIV/0! | #DIV/0! | #DIV/0! | #DIV/0! | #DIV/0! | #DIV/0! | #DIV/0! | #DIV/0! | #DIV/0! | #DIV/0! | #DIV/0! | #DIV/0! | #DIV/0! | #DIV/0! | #DIV/0! | 4232 | 0 | 0 | 0 | 0 | 0
8 | 3 | 2010 | 215 | 2 | 0 | 0 | #DIV/0! | #DIV/0! | #DIV/0! | #DIV/0! | #DIV/0! | #DIV/0! | #DIV/0! | #DIV/0! | #DIV/0! | #DIV/0! | #DIV/0! | #DIV/0! | #DIV/0! | #DIV/0! | #DIV/0! | #DIV/0! | #DIV/0! | #DIV/0! | #DIV/0! | #DIV/0! | 4233 | 0 | 0 | 0 | 0 | 0
8 | 4 | 2010 | 216 | 3 | 0.22333 | 0 | #DIV/0! | #DIV/0! | #DIV/0! | #DIV/0! | #DIV/0! | #DIV/0! | #DIV/0! | #DIV/0! | #DIV/0! | #DIV/0! | #DIV/0! | #DIV/0! | #DIV/0! | #DIV/0! | #DIV/0! | #DIV/0! | #DIV/0! | #DIV/0! | #DIV/0! | #DIV/0! | 4234 | 0 | 0 | 0 | 0 | 0
8 | 5 | 2010 | 217 | 4 | 0.50667 | 0 | #DIV/0! | #DIV/0! | #DIV/0! | #DIV/0! | #DIV/0! | #DIV/0! | #DIV/0! | #DIV/0! | #DIV/0! | #DIV/0! | #DIV/0! | #DIV/0! | #DIV/0! | #DIV/0! | #DIV/0! | #DIV/0! | #DIV/0! | #DIV/0! | #DIV/0! | #DIV/0! | 4235 | 0 | 0 | 0 | 0 | 0
8 | 6 | 2010 | 218 | 5 | 0 | 0 | #DIV/0! | #DIV/0! | #DIV/0! | #DIV/0! | #DIV/0! | #DIV/0! | #DIV/0! | #DIV/0! | #DIV/0! | #DIV/0! | #DIV/0! | #DIV/0! | #DIV/0! | #DIV/0! | #DIV/0! | #DIV/0! | #DIV/0! | #DIV/0! | #DIV/0! | #DIV/0! | 4236 | 0 | 0 | 0 | 0 | 0
8 | 7 | 2010 | 219 | 6 | 0 | 0 | #DIV/0! | #DIV/0! | #DIV/0! | #DIV/0! | #DIV/0! | #DIV/0! | #DIV/0! | #DIV/0! | #DIV/0! | #DIV/0! | #DIV/0! | #DIV/0! | #DIV/0! | #DIV/0! | #DIV/0! | #DIV/0! | #DIV/0! | #DIV/0! | #DIV/0! | #DIV/0! | 4237 | 0 | 0 | 0 | 0 | 0
8 | 8 | 2010 | 220 | 7 | 0 | 0 | #DIV/0! | #DIV/0! | #DIV/0! | #DIV/0! | #DIV/0! | #DIV/0! | #DIV/0! | #DIV/0! | #DIV/0! | #DIV/0! | #DIV/0! | #DIV/0! | #DIV/0! | #DIV/0! | #DIV/0! | #DIV/0! | #DIV/0! | #DIV/0! | #DIV/0! | #DIV/0! | 4238 | 0 | 0 | 0 | 0 | 0
8 | 9 | 2010 | 221 | 1 | 0 | 0 | #DIV/0! | #DIV/0! | #DIV/0! | #DIV/0! | #DIV/0! | #DIV/0! | #DIV/0! | #DIV/0! | #DIV/0! | #DIV/0! | #DIV/0! | #DIV/0! | #DIV/0! | #DIV/0! | #DIV/0! | #DIV/0! | #DIV/0! | #DIV/0! | #DIV/0! | #DIV/0! | 4239 | 0 | 0 | 0 | 0 | 0
8 | 10 | 2010 | 222 | 2 | 0 | 0 | #DIV/0! | #DIV/0! | #DIV/0! | #DIV/0! | #DIV/0! | #DIV/0! | #DIV/0! | #DIV/0! | #DIV/0! | #DIV/0! | #DIV/0! | #DIV/0! | #DIV/0! | #DIV/0! | #DIV/0! | #DIV/0! | #DIV/0! | #DIV/0! | #DIV/0! | #DIV/0! | 4240 | 0 | 0 | 0 | 0 | 0
8 | 11 | 2010 | 223 | 3 | 0 | 0 | #DIV/0! | #DIV/0! | #DIV/0! | #DIV/0! | #DIV/0! | #DIV/0! | #DIV/0! | #DIV/0! | #DIV/0! | #DIV/0! | #DIV/0! | #DIV/0! | #DIV/0! | #DIV/0! | #DIV/0! | #DIV/0! | #DIV/0! | #DIV/0! | #DIV/0! | #DIV/0! | 4241 | 0 | 0 | 0 | 0 | 0
8 | 12 | 2010 | 224 | 4 | 1.6667 | 0 | #DIV/0! | #DIV/0! | #DIV/0! | #DIV/0! | #DIV/0! | #DIV/0! | #DIV/0! | #DIV/0! | #DIV/0! | #DIV/0! | #DIV/0! | #DIV/0! | #DIV/0! | #DIV/0! | #DIV/0! | #DIV/0! | #DIV/0! | #DIV/0! | #DIV/0! | #DIV/0! | 4242 | 0 | 0 | 0 | 0 | 0
8 | 13 | 2010 | 225 | 5 | 0.12667 | 0 | #DIV/0! | #DIV/0! | #DIV/0! | #DIV/0! | #DIV/0! | #DIV/0! | #DIV/0! | #DIV/0! | #DIV/0! | #DIV/0! | #DIV/0! | #DIV/0! | #DIV/0! | #DIV/0! | #DIV/0! | #DIV/0! | #DIV/0! | #DIV/0! | #DIV/0! | #DIV/0! | 4243 | 0 | 0 | 0 | 0 | 0
8 | 14 | 2010 | 226 | 6 | 0 | 0 | #DIV/0! | #DIV/0! | #DIV/0! | #DIV/0! | #DIV/0! | #DIV/0! | #DIV/0! | #DIV/0! | #DIV/0! | #DIV/0! | #DIV/0! | #DIV/0! | #DIV/0! | #DIV/0! | #DIV/0! | #DIV/0! | #DIV/0! | #DIV/0! | #DIV/0! | #DIV/0! | 4244 | 0 | 0 | 0 | 0 | 0
8 | 15 | 2010 | 227 | 7 | 0.24 | 0 | #DIV/0! | #DIV/0! | #DIV/0! | #DIV/0! | #DIV/0! | #DIV/0! | #DIV/0! | #DIV/0! | #DIV/0! | #DIV/0! | #DIV/0! | #DIV/0! | #DIV/0! | #DIV/0! | #DIV/0! | #DIV/0! | #DIV/0! | #DIV/0! | #DIV/0! | #DIV/0! | 4245 | 0 | 0 | 0 | 0 | 0
8 | 16 | 2010 | 228 | 1 | 0 | 0 | #DIV/0! | #DIV/0! | #DIV/0! | #DIV/0! | #DIV/0! | #DIV/0! | #DIV/0! | #DIV/0! | #DIV/0! | #DIV/0! | #DIV/0! | #DIV/0! | #DIV/0! | #DIV/0! | #DIV/0! | #DIV/0! | #DIV/0! | #DIV/0! | #DIV/0! | #DIV/0! | 4246 | 0 | 0 | 0 | 0 | 0
8 | 17 | 2010 | 229 | 2 | 0 | 0 | #DIV/0! | #DIV/0! | #DIV/0! | #DIV/0! | #DIV/0! | #DIV/0! | #DIV/0! | #DIV/0! | #DIV/0! | #DIV/0! | #DIV/0! | #DIV/0! | #DIV/0! | #DIV/0! | #DIV/0! | #DIV/0! | #DIV/0! | #DIV/0! | #DIV/0! | #DIV/0! | 4247 | 0 | 0 | 0 | 0 | 0
8 | 18 | 2010 | 230 | 3 | 0.93333 | 0 | #DIV/0! | #DIV/0! | #DIV/0! | #DIV/0! | #DIV/0! | #DIV/0! | #DIV/0! | #DIV/0! | #DIV/0! | #DIV/0! | #DIV/0! | #DIV/0! | #DIV/0! | #DIV/0! | #DIV/0! | #DIV/0! | #DIV/0! | #DIV/0! | #DIV/0! | #DIV/0! | 4248 | 0 | 0 | 0 | 0 | 0
8 | 19 | 2010 | 231 | 4 | 0 | 0 | #DIV/0! | #DIV/0! | #DIV/0! | #DIV/0! | #DIV/0! | #DIV/0! | #DIV/0! | #DIV/0! | #DIV/0! | #DIV/0! | #DIV/0! | #DIV/0! | #DIV/0! | #DIV/0! | #DIV/0! | #DIV/0! | #DIV/0! | #DIV/0! | #DIV/0! | #DIV/0! | 4249 | 0 | 0 | 0 | 0 | 0
8 | 20 | 2010 | 232 | 5 | 0 | 0 | #DIV/0! | #DIV/0! | #DIV/0! | #DIV/0! | #DIV/0! | #DIV/0! | #DIV/0! | #DIV/0! | #DIV/0! | #DIV/0! | #DIV/0! | #DIV/0! | #DIV/0! | #DIV/0! | #DIV/0! | #DIV/0! | #DIV/0! | #DIV/0! | #DIV/0! | #DIV/0! | 4250 | 0 | 0 | 0 | 0 | 0
8 | 21 | 2010 | 233 | 6 | 0 | 0 | #DIV/0! | #DIV/0! | #DIV/0! | #DIV/0! | #DIV/0! | #DIV/0! | #DIV/0! | #DIV/0! | #DIV/0! | #DIV/0! | #DIV/0! | #DIV/0! | #DIV/0! | #DIV/0! | #DIV/0! | #DIV/0! | #DIV/0! | #DIV/0! | #DIV/0! | #DIV/0! | 4251 | 0 | 0 | 0 | 0 | 0
8 | 22 | 2010 | 234 | 7 | 0.15 | 0 | #DIV/0! | #DIV/0! | #DIV/0! | #DIV/0! | #DIV/0! | #DIV/0! | #DIV/0! | #DIV/0! | #DIV/0! | #DIV/0! | #DIV/0! | #DIV/0! | #DIV/0! | #DIV/0! | #DIV/0! | #DIV/0! | #DIV/0! | #DIV/0! | #DIV/0! | #DIV/0! | 4252 | 0 | 0 | 0 | 0 | 0
8 | 23 | 2010 | 235 | 1 | 0.033333 | 0 | #DIV/0! | #DIV/0! | #DIV/0! | #DIV/0! | #DIV/0! | #DIV/0! | #DIV/0! | #DIV/0! | #DIV/0! | #DIV/0! | #DIV/0! | #DIV/0! | #DIV/0! | #DIV/0! | #DIV/0! | #DIV/0! | #DIV/0! | #DIV/0! | #DIV/0! | #DIV/0! | 4253 | 0 | 0 | 0 | 0 | 0
8 | 24 | 2010 | 236 | 2 | 0 | 0 | #DIV/0! | #DIV/0! | #DIV/0! | #DIV/0! | #DIV/0! | #DIV/0! | #DIV/0! | #DIV/0! | #DIV/0! | #DIV/0! | #DIV/0! | #DIV/0! | #DIV/0! | #DIV/0! | #DIV/0! | #DIV/0! | #DIV/0! | #DIV/0! | #DIV/0! | #DIV/0! | 4254 | 0 | 0 | 0 | 0 | 0
8 | 25 | 2010 | 237 | 3 | 0 | 0 | #DIV/0! | #DIV/0! | #DIV/0! | #DIV/0! | #DIV/0! | #DIV/0! | #DIV/0! | #DIV/0! | #DIV/0! | #DIV/0! | #DIV/0! | #DIV/0! | #DIV/0! | #DIV/0! | #DIV/0! | #DIV/0! | #DIV/0! | #DIV/0! | #DIV/0! | #DIV/0! | 4255 | 0 | 0 | 0 | 0 | 0
8 | 26 | 2010 | 238 | 4 | 0 | 0 | #DIV/0! | #DIV/0! | #DIV/0! | #DIV/0! | #DIV/0! | #DIV/0! | #DIV/0! | #DIV/0! | #DIV/0! | #DIV/0! | #DIV/0! | #DIV/0! | #DIV/0! | #DIV/0! | #DIV/0! | #DIV/0! | #DIV/0! | #DIV/0! | #DIV/0! | #DIV/0! | 4256 | 0 | 0 | 0 | 0 | 0
8 | 27 | 2010 | 239 | 5 | 0 | 0 | #DIV/0! | #DIV/0! | #DIV/0! | #DIV/0! | #DIV/0! | #DIV/0! | #DIV/0! | #DIV/0! | #DIV/0! | #DIV/0! | #DIV/0! | #DIV/0! | #DIV/0! | #DIV/0! | #DIV/0! | #DIV/0! | #DIV/0! | #DIV/0! | #DIV/0! | #DIV/0! | 4257 | 0 | 0 | 0 | 0 | 0
8 | 28 | 2010 | 240 | 6 | 0 | 0 | #DIV/0! | #DIV/0! | #DIV/0! | #DIV/0! | #DIV/0! | #DIV/0! | #DIV/0! | #DIV/0! | #DIV/0! | #DIV/0! | #DIV/0! | #DIV/0! | #DIV/0! | #DIV/0! | #DIV/0! | #DIV/0! | #DIV/0! | #DIV/0! | #DIV/0! | #DIV/0! | 4258 | 0 | 0 | 0 | 0 | 0
8 | 29 | 2010 | 241 | 7 | 0 | 0 | #DIV/0! | #DIV/0! | #DIV/0! | #DIV/0! | #DIV/0! | #DIV/0! | #DIV/0! | #DIV/0! | #DIV/0! | #DIV/0! | #DIV/0! | #DIV/0! | #DIV/0! | #DIV/0! | #DIV/0! | #DIV/0! | #DIV/0! | #DIV/0! | #DIV/0! | #DIV/0! | 4259 | 0 | 0 | 0 | 0 | 0
8 | 30 | 2010 | 242 | 1 | 0 | 0 | #DIV/0! | #DIV/0! | #DIV/0! | #DIV/0! | #DIV/0! | #DIV/0! | #DIV/0! | #DIV/0! | #DIV/0! | #DIV/0! | #DIV/0! | #DIV/0! | #DIV/0! | #DIV/0! | #DIV/0! | #DIV/0! | #DIV/0! | #DIV/0! | #DIV/0! | #DIV/0! | 4260 | 0 | 0 | 0 | 0 | 0
8 | 31 | 2010 | 243 | 2 | 0 | 0 | #DIV/0! | #DIV/0! | #DIV/0! | #DIV/0! | #DIV/0! | #DIV/0! | #DIV/0! | #DIV/0! | #DIV/0! | #DIV/0! | #DIV/0! | #DIV/0! | #DIV/0! | #DIV/0! | #DIV/0! | #DIV/0! | #DIV/0! | #DIV/0! | #DIV/0! | #DIV/0! | 4261 | 0 | 0 | 0 | 0 | 0
9 | 1 | 2010 | 244 | 3 | 0 | 0 | #DIV/0! | #DIV/0! | #DIV/0! | #DIV/0! | #DIV/0! | #DIV/0! | #DIV/0! | #DIV/0! | #DIV/0! | #DIV/0! | #DIV/0! | #DIV/0! | #DIV/0! | #DIV/0! | #DIV/0! | #DIV/0! | #DIV/0! | #DIV/0! | #DIV/0! | #DIV/0! | 4262 | 0 | 0 | 0 | 0 | 0
9 | 2 | 2010 | 245 | 4 | 0 | 0 | #DIV/0! | #DIV/0! | #DIV/0! | #DIV/0! | #DIV/0! | #DIV/0! | #DIV/0! | #DIV/0! | #DIV/0! | #DIV/0! | #DIV/0! | #DIV/0! | #DIV/0! | #DIV/0! | #DIV/0! | #DIV/0! | #DIV/0! | #DIV/0! | #DIV/0! | #DIV/0! | 4263 | 0 | 0 | 0 | 0 | 0
9 | 3 | 2010 | 246 | 5 | 0 | 0 | #DIV/0! | #DIV/0! | #DIV/0! | #DIV/0! | #DIV/0! | #DIV/0! | #DIV/0! | #DIV/0! | #DIV/0! | #DIV/0! | #DIV/0! | #DIV/0! | #DIV/0! | #DIV/0! | #DIV/0! | #DIV/0! | #DIV/0! | #DIV/0! | #DIV/0! | #DIV/0! | 4264 | 0 | 0 | 0 | 0 | 0
9 | 4 | 2010 | 247 | 6 | 0 | 0 | #DIV/0! | #DIV/0! | #DIV/0! | #DIV/0! | #DIV/0! | #DIV/0! | #DIV/0! | #DIV/0! | #DIV/0! | #DIV/0! | #DIV/0! | #DIV/0! | #DIV/0! | #DIV/0! | #DIV/0! | #DIV/0! | #DIV/0! | #DIV/0! | #DIV/0! | #DIV/0! | 4265 | 0 | 0 | 0 | 0 | 0
9 | 5 | 2010 | 248 | 7 | 0 | 0 | #DIV/0! | #DIV/0! | #DIV/0! | #DIV/0! | #DIV/0! | #DIV/0! | #DIV/0! | #DIV/0! | #DIV/0! | #DIV/0! | #DIV/0! | #DIV/0! | #DIV/0! | #DIV/0! | #DIV/0! | #DIV/0! | #DIV/0! | #DIV/0! | #DIV/0! | #DIV/0! | 4266 | 0 | 0 | 0 | 0 | 0
9 | 6 | 2010 | 249 | 1 | 0 | 0 | #DIV/0! | #DIV/0! | #DIV/0! | #DIV/0! | #DIV/0! | #DIV/0! | #DIV/0! | #DIV/0! | #DIV/0! | #DIV/0! | #DIV/0! | #DIV/0! | #DIV/0! | #DIV/0! | #DIV/0! | #DIV/0! | #DIV/0! | #DIV/0! | #DIV/0! | #DIV/0! | 4267 | 0 | 0 | 0 | 0 | 0
9 | 7 | 2010 | 250 | 2 | 0 | 0 | #DIV/0! | #DIV/0! | #DIV/0! | #DIV/0! | #DIV/0! | #DIV/0! | #DIV/0! | #DIV/0! | #DIV/0! | #DIV/0! | #DIV/0! | #DIV/0! | #DIV/0! | #DIV/0! | #DIV/0! | #DIV/0! | #DIV/0! | #DIV/0! | #DIV/0! | #DIV/0! | 4268 | 0 | 0 | 0 | 0 | 0
9 | 8 | 2010 | 251 | 3 | 0 | 0 | #DIV/0! | #DIV/0! | #DIV/0! | #DIV/0! | #DIV/0! | #DIV/0! | #DIV/0! | #DIV/0! | #DIV/0! | #DIV/0! | #DIV/0! | #DIV/0! | #DIV/0! | #DIV/0! | #DIV/0! | #DIV/0! | #DIV/0! | #DIV/0! | #DIV/0! | #DIV/0! | 4269 | 0 | 0 | 0 | 0 | 0
9 | 9 | 2010 | 252 | 4 | 0 | 0 | #DIV/0! | #DIV/0! | #DIV/0! | #DIV/0! | #DIV/0! | #DIV/0! | #DIV/0! | #DIV/0! | #DIV/0! | #DIV/0! | #DIV/0! | #DIV/0! | #DIV/0! | #DIV/0! | #DIV/0! | #DIV/0! | #DIV/0! | #DIV/0! | #DIV/0! | #DIV/0! | 4270 | 0 | 0 | 0 | 0 | 0
9 | 10 | 2010 | 253 | 5 | 0 | 0 | #DIV/0! | #DIV/0! | #DIV/0! | #DIV/0! | #DIV/0! | #DIV/0! | #DIV/0! | #DIV/0! | #DIV/0! | #DIV/0! | #DIV/0! | #DIV/0! | #DIV/0! | #DIV/0! | #DIV/0! | #DIV/0! | #DIV/0! | #DIV/0! | #DIV/0! | #DIV/0! | 4271 | 0 | 0 | 0 | 0 | 0
9 | 11 | 2010 | 254 | 6 | 0 | 0 | #DIV/0! | #DIV/0! | #DIV/0! | #DIV/0! | #DIV/0! | #DIV/0! | #DIV/0! | #DIV/0! | #DIV/0! | #DIV/0! | #DIV/0! | #DIV/0! | #DIV/0! | #DIV/0! | #DIV/0! | #DIV/0! | #DIV/0! | #DIV/0! | #DIV/0! | #DIV/0! | 4272 | 0 | 0 | 0 | 0 | 0
9 | 12 | 2010 | 255 | 7 | 0.65333 | 0 | #DIV/0! | #DIV/0! | #DIV/0! | #DIV/0! | #DIV/0! | #DIV/0! | #DIV/0! | #DIV/0! | #DIV/0! | #DIV/0! | #DIV/0! | #DIV/0! | #DIV/0! | #DIV/0! | #DIV/0! | #DIV/0! | #DIV/0! | #DIV/0! | #DIV/0! | #DIV/0! | 4273 | 0 | 0 | 0 | 0 | 0
9 | 13 | 2010 | 256 | 1 | 0 | 0 | #DIV/0! | #DIV/0! | #DIV/0! | #DIV/0! | #DIV/0! | #DIV/0! | #DIV/0! | #DIV/0! | #DIV/0! | #DIV/0! | #DIV/0! | #DIV/0! | #DIV/0! | #DIV/0! | #DIV/0! | #DIV/0! | #DIV/0! | #DIV/0! | #DIV/0! | #DIV/0! | 4274 | 0 | 0 | 0 | 0 | 0
9 | 14 | 2010 | 257 | 2 | 0 | 0 | #DIV/0! | #DIV/0! | #DIV/0! | #DIV/0! | #DIV/0! | #DIV/0! | #DIV/0! | #DIV/0! | #DIV/0! | #DIV/0! | #DIV/0! | #DIV/0! | #DIV/0! | #DIV/0! | #DIV/0! | #DIV/0! | #DIV/0! | #DIV/0! | #DIV/0! | #DIV/0! | 4275 | 0 | 0 | 0 | 0 | 0
9 | 15 | 2010 | 258 | 3 | 0 | 0 | #DIV/0! | #DIV/0! | #DIV/0! | #DIV/0! | #DIV/0! | #DIV/0! | #DIV/0! | #DIV/0! | #DIV/0! | #DIV/0! | #DIV/0! | #DIV/0! | #DIV/0! | #DIV/0! | #DIV/0! | #DIV/0! | #DIV/0! | #DIV/0! | #DIV/0! | #DIV/0! | 4276 | 0 | 0 | 0 | 0 | 0
9 | 16 | 2010 | 259 | 4 | 0.056667 | 0 | #DIV/0! | #DIV/0! | #DIV/0! | #DIV/0! | #DIV/0! | #DIV/0! | #DIV/0! | #DIV/0! | #DIV/0! | #DIV/0! | #DIV/0! | #DIV/0! | #DIV/0! | #DIV/0! | #DIV/0! | #DIV/0! | #DIV/0! | #DIV/0! | #DIV/0! | #DIV/0! | 4277 | 0 | 0 | 0 | 0 | 0
9 | 17 | 2010 | 260 | 5 | 0.03 | 0 | #DIV/0! | #DIV/0! | #DIV/0! | #DIV/0! | #DIV/0! | #DIV/0! | #DIV/0! | #DIV/0! | #DIV/0! | #DIV/0! | #DIV/0! | #DIV/0! | #DIV/0! | #DIV/0! | #DIV/0! | #DIV/0! | #DIV/0! | #DIV/0! | #DIV/0! | #DIV/0! | 4278 | 0 | 0 | 0 | 0 | 0
9 | 18 | 2010 | 261 | 6 | 0 | 0 | #DIV/0! | #DIV/0! | #DIV/0! | #DIV/0! | #DIV/0! | #DIV/0! | #DIV/0! | #DIV/0! | #DIV/0! | #DIV/0! | #DIV/0! | #DIV/0! | #DIV/0! | #DIV/0! | #DIV/0! | #DIV/0! | #DIV/0! | #DIV/0! | #DIV/0! | #DIV/0! | 4279 | 0 | 0 | 0 | 0 | 0
9 | 19 | 2010 | 262 | 7 | 0 | 0 | #DIV/0! | #DIV/0! | #DIV/0! | #DIV/0! | #DIV/0! | #DIV/0! | #DIV/0! | #DIV/0! | #DIV/0! | #DIV/0! | #DIV/0! | #DIV/0! | #DIV/0! | #DIV/0! | #DIV/0! | #DIV/0! | #DIV/0! | #DIV/0! | #DIV/0! | #DIV/0! | 4280 | 0 | 0 | 0 | 0 | 0
9 | 20 | 2010 | 263 | 1 | 0 | 0 | #DIV/0! | #DIV/0! | #DIV/0! | #DIV/0! | #DIV/0! | #DIV/0! | #DIV/0! | #DIV/0! | #DIV/0! | #DIV/0! | #DIV/0! | #DIV/0! | #DIV/0! | #DIV/0! | #DIV/0! | #DIV/0! | #DIV/0! | #DIV/0! | #DIV/0! | #DIV/0! | 4281 | 0 | 0 | 0 | 0 | 0
9 | 21 | 2010 | 264 | 2 | 0 | 0 | #DIV/0! | #DIV/0! | #DIV/0! | #DIV/0! | #DIV/0! | #DIV/0! | #DIV/0! | #DIV/0! | #DIV/0! | #DIV/0! | #DIV/0! | #DIV/0! | #DIV/0! | #DIV/0! | #DIV/0! | #DIV/0! | #DIV/0! | #DIV/0! | #DIV/0! | #DIV/0! | 4282 | 0 | 0 | 0 | 0 | 0
9 | 22 | 2010 | 265 | 3 | 0 | 0 | #DIV/0! | #DIV/0! | #DIV/0! | #DIV/0! | #DIV/0! | #DIV/0! | #DIV/0! | #DIV/0! | #DIV/0! | #DIV/0! | #DIV/0! | #DIV/0! | #DIV/0! | #DIV/0! | #DIV/0! | #DIV/0! | #DIV/0! | #DIV/0! | #DIV/0! | #DIV/0! | 4283 | 0 | 0 | 0 | 0 | 0
9 | 23 | 2010 | 266 | 4 | 0 | 0 | #DIV/0! | #DIV/0! | #DIV/0! | #DIV/0! | #DIV/0! | #DIV/0! | #DIV/0! | #DIV/0! | #DIV/0! | #DIV/0! | #DIV/0! | #DIV/0! | #DIV/0! | #DIV/0! | #DIV/0! | #DIV/0! | #DIV/0! | #DIV/0! | #DIV/0! | #DIV/0! | 4284 | 0 | 0 | 0 | 0 | 0
9 | 24 | 2010 | 267 | 5 | 0 | 0 | #DIV/0! | #DIV/0! | #DIV/0! | #DIV/0! | #DIV/0! | #DIV/0! | #DIV/0! | #DIV/0! | #DIV/0! | #DIV/0! | #DIV/0! | #DIV/0! | #DIV/0! | #DIV/0! | #DIV/0! | #DIV/0! | #DIV/0! | #DIV/0! | #DIV/0! | #DIV/0! | 4285 | 0 | 0 | 0 | 0 | 0
9 | 25 | 2010 | 268 | 6 | 0 | 0 | #DIV/0! | #DIV/0! | #DIV/0! | #DIV/0! | #DIV/0! | #DIV/0! | #DIV/0! | #DIV/0! | #DIV/0! | #DIV/0! | #DIV/0! | #DIV/0! | #DIV/0! | #DIV/0! | #DIV/0! | #DIV/0! | #DIV/0! | #DIV/0! | #DIV/0! | #DIV/0! | 4286 | 0 | 0 | 0 | 0 | 0
9 | 26 | 2010 | 269 | 7 | 0.1 | 0 | #DIV/0! | #DIV/0! | #DIV/0! | #DIV/0! | #DIV/0! | #DIV/0! | #DIV/0! | #DIV/0! | #DIV/0! | #DIV/0! | #DIV/0! | #DIV/0! | #DIV/0! | #DIV/0! | #DIV/0! | #DIV/0! | #DIV/0! | #DIV/0! | #DIV/0! | #DIV/0! | 4287 | 0 | 0 | 0 | 0 | 0
9 | 27 | 2010 | 270 | 1 | 0.45333 | 0 | #DIV/0! | #DIV/0! | #DIV/0! | #DIV/0! | #DIV/0! | #DIV/0! | #DIV/0! | #DIV/0! | #DIV/0! | #DIV/0! | #DIV/0! | #DIV/0! | #DIV/0! | #DIV/0! | #DIV/0! | #DIV/0! | #DIV/0! | #DIV/0! | #DIV/0! | #DIV/0! | 4288 | 0 | 0 | 0 | 0 | 0
9 | 28 | 2010 | 271 | 2 | 0.14 | 0 | #DIV/0! | #DIV/0! | #DIV/0! | #DIV/0! | #DIV/0! | #DIV/0! | #DIV/0! | #DIV/0! | #DIV/0! | #DIV/0! | #DIV/0! | #DIV/0! | #DIV/0! | #DIV/0! | #DIV/0! | #DIV/0! | #DIV/0! | #DIV/0! | #DIV/0! | #DIV/0! | 4289 | 0 | 0 | 0 | 0 | 0
9 | 29 | 2010 | 272 | 3 | 0.24 | 0 | #DIV/0! | #DIV/0! | #DIV/0! | #DIV/0! | #DIV/0! | #DIV/0! | #DIV/0! | #DIV/0! | #DIV/0! | #DIV/0! | #DIV/0! | #DIV/0! | #DIV/0! | #DIV/0! | #DIV/0! | #DIV/0! | #DIV/0! | #DIV/0! | #DIV/0! | #DIV/0! | 4290 | 0 | 0 | 0 | 0 | 0
9 | 30 | 2010 | 273 | 4 | 5.14 | 0 | #DIV/0! | #DIV/0! | #DIV/0! | #DIV/0! | #DIV/0! | #DIV/0! | #DIV/0! | #DIV/0! | #DIV/0! | #DIV/0! | #DIV/0! | #DIV/0! | #DIV/0! | #DIV/0! | #DIV/0! | #DIV/0! | #DIV/0! | #DIV/0! | #DIV/0! | #DIV/0! | 4291 | 0 | 0 | 0 | 0 | 0
10 | 1 | 2010 | 274 | 5 | 0.02 | 0 | #DIV/0! | #DIV/0! | #DIV/0! | #DIV/0! | #DIV/0! | #DIV/0! | #DIV/0! | #DIV/0! | #DIV/0! | #DIV/0! | #DIV/0! | #DIV/0! | #DIV/0! | #DIV/0! | #DIV/0! | #DIV/0! | #DIV/0! | #DIV/0! | #DIV/0! | #DIV/0! | 4292 | 0 | 0 | 0 | 0 | 0
10 | 2 | 2010 | 275 | 6 | 0 | 0 | #DIV/0! | #DIV/0! | #DIV/0! | #DIV/0! | #DIV/0! | #DIV/0! | #DIV/0! | #DIV/0! | #DIV/0! | #DIV/0! | #DIV/0! | #DIV/0! | #DIV/0! | #DIV/0! | #DIV/0! | #DIV/0! | #DIV/0! | #DIV/0! | #DIV/0! | #DIV/0! | 4293 | 0 | 0 | 0 | 0 | 0
10 | 3 | 2010 | 276 | 7 | 0.31667 | 0 | #DIV/0! | #DIV/0! | #DIV/0! | #DIV/0! | #DIV/0! | #DIV/0! | #DIV/0! | #DIV/0! | #DIV/0! | #DIV/0! | #DIV/0! | #DIV/0! | #DIV/0! | #DIV/0! | #DIV/0! | #DIV/0! | #DIV/0! | #DIV/0! | #DIV/0! | #DIV/0! | 4294 | 0 | 0 | 0 | 0 | 0
10 | 4 | 2010 | 277 | 1 | 0.44667 | 0 | #DIV/0! | #DIV/0! | #DIV/0! | #DIV/0! | #DIV/0! | #DIV/0! | #DIV/0! | #DIV/0! | #DIV/0! | #DIV/0! | #DIV/0! | #DIV/0! | #DIV/0! | #DIV/0! | #DIV/0! | #DIV/0! | #DIV/0! | #DIV/0! | #DIV/0! | #DIV/0! | 4295 | 0 | 0 | 0 | 0 | 0
10 | 5 | 2010 | 278 | 2 | 0 | 0 | #DIV/0! | #DIV/0! | #DIV/0! | #DIV/0! | #DIV/0! | #DIV/0! | #DIV/0! | #DIV/0! | #DIV/0! | #DIV/0! | #DIV/0! | #DIV/0! | #DIV/0! | #DIV/0! | #DIV/0! | #DIV/0! | #DIV/0! | #DIV/0! | #DIV/0! | #DIV/0! | 4296 | 0 | 0 | 0 | 0 | 0
10 | 6 | 2010 | 279 | 3 | 0.026667 | 0 | #DIV/0! | #DIV/0! | #DIV/0! | #DIV/0! | #DIV/0! | #DIV/0! | #DIV/0! | #DIV/0! | #DIV/0! | #DIV/0! | #DIV/0! | #DIV/0! | #DIV/0! | #DIV/0! | #DIV/0! | #DIV/0! | #DIV/0! | #DIV/0! | #DIV/0! | #DIV/0! | 4297 | 0 | 0 | 0 | 0 | 0
10 | 7 | 2010 | 280 | 4 | 0 | 0 | #DIV/0! | #DIV/0! | #DIV/0! | #DIV/0! | #DIV/0! | #DIV/0! | #DIV/0! | #DIV/0! | #DIV/0! | #DIV/0! | #DIV/0! | #DIV/0! | #DIV/0! | #DIV/0! | #DIV/0! | #DIV/0! | #DIV/0! | #DIV/0! | #DIV/0! | #DIV/0! | 4298 | 0 | 0 | 0 | 0 | 0
10 | 8 | 2010 | 281 | 5 | 0 | 0 | #DIV/0! | #DIV/0! | #DIV/0! | #DIV/0! | #DIV/0! | #DIV/0! | #DIV/0! | #DIV/0! | #DIV/0! | #DIV/0! | #DIV/0! | #DIV/0! | #DIV/0! | #DIV/0! | #DIV/0! | #DIV/0! | #DIV/0! | #DIV/0! | #DIV/0! | #DIV/0! | 4299 | 0 | 0 | 0 | 0 | 0
10 | 9 | 2010 | 282 | 6 | 0 | 0 | #DIV/0! | #DIV/0! | #DIV/0! | #DIV/0! | #DIV/0! | #DIV/0! | #DIV/0! | #DIV/0! | #DIV/0! | #DIV/0! | #DIV/0! | #DIV/0! | #DIV/0! | #DIV/0! | #DIV/0! | #DIV/0! | #DIV/0! | #DIV/0! | #DIV/0! | #DIV/0! | 4300 | 0 | 0 | 0 | 0 | 0
10 | 10 | 2010 | 283 | 7 | 0 | 0 | #DIV/0! | #DIV/0! | #DIV/0! | #DIV/0! | #DIV/0! | #DIV/0! | #DIV/0! | #DIV/0! | #DIV/0! | #DIV/0! | #DIV/0! | #DIV/0! | #DIV/0! | #DIV/0! | #DIV/0! | #DIV/0! | #DIV/0! | #DIV/0! | #DIV/0! | #DIV/0! | 4301 | 0 | 0 | 0 | 0 | 0
10 | 11 | 2010 | 284 | 1 | 0 | 0 | #DIV/0! | #DIV/0! | #DIV/0! | #DIV/0! | #DIV/0! | #DIV/0! | #DIV/0! | #DIV/0! | #DIV/0! | #DIV/0! | #DIV/0! | #DIV/0! | #DIV/0! | #DIV/0! | #DIV/0! | #DIV/0! | #DIV/0! | #DIV/0! | #DIV/0! | #DIV/0! | 4302 | 0 | 0 | 0 | 0 | 0
10 | 12 | 2010 | 285 | 2 | 0 | 0 | #DIV/0! | #DIV/0! | #DIV/0! | #DIV/0! | #DIV/0! | #DIV/0! | #DIV/0! | #DIV/0! | #DIV/0! | #DIV/0! | #DIV/0! | #DIV/0! | #DIV/0! | #DIV/0! | #DIV/0! | #DIV/0! | #DIV/0! | #DIV/0! | #DIV/0! | #DIV/0! | 4303 | 0 | 0 | 0 | 0 | 0
10 | 13 | 2010 | 286 | 3 | 0 | 0 | #DIV/0! | #DIV/0! | #DIV/0! | #DIV/0! | #DIV/0! | #DIV/0! | #DIV/0! | #DIV/0! | #DIV/0! | #DIV/0! | #DIV/0! | #DIV/0! | #DIV/0! | #DIV/0! | #DIV/0! | #DIV/0! | #DIV/0! | #DIV/0! | #DIV/0! | #DIV/0! | 4304 | 0 | 0 | 0 | 0 | 0
10 | 14 | 2010 | 287 | 4 | 1.0267 | 0 | #DIV/0! | #DIV/0! | #DIV/0! | #DIV/0! | #DIV/0! | #DIV/0! | #DIV/0! | #DIV/0! | #DIV/0! | #DIV/0! | #DIV/0! | #DIV/0! | #DIV/0! | #DIV/0! | #DIV/0! | #DIV/0! | #DIV/0! | #DIV/0! | #DIV/0! | #DIV/0! | 4305 | 0 | 0 | 0 | 0 | 0
10 | 15 | 2010 | 288 | 5 | 0 | 0 | #DIV/0! | #DIV/0! | #DIV/0! | #DIV/0! | #DIV/0! | #DIV/0! | #DIV/0! | #DIV/0! | #DIV/0! | #DIV/0! | #DIV/0! | #DIV/0! | #DIV/0! | #DIV/0! | #DIV/0! | #DIV/0! | #DIV/0! | #DIV/0! | #DIV/0! | #DIV/0! | 4306 | 0 | 0 | 0 | 0 | 0
10 | 16 | 2010 | 289 | 6 | 0 | 0 | #DIV/0! | #DIV/0! | #DIV/0! | #DIV/0! | #DIV/0! | #DIV/0! | #DIV/0! | #DIV/0! | #DIV/0! | #DIV/0! | #DIV/0! | #DIV/0! | #DIV/0! | #DIV/0! | #DIV/0! | #DIV/0! | #DIV/0! | #DIV/0! | #DIV/0! | #DIV/0! | 4307 | 0 | 0 | 0 | 0 | 0
10 | 17 | 2010 | 290 | 7 | 0 | 0 | #DIV/0! | #DIV/0! | #DIV/0! | #DIV/0! | #DIV/0! | #DIV/0! | #DIV/0! | #DIV/0! | #DIV/0! | #DIV/0! | #DIV/0! | #DIV/0! | #DIV/0! | #DIV/0! | #DIV/0! | #DIV/0! | #DIV/0! | #DIV/0! | #DIV/0! | #DIV/0! | 4308 | 0 | 0 | 0 | 0 | 0
10 | 18 | 2010 | 291 | 1 | 0.0033333 | 0 | #DIV/0! | #DIV/0! | #DIV/0! | #DIV/0! | #DIV/0! | #DIV/0! | #DIV/0! | #DIV/0! | #DIV/0! | #DIV/0! | #DIV/0! | #DIV/0! | #DIV/0! | #DIV/0! | #DIV/0! | #DIV/0! | #DIV/0! | #DIV/0! | #DIV/0! | #DIV/0! | 4309 | 0 | 0 | 0 | 0 | 0
10 | 19 | 2010 | 292 | 2 | 0.1 | 0 | #DIV/0! | #DIV/0! | #DIV/0! | #DIV/0! | #DIV/0! | #DIV/0! | #DIV/0! | #DIV/0! | #DIV/0! | #DIV/0! | #DIV/0! | #DIV/0! | #DIV/0! | #DIV/0! | #DIV/0! | #DIV/0! | #DIV/0! | #DIV/0! | #DIV/0! | #DIV/0! | 4310 | 0 | 0 | 0 | 0 | 0
10 | 20 | 2010 | 293 | 3 | 0.0066667 | 0 | #DIV/0! | #DIV/0! | #DIV/0! | #DIV/0! | #DIV/0! | #DIV/0! | #DIV/0! | #DIV/0! | #DIV/0! | #DIV/0! | #DIV/0! | #DIV/0! | #DIV/0! | #DIV/0! | #DIV/0! | #DIV/0! | #DIV/0! | #DIV/0! | #DIV/0! | #DIV/0! | 4311 | 0 | 0 | 0 | 0 | 0
10 | 21 | 2010 | 294 | 4 | 0 | 0 | #DIV/0! | #DIV/0! | #DIV/0! | #DIV/0! | #DIV/0! | #DIV/0! | #DIV/0! | #DIV/0! | #DIV/0! | #DIV/0! | #DIV/0! | #DIV/0! | #DIV/0! | #DIV/0! | #DIV/0! | #DIV/0! | #DIV/0! | #DIV/0! | #DIV/0! | #DIV/0! | 4312 | 0 | 0 | 0 | 0 | 0
10 | 22 | 2010 | 295 | 5 | 0 | 0 | #DIV/0! | #DIV/0! | #DIV/0! | #DIV/0! | #DIV/0! | #DIV/0! | #DIV/0! | #DIV/0! | #DIV/0! | #DIV/0! | #DIV/0! | #DIV/0! | #DIV/0! | #DIV/0! | #DIV/0! | #DIV/0! | #DIV/0! | #DIV/0! | #DIV/0! | #DIV/0! | 4313 | 0 | 0 | 0 | 0 | 0
10 | 23 | 2010 | 296 | 6 | 0 | 0 | #DIV/0! | #DIV/0! | #DIV/0! | #DIV/0! | #DIV/0! | #DIV/0! | #DIV/0! | #DIV/0! | #DIV/0! | #DIV/0! | #DIV/0! | #DIV/0! | #DIV/0! | #DIV/0! | #DIV/0! | #DIV/0! | #DIV/0! | #DIV/0! | #DIV/0! | #DIV/0! | 4314 | 0 | 0 | 0 | 0 | 0
10 | 24 | 2010 | 297 | 7 | 0 | 0 | #DIV/0! | #DIV/0! | #DIV/0! | #DIV/0! | #DIV/0! | #DIV/0! | #DIV/0! | #DIV/0! | #DIV/0! | #DIV/0! | #DIV/0! | #DIV/0! | #DIV/0! | #DIV/0! | #DIV/0! | #DIV/0! | #DIV/0! | #DIV/0! | #DIV/0! | #DIV/0! | 4315 | 0 | 0 | 0 | 0 | 0
10 | 25 | 2010 | 298 | 1 | 0 | 0 | #DIV/0! | #DIV/0! | #DIV/0! | #DIV/0! | #DIV/0! | #DIV/0! | #DIV/0! | #DIV/0! | #DIV/0! | #DIV/0! | #DIV/0! | #DIV/0! | #DIV/0! | #DIV/0! | #DIV/0! | #DIV/0! | #DIV/0! | #DIV/0! | #DIV/0! | #DIV/0! | 4316 | 0 | 0 | 0 | 0 | 0
10 | 26 | 2010 | 299 | 2 | 0 | 0 | #DIV/0! | #DIV/0! | #DIV/0! | #DIV/0! | #DIV/0! | #DIV/0! | #DIV/0! | #DIV/0! | #DIV/0! | #DIV/0! | #DIV/0! | #DIV/0! | #DIV/0! | #DIV/0! | #DIV/0! | #DIV/0! | #DIV/0! | #DIV/0! | #DIV/0! | #DIV/0! | 4317 | 0 | 0 | 0 | 0 | 0
10 | 27 | 2010 | 300 | 3 | 0.96333 | 0 | #DIV/0! | #DIV/0! | #DIV/0! | #DIV/0! | #DIV/0! | #DIV/0! | #DIV/0! | #DIV/0! | #DIV/0! | #DIV/0! | #DIV/0! | #DIV/0! | #DIV/0! | #DIV/0! | #DIV/0! | #DIV/0! | #DIV/0! | #DIV/0! | #DIV/0! | #DIV/0! | 4318 | 0 | 0 | 0 | 0 | 0
10 | 28 | 2010 | 301 | 4 | 0 | 0 | #DIV/0! | #DIV/0! | #DIV/0! | #DIV/0! | #DIV/0! | #DIV/0! | #DIV/0! | #DIV/0! | #DIV/0! | #DIV/0! | #DIV/0! | #DIV/0! | #DIV/0! | #DIV/0! | #DIV/0! | #DIV/0! | #DIV/0! | #DIV/0! | #DIV/0! | #DIV/0! | 4319 | 0 | 0 | 0 | 0 | 0
10 | 29 | 2010 | 302 | 5 | 0 | 0 | #DIV/0! | #DIV/0! | #DIV/0! | #DIV/0! | #DIV/0! | #DIV/0! | #DIV/0! | #DIV/0! | #DIV/0! | #DIV/0! | #DIV/0! | #DIV/0! | #DIV/0! | #DIV/0! | #DIV/0! | #DIV/0! | #DIV/0! | #DIV/0! | #DIV/0! | #DIV/0! | 4320 | 0 | 0 | 0 | 0 | 0
10 | 30 | 2010 | 303 | 6 | 0 | 0 | #DIV/0! | #DIV/0! | #DIV/0! | #DIV/0! | #DIV/0! | #DIV/0! | #DIV/0! | #DIV/0! | #DIV/0! | #DIV/0! | #DIV/0! | #DIV/0! | #DIV/0! | #DIV/0! | #DIV/0! | #DIV/0! | #DIV/0! | #DIV/0! | #DIV/0! | #DIV/0! | 4321 | 0 | 0 | 0 | 0 | 0
10 | 31 | 2010 | 304 | 7 | 0 | 0 | #DIV/0! | #DIV/0! | #DIV/0! | #DIV/0! | #DIV/0! | #DIV/0! | #DIV/0! | #DIV/0! | #DIV/0! | #DIV/0! | #DIV/0! | #DIV/0! | #DIV/0! | #DIV/0! | #DIV/0! | #DIV/0! | #DIV/0! | #DIV/0! | #DIV/0! | #DIV/0! | 4322 | 0 | 0 | 0 | 0 | 0
11 | 1 | 2010 | 305 | 1 | 0 | 0 | #DIV/0! | #DIV/0! | #DIV/0! | #DIV/0! | #DIV/0! | #DIV/0! | #DIV/0! | #DIV/0! | #DIV/0! | #DIV/0! | #DIV/0! | #DIV/0! | #DIV/0! | #DIV/0! | #DIV/0! | #DIV/0! | #DIV/0! | #DIV/0! | #DIV/0! | #DIV/0! | 4323 | 0 | 0 | 0 | 0 | 0
11 | 2 | 2010 | 306 | 2 | 0 | 0 | #DIV/0! | #DIV/0! | #DIV/0! | #DIV/0! | #DIV/0! | #DIV/0! | #DIV/0! | #DIV/0! | #DIV/0! | #DIV/0! | #DIV/0! | #DIV/0! | #DIV/0! | #DIV/0! | #DIV/0! | #DIV/0! | #DIV/0! | #DIV/0! | #DIV/0! | #DIV/0! | 4324 | 0 | 0 | 0 | 0 | 0
11 | 3 | 2010 | 307 | 3 | 0.11 | 0 | #DIV/0! | #DIV/0! | #DIV/0! | #DIV/0! | #DIV/0! | #DIV/0! | #DIV/0! | #DIV/0! | #DIV/0! | #DIV/0! | #DIV/0! | #DIV/0! | #DIV/0! | #DIV/0! | #DIV/0! | #DIV/0! | #DIV/0! | #DIV/0! | #DIV/0! | #DIV/0! | 4325 | 0 | 0 | 0 | 0 | 0
11 | 4 | 2010 | 308 | 4 | 1.17 | 0 | #DIV/0! | #DIV/0! | #DIV/0! | #DIV/0! | #DIV/0! | #DIV/0! | #DIV/0! | #DIV/0! | #DIV/0! | #DIV/0! | #DIV/0! | #DIV/0! | #DIV/0! | #DIV/0! | #DIV/0! | #DIV/0! | #DIV/0! | #DIV/0! | #DIV/0! | #DIV/0! | 4326 | 0 | 0 | 0 | 0 | 0
11 | 5 | 2010 | 309 | 5 | 0 | 0 | #DIV/0! | #DIV/0! | #DIV/0! | #DIV/0! | #DIV/0! | #DIV/0! | #DIV/0! | #DIV/0! | #DIV/0! | #DIV/0! | #DIV/0! | #DIV/0! | #DIV/0! | #DIV/0! | #DIV/0! | #DIV/0! | #DIV/0! | #DIV/0! | #DIV/0! | #DIV/0! | 4327 | 0 | 0 | 0 | 0 | 0
11 | 6 | 2010 | 310 | 6 | 0 | 0 | #DIV/0! | #DIV/0! | #DIV/0! | #DIV/0! | #DIV/0! | #DIV/0! | #DIV/0! | #DIV/0! | #DIV/0! | #DIV/0! | #DIV/0! | #DIV/0! | #DIV/0! | #DIV/0! | #DIV/0! | #DIV/0! | #DIV/0! | #DIV/0! | #DIV/0! | #DIV/0! | 4328 | 0 | 0 | 0 | 0 | 0
11 | 7 | 2010 | 311 | 7 | 0 | 0 | #DIV/0! | #DIV/0! | #DIV/0! | #DIV/0! | #DIV/0! | #DIV/0! | #DIV/0! | #DIV/0! | #DIV/0! | #DIV/0! | #DIV/0! | #DIV/0! | #DIV/0! | #DIV/0! | #DIV/0! | #DIV/0! | #DIV/0! | #DIV/0! | #DIV/0! | #DIV/0! | 4329 | 0 | 0 | 0 | 0 | 0
11 | 8 | 2010 | 312 | 1 | 0 | 0 | #DIV/0! | #DIV/0! | #DIV/0! | #DIV/0! | #DIV/0! | #DIV/0! | #DIV/0! | #DIV/0! | #DIV/0! | #DIV/0! | #DIV/0! | #DIV/0! | #DIV/0! | #DIV/0! | #DIV/0! | #DIV/0! | #DIV/0! | #DIV/0! | #DIV/0! | #DIV/0! | 4330 | 0 | 0 | 0 | 0 | 0
11 | 9 | 2010 | 313 | 2 | 0 | 0 | #DIV/0! | #DIV/0! | #DIV/0! | #DIV/0! | #DIV/0! | #DIV/0! | #DIV/0! | #DIV/0! | #DIV/0! | #DIV/0! | #DIV/0! | #DIV/0! | #DIV/0! | #DIV/0! | #DIV/0! | #DIV/0! | #DIV/0! | #DIV/0! | #DIV/0! | #DIV/0! | 4331 | 0 | 0 | 0 | 0 | 0
11 | 10 | 2010 | 314 | 3 | 0 | 0 | #DIV/0! | #DIV/0! | #DIV/0! | #DIV/0! | #DIV/0! | #DIV/0! | #DIV/0! | #DIV/0! | #DIV/0! | #DIV/0! | #DIV/0! | #DIV/0! | #DIV/0! | #DIV/0! | #DIV/0! | #DIV/0! | #DIV/0! | #DIV/0! | #DIV/0! | #DIV/0! | 4332 | 0 | 0 | 0 | 0 | 0
11 | 11 | 2010 | 315 | 4 | 0 | 0 | #DIV/0! | #DIV/0! | #DIV/0! | #DIV/0! | #DIV/0! | #DIV/0! | #DIV/0! | #DIV/0! | #DIV/0! | #DIV/0! | #DIV/0! | #DIV/0! | #DIV/0! | #DIV/0! | #DIV/0! | #DIV/0! | #DIV/0! | #DIV/0! | #DIV/0! | #DIV/0! | 4333 | 0 | 0 | 0 | 0 | 0
11 | 12 | 2010 | 316 | 5 | 0 | 0 | #DIV/0! | #DIV/0! | #DIV/0! | #DIV/0! | #DIV/0! | #DIV/0! | #DIV/0! | #DIV/0! | #DIV/0! | #DIV/0! | #DIV/0! | #DIV/0! | #DIV/0! | #DIV/0! | #DIV/0! | #DIV/0! | #DIV/0! | #DIV/0! | #DIV/0! | #DIV/0! | 4334 | 0 | 0 | 0 | 0 | 0
11 | 13 | 2010 | 317 | 6 | 0 | 0 | #DIV/0! | #DIV/0! | #DIV/0! | #DIV/0! | #DIV/0! | #DIV/0! | #DIV/0! | #DIV/0! | #DIV/0! | #DIV/0! | #DIV/0! | #DIV/0! | #DIV/0! | #DIV/0! | #DIV/0! | #DIV/0! | #DIV/0! | #DIV/0! | #DIV/0! | #DIV/0! | 4335 | 0 | 0 | 0 | 0 | 0
11 | 14 | 2010 | 318 | 7 | 0 | 0 | #DIV/0! | #DIV/0! | #DIV/0! | #DIV/0! | #DIV/0! | #DIV/0! | #DIV/0! | #DIV/0! | #DIV/0! | #DIV/0! | #DIV/0! | #DIV/0! | #DIV/0! | #DIV/0! | #DIV/0! | #DIV/0! | #DIV/0! | #DIV/0! | #DIV/0! | #DIV/0! | 4336 | 0 | 0 | 0 | 0 | 0
11 | 15 | 2010 | 319 | 1 | 0.10667 | 0 | #DIV/0! | #DIV/0! | #DIV/0! | #DIV/0! | #DIV/0! | #DIV/0! | #DIV/0! | #DIV/0! | #DIV/0! | #DIV/0! | #DIV/0! | #DIV/0! | #DIV/0! | #DIV/0! | #DIV/0! | #DIV/0! | #DIV/0! | #DIV/0! | #DIV/0! | #DIV/0! | 4337 | 0 | 0 | 0 | 0 | 0
11 | 16 | 2010 | 320 | 2 | 0.57 | 0 | #DIV/0! | #DIV/0! | #DIV/0! | #DIV/0! | #DIV/0! | #DIV/0! | #DIV/0! | #DIV/0! | #DIV/0! | #DIV/0! | #DIV/0! | #DIV/0! | #DIV/0! | #DIV/0! | #DIV/0! | #DIV/0! | #DIV/0! | #DIV/0! | #DIV/0! | #DIV/0! | 4338 | 0 | 0 | 0 | 0 | 0
11 | 17 | 2010 | 321 | 3 | 0.14 | 0 | #DIV/0! | #DIV/0! | #DIV/0! | #DIV/0! | #DIV/0! | #DIV/0! | #DIV/0! | #DIV/0! | #DIV/0! | #DIV/0! | #DIV/0! | #DIV/0! | #DIV/0! | #DIV/0! | #DIV/0! | #DIV/0! | #DIV/0! | #DIV/0! | #DIV/0! | #DIV/0! | 4339 | 0 | 0 | 0 | 0 | 0
11 | 18 | 2010 | 322 | 4 | 0 | 0 | #DIV/0! | #DIV/0! | #DIV/0! | #DIV/0! | #DIV/0! | #DIV/0! | #DIV/0! | #DIV/0! | #DIV/0! | #DIV/0! | #DIV/0! | #DIV/0! | #DIV/0! | #DIV/0! | #DIV/0! | #DIV/0! | #DIV/0! | #DIV/0! | #DIV/0! | #DIV/0! | 4340 | 0 | 0 | 0 | 0 | 0
11 | 19 | 2010 | 323 | 5 | 0 | 0 | #DIV/0! | #DIV/0! | #DIV/0! | #DIV/0! | #DIV/0! | #DIV/0! | #DIV/0! | #DIV/0! | #DIV/0! | #DIV/0! | #DIV/0! | #DIV/0! | #DIV/0! | #DIV/0! | #DIV/0! | #DIV/0! | #DIV/0! | #DIV/0! | #DIV/0! | #DIV/0! | 4341 | 0 | 0 | 0 | 0 | 0
11 | 20 | 2010 | 324 | 6 | 0 | 0 | #DIV/0! | #DIV/0! | #DIV/0! | #DIV/0! | #DIV/0! | #DIV/0! | #DIV/0! | #DIV/0! | #DIV/0! | #DIV/0! | #DIV/0! | #DIV/0! | #DIV/0! | #DIV/0! | #DIV/0! | #DIV/0! | #DIV/0! | #DIV/0! | #DIV/0! | #DIV/0! | 4342 | 0 | 0 | 0 | 0 | 0
11 | 21 | 2010 | 325 | 7 | 0 | 0 | #DIV/0! | #DIV/0! | #DIV/0! | #DIV/0! | #DIV/0! | #DIV/0! | #DIV/0! | #DIV/0! | #DIV/0! | #DIV/0! | #DIV/0! | #DIV/0! | #DIV/0! | #DIV/0! | #DIV/0! | #DIV/0! | #DIV/0! | #DIV/0! | #DIV/0! | #DIV/0! | 4343 | 0 | 0 | 0 | 0 | 0
11 | 22 | 2010 | 326 | 1 | 0 | 0 | #DIV/0! | #DIV/0! | #DIV/0! | #DIV/0! | #DIV/0! | #DIV/0! | #DIV/0! | #DIV/0! | #DIV/0! | #DIV/0! | #DIV/0! | #DIV/0! | #DIV/0! | #DIV/0! | #DIV/0! | #DIV/0! | #DIV/0! | #DIV/0! | #DIV/0! | #DIV/0! | 4344 | 0 | 0 | 0 | 0 | 0
11 | 23 | 2010 | 327 | 2 | 0.0066667 | 0 | #DIV/0! | #DIV/0! | #DIV/0! | #DIV/0! | #DIV/0! | #DIV/0! | #DIV/0! | #DIV/0! | #DIV/0! | #DIV/0! | #DIV/0! | #DIV/0! | #DIV/0! | #DIV/0! | #DIV/0! | #DIV/0! | #DIV/0! | #DIV/0! | #DIV/0! | #DIV/0! | 4345 | 0 | 0 | 0 | 0 | 0
11 | 24 | 2010 | 328 | 3 | 0 | 0 | #DIV/0! | #DIV/0! | #DIV/0! | #DIV/0! | #DIV/0! | #DIV/0! | #DIV/0! | #DIV/0! | #DIV/0! | #DIV/0! | #DIV/0! | #DIV/0! | #DIV/0! | #DIV/0! | #DIV/0! | #DIV/0! | #DIV/0! | #DIV/0! | #DIV/0! | #DIV/0! | 4346 | 0 | 0 | 0 | 0 | 0
11 | 25 | 2010 | 329 | 4 | 0.033333 | 0 | #DIV/0! | #DIV/0! | #DIV/0! | #DIV/0! | #DIV/0! | #DIV/0! | #DIV/0! | #DIV/0! | #DIV/0! | #DIV/0! | #DIV/0! | #DIV/0! | #DIV/0! | #DIV/0! | #DIV/0! | #DIV/0! | #DIV/0! | #DIV/0! | #DIV/0! | #DIV/0! | 4347 | 0 | 0 | 0 | 0 | 0
11 | 26 | 2010 | 330 | 5 | 0.013333 | 0 | #DIV/0! | #DIV/0! | #DIV/0! | #DIV/0! | #DIV/0! | #DIV/0! | #DIV/0! | #DIV/0! | #DIV/0! | #DIV/0! | #DIV/0! | #DIV/0! | #DIV/0! | #DIV/0! | #DIV/0! | #DIV/0! | #DIV/0! | #DIV/0! | #DIV/0! | #DIV/0! | 4348 | 0 | 0 | 0 | 0 | 0
11 | 27 | 2010 | 331 | 6 | 0 | 0 | #DIV/0! | #DIV/0! | #DIV/0! | #DIV/0! | #DIV/0! | #DIV/0! | #DIV/0! | #DIV/0! | #DIV/0! | #DIV/0! | #DIV/0! | #DIV/0! | #DIV/0! | #DIV/0! | #DIV/0! | #DIV/0! | #DIV/0! | #DIV/0! | #DIV/0! | #DIV/0! | 4349 | 0 | 0 | 0 | 0 | 0
11 | 28 | 2010 | 332 | 7 | 0 | 0 | #DIV/0! | #DIV/0! | #DIV/0! | #DIV/0! | #DIV/0! | #DIV/0! | #DIV/0! | #DIV/0! | #DIV/0! | #DIV/0! | #DIV/0! | #DIV/0! | #DIV/0! | #DIV/0! | #DIV/0! | #DIV/0! | #DIV/0! | #DIV/0! | #DIV/0! | #DIV/0! | 4350 | 0 | 0 | 0 | 0 | 0
11 | 29 | 2010 | 333 | 1 | 0 | 0 | #DIV/0! | #DIV/0! | #DIV/0! | #DIV/0! | #DIV/0! | #DIV/0! | #DIV/0! | #DIV/0! | #DIV/0! | #DIV/0! | #DIV/0! | #DIV/0! | #DIV/0! | #DIV/0! | #DIV/0! | #DIV/0! | #DIV/0! | #DIV/0! | #DIV/0! | #DIV/0! | 4351 | 0 | 0 | 0 | 0 | 0
11 | 30 | 2010 | 334 | 2 | 0.10333 | 0 | #DIV/0! | #DIV/0! | #DIV/0! | #DIV/0! | #DIV/0! | #DIV/0! | #DIV/0! | #DIV/0! | #DIV/0! | #DIV/0! | #DIV/0! | #DIV/0! | #DIV/0! | #DIV/0! | #DIV/0! | #DIV/0! | #DIV/0! | #DIV/0! | #DIV/0! | #DIV/0! | 4352 | 0 | 0 | 0 | 0 | 0
12 | 1 | 2010 | 335 | 3 | 0.77333 | 0 | #DIV/0! | #DIV/0! | #DIV/0! | #DIV/0! | #DIV/0! | #DIV/0! | #DIV/0! | #DIV/0! | #DIV/0! | #DIV/0! | #DIV/0! | #DIV/0! | #DIV/0! | #DIV/0! | #DIV/0! | #DIV/0! | #DIV/0! | #DIV/0! | #DIV/0! | #DIV/0! | 4353 | 0 | 0 | 0 | 0 | 0
12 | 2 | 2010 | 336 | 4 | 0 | 0 | #DIV/0! | #DIV/0! | #DIV/0! | #DIV/0! | #DIV/0! | #DIV/0! | #DIV/0! | #DIV/0! | #DIV/0! | #DIV/0! | #DIV/0! | #DIV/0! | #DIV/0! | #DIV/0! | #DIV/0! | #DIV/0! | #DIV/0! | #DIV/0! | #DIV/0! | #DIV/0! | 4354 | 0 | 0 | 0 | 0 | 0
12 | 3 | 2010 | 337 | 5 | 0 | 0 | #DIV/0! | #DIV/0! | #DIV/0! | #DIV/0! | #DIV/0! | #DIV/0! | #DIV/0! | #DIV/0! | #DIV/0! | #DIV/0! | #DIV/0! | #DIV/0! | #DIV/0! | #DIV/0! | #DIV/0! | #DIV/0! | #DIV/0! | #DIV/0! | #DIV/0! | #DIV/0! | 4355 | 0 | 0 | 0 | 0 | 0
12 | 4 | 2010 | 338 | 6 | 0 | 0 | #DIV/0! | #DIV/0! | #DIV/0! | #DIV/0! | #DIV/0! | #DIV/0! | #DIV/0! | #DIV/0! | #DIV/0! | #DIV/0! | #DIV/0! | #DIV/0! | #DIV/0! | #DIV/0! | #DIV/0! | #DIV/0! | #DIV/0! | #DIV/0! | #DIV/0! | #DIV/0! | 4356 | 0 | 0 | 0 | 0 | 0
12 | 5 | 2010 | 339 | 7 | 0 | 0 | #DIV/0! | #DIV/0! | #DIV/0! | #DIV/0! | #DIV/0! | #DIV/0! | #DIV/0! | #DIV/0! | #DIV/0! | #DIV/0! | #DIV/0! | #DIV/0! | #DIV/0! | #DIV/0! | #DIV/0! | #DIV/0! | #DIV/0! | #DIV/0! | #DIV/0! | #DIV/0! | 4357 | 0 | 0 | 0 | 0 | 0
12 | 6 | 2010 | 340 | 1 | 0 | 0 | #DIV/0! | #DIV/0! | #DIV/0! | #DIV/0! | #DIV/0! | #DIV/0! | #DIV/0! | #DIV/0! | #DIV/0! | #DIV/0! | #DIV/0! | #DIV/0! | #DIV/0! | #DIV/0! | #DIV/0! | #DIV/0! | #DIV/0! | #DIV/0! | #DIV/0! | #DIV/0! | 4358 | 0 | 0 | 0 | 0 | 0
12 | 7 | 2010 | 341 | 2 | 0 | 0 | #DIV/0! | #DIV/0! | #DIV/0! | #DIV/0! | #DIV/0! | #DIV/0! | #DIV/0! | #DIV/0! | #DIV/0! | #DIV/0! | #DIV/0! | #DIV/0! | #DIV/0! | #DIV/0! | #DIV/0! | #DIV/0! | #DIV/0! | #DIV/0! | #DIV/0! | #DIV/0! | 4359 | 0 | 0 | 0 | 0 | 0
12 | 8 | 2010 | 342 | 3 | 0 | 0 | #DIV/0! | #DIV/0! | #DIV/0! | #DIV/0! | #DIV/0! | #DIV/0! | #DIV/0! | #DIV/0! | #DIV/0! | #DIV/0! | #DIV/0! | #DIV/0! | #DIV/0! | #DIV/0! | #DIV/0! | #DIV/0! | #DIV/0! | #DIV/0! | #DIV/0! | #DIV/0! | 4360 | 0 | 0 | 0 | 0 | 0
12 | 9 | 2010 | 343 | 4 | 0 | 0 | #DIV/0! | #DIV/0! | #DIV/0! | #DIV/0! | #DIV/0! | #DIV/0! | #DIV/0! | #DIV/0! | #DIV/0! | #DIV/0! | #DIV/0! | #DIV/0! | #DIV/0! | #DIV/0! | #DIV/0! | #DIV/0! | #DIV/0! | #DIV/0! | #DIV/0! | #DIV/0! | 4361 | 0 | 0 | 0 | 0 | 0
12 | 10 | 2010 | 344 | 5 | 0.0033333 | 0 | #DIV/0! | #DIV/0! | #DIV/0! | #DIV/0! | #DIV/0! | #DIV/0! | #DIV/0! | #DIV/0! | #DIV/0! | #DIV/0! | #DIV/0! | #DIV/0! | #DIV/0! | #DIV/0! | #DIV/0! | #DIV/0! | #DIV/0! | #DIV/0! | #DIV/0! | #DIV/0! | 4362 | 0 | 0 | 0 | 0 | 0
12 | 11 | 2010 | 345 | 6 | 0.07 | 0 | #DIV/0! | #DIV/0! | #DIV/0! | #DIV/0! | #DIV/0! | #DIV/0! | #DIV/0! | #DIV/0! | #DIV/0! | #DIV/0! | #DIV/0! | #DIV/0! | #DIV/0! | #DIV/0! | #DIV/0! | #DIV/0! | #DIV/0! | #DIV/0! | #DIV/0! | #DIV/0! | 4363 | 0 | 0 | 0 | 0 | 0
12 | 12 | 2010 | 346 | 7 | 0.72 | 0 | #DIV/0! | #DIV/0! | #DIV/0! | #DIV/0! | #DIV/0! | #DIV/0! | #DIV/0! | #DIV/0! | #DIV/0! | #DIV/0! | #DIV/0! | #DIV/0! | #DIV/0! | #DIV/0! | #DIV/0! | #DIV/0! | #DIV/0! | #DIV/0! | #DIV/0! | #DIV/0! | 4364 | 0 | 0 | 0 | 0 | 0
12 | 13 | 2010 | 347 | 1 | 0 | 0 | #DIV/0! | #DIV/0! | #DIV/0! | #DIV/0! | #DIV/0! | #DIV/0! | #DIV/0! | #DIV/0! | #DIV/0! | #DIV/0! | #DIV/0! | #DIV/0! | #DIV/0! | #DIV/0! | #DIV/0! | #DIV/0! | #DIV/0! | #DIV/0! | #DIV/0! | #DIV/0! | 4365 | 0 | 0 | 0 | 0 | 0
12 | 14 | 2010 | 348 | 2 | 0 | 0 | #DIV/0! | #DIV/0! | #DIV/0! | #DIV/0! | #DIV/0! | #DIV/0! | #DIV/0! | #DIV/0! | #DIV/0! | #DIV/0! | #DIV/0! | #DIV/0! | #DIV/0! | #DIV/0! | #DIV/0! | #DIV/0! | #DIV/0! | #DIV/0! | #DIV/0! | #DIV/0! | 4366 | 0 | 0 | 0 | 0 | 0
12 | 15 | 2010 | 349 | 3 | 0 | 0 | #DIV/0! | #DIV/0! | #DIV/0! | #DIV/0! | #DIV/0! | #DIV/0! | #DIV/0! | #DIV/0! | #DIV/0! | #DIV/0! | #DIV/0! | #DIV/0! | #DIV/0! | #DIV/0! | #DIV/0! | #DIV/0! | #DIV/0! | #DIV/0! | #DIV/0! | #DIV/0! | 4367 | 0 | 0 | 0 | 0 | 0
12 | 16 | 2010 | 350 | 4 | 0.15333 | 0 | #DIV/0! | #DIV/0! | #DIV/0! | #DIV/0! | #DIV/0! | #DIV/0! | #DIV/0! | #DIV/0! | #DIV/0! | #DIV/0! | #DIV/0! | #DIV/0! | #DIV/0! | #DIV/0! | #DIV/0! | #DIV/0! | #DIV/0! | #DIV/0! | #DIV/0! | #DIV/0! | 4368 | 0 | 0 | 0 | 0 | 0
12 | 17 | 2010 | 351 | 5 | 0 | 0 | #DIV/0! | #DIV/0! | #DIV/0! | #DIV/0! | #DIV/0! | #DIV/0! | #DIV/0! | #DIV/0! | #DIV/0! | #DIV/0! | #DIV/0! | #DIV/0! | #DIV/0! | #DIV/0! | #DIV/0! | #DIV/0! | #DIV/0! | #DIV/0! | #DIV/0! | #DIV/0! | 4369 | 0 | 0 | 0 | 0 | 0
12 | 18 | 2010 | 352 | 6 | 0 | 0 | #DIV/0! | #DIV/0! | #DIV/0! | #DIV/0! | #DIV/0! | #DIV/0! | #DIV/0! | #DIV/0! | #DIV/0! | #DIV/0! | #DIV/0! | #DIV/0! | #DIV/0! | #DIV/0! | #DIV/0! | #DIV/0! | #DIV/0! | #DIV/0! | #DIV/0! | #DIV/0! | 4370 | 0 | 0 | 0 | 0 | 0
12 | 19 | 2010 | 353 | 7 | 0 | 0 | #DIV/0! | #DIV/0! | #DIV/0! | #DIV/0! | #DIV/0! | #DIV/0! | #DIV/0! | #DIV/0! | #DIV/0! | #DIV/0! | #DIV/0! | #DIV/0! | #DIV/0! | #DIV/0! | #DIV/0! | #DIV/0! | #DIV/0! | #DIV/0! | #DIV/0! | #DIV/0! | 4371 | 0 | 0 | 0 | 0 | 0
12 | 20 | 2010 | 354 | 1 | 0 | 0 | #DIV/0! | #DIV/0! | #DIV/0! | #DIV/0! | #DIV/0! | #DIV/0! | #DIV/0! | #DIV/0! | #DIV/0! | #DIV/0! | #DIV/0! | #DIV/0! | #DIV/0! | #DIV/0! | #DIV/0! | #DIV/0! | #DIV/0! | #DIV/0! | #DIV/0! | #DIV/0! | 4372 | 0 | 0 | 0 | 0 | 0
12 | 21 | 2010 | 355 | 2 | 0 | 0 | #DIV/0! | #DIV/0! | #DIV/0! | #DIV/0! | #DIV/0! | #DIV/0! | #DIV/0! | #DIV/0! | #DIV/0! | #DIV/0! | #DIV/0! | #DIV/0! | #DIV/0! | #DIV/0! | #DIV/0! | #DIV/0! | #DIV/0! | #DIV/0! | #DIV/0! | #DIV/0! | 4373 | 0 | 0 | 0 | 0 | 0
12 | 22 | 2010 | 356 | 3 | 0 | 0 | #DIV/0! | #DIV/0! | #DIV/0! | #DIV/0! | #DIV/0! | #DIV/0! | #DIV/0! | #DIV/0! | #DIV/0! | #DIV/0! | #DIV/0! | #DIV/0! | #DIV/0! | #DIV/0! | #DIV/0! | #DIV/0! | #DIV/0! | #DIV/0! | #DIV/0! | #DIV/0! | 4374 | 0 | 0 | 0 | 0 | 0
12 | 23 | 2010 | 357 | 4 | 0 | 0 | #DIV/0! | #DIV/0! | #DIV/0! | #DIV/0! | #DIV/0! | #DIV/0! | #DIV/0! | #DIV/0! | #DIV/0! | #DIV/0! | #DIV/0! | #DIV/0! | #DIV/0! | #DIV/0! | #DIV/0! | #DIV/0! | #DIV/0! | #DIV/0! | #DIV/0! | #DIV/0! | 4375 | 0 | 0 | 0 | 0 | 0
12 | 24 | 2010 | 358 | 5 | 0 | 0 | #DIV/0! | #DIV/0! | #DIV/0! | #DIV/0! | #DIV/0! | #DIV/0! | #DIV/0! | #DIV/0! | #DIV/0! | #DIV/0! | #DIV/0! | #DIV/0! | #DIV/0! | #DIV/0! | #DIV/0! | #DIV/0! | #DIV/0! | #DIV/0! | #DIV/0! | #DIV/0! | 4376 | 0 | 0 | 0 | 0 | 0
12 | 25 | 2010 | 359 | 6 | 0.0033333 | 0 | #DIV/0! | #DIV/0! | #DIV/0! | #DIV/0! | #DIV/0! | #DIV/0! | #DIV/0! | #DIV/0! | #DIV/0! | #DIV/0! | #DIV/0! | #DIV/0! | #DIV/0! | #DIV/0! | #DIV/0! | #DIV/0! | #DIV/0! | #DIV/0! | #DIV/0! | #DIV/0! | 4377 | 0 | 0 | 0 | 0 | 0
12 | 26 | 2010 | 360 | 7 | 0.013333 | 0 | #DIV/0! | #DIV/0! | #DIV/0! | #DIV/0! | #DIV/0! | #DIV/0! | #DIV/0! | #DIV/0! | #DIV/0! | #DIV/0! | #DIV/0! | #DIV/0! | #DIV/0! | #DIV/0! | #DIV/0! | #DIV/0! | #DIV/0! | #DIV/0! | #DIV/0! | #DIV/0! | 4378 | 0 | 0 | 0 | 0 | 0
12 | 27 | 2010 | 361 | 1 | 0 | 0 | #DIV/0! | #DIV/0! | #DIV/0! | #DIV/0! | #DIV/0! | #DIV/0! | #DIV/0! | #DIV/0! | #DIV/0! | #DIV/0! | #DIV/0! | #DIV/0! | #DIV/0! | #DIV/0! | #DIV/0! | #DIV/0! | #DIV/0! | #DIV/0! | #DIV/0! | #DIV/0! | 4379 | 0 | 0 | 0 | 0 | 0
12 | 28 | 2010 | 362 | 2 | 0 | 0 | #DIV/0! | #DIV/0! | #DIV/0! | #DIV/0! | #DIV/0! | #DIV/0! | #DIV/0! | #DIV/0! | #DIV/0! | #DIV/0! | #DIV/0! | #DIV/0! | #DIV/0! | #DIV/0! | #DIV/0! | #DIV/0! | #DIV/0! | #DIV/0! | #DIV/0! | #DIV/0! | 4380 | 0 | 0 | 0 | 0 | 0
12 | 29 | 2010 | 363 | 3 | 0 | 0 | #DIV/0! | #DIV/0! | #DIV/0! | #DIV/0! | #DIV/0! | #DIV/0! | #DIV/0! | #DIV/0! | #DIV/0! | #DIV/0! | #DIV/0! | #DIV/0! | #DIV/0! | #DIV/0! | #DIV/0! | #DIV/0! | #DIV/0! | #DIV/0! | #DIV/0! | #DIV/0! | 4381 | 0 | 0 | 0 | 0 | 0
12 | 30 | 2010 | 364 | 4 | 0 | 0 | #DIV/0! | #DIV/0! | #DIV/0! | #DIV/0! | #DIV/0! | #DIV/0! | #DIV/0! | #DIV/0! | #DIV/0! | #DIV/0! | #DIV/0! | #DIV/0! | #DIV/0! | #DIV/0! | #DIV/0! | #DIV/0! | #DIV/0! | #DIV/0! | #DIV/0! | #DIV/0! | 4382 | 0 | 0 | 0 | 0 | 0
12 | 31 | 2010 | 365 | 5 | 0 | 0 | #DIV/0! | #DIV/0! | #DIV/0! | #DIV/0! | #DIV/0! | #DIV/0! | #DIV/0! | #DIV/0! | #DIV/0! | #DIV/0! | #DIV/0! | #DIV/0! | #DIV/0! | #DIV/0! | #DIV/0! | #DIV/0! | #DIV/0! | #DIV/0! | #DIV/0! | #DIV/0! | 4383 | 0 | 0 | 0 | 0 | 0
1 | 1 | 2011 | 1 | 6 | 0.01 | 0 | #DIV/0! | #DIV/0! | #DIV/0! | #DIV/0! | #DIV/0! | #DIV/0! | #DIV/0! | #DIV/0! | #DIV/0! | #DIV/0! | #DIV/0! | #DIV/0! | #DIV/0! | #DIV/0! | #DIV/0! | #DIV/0! | #DIV/0! | #DIV/0! | #DIV/0! | #DIV/0! | 4384 | 0 | 0 | 0 | 0 | 0
1 | 2 | 2011 | 2 | 7 | 0.04 | 0 | #DIV/0! | #DIV/0! | #DIV/0! | #DIV/0! | #DIV/0! | #DIV/0! | #DIV/0! | #DIV/0! | #DIV/0! | #DIV/0! | #DIV/0! | #DIV/0! | #DIV/0! | #DIV/0! | #DIV/0! | #DIV/0! | #DIV/0! | #DIV/0! | #DIV/0! | #DIV/0! | 4385 | 0 | 0 | 0 | 0 | 0
1 | 3 | 2011 | 3 | 1 | 0 | 0 | #DIV/0! | #DIV/0! | #DIV/0! | #DIV/0! | #DIV/0! | #DIV/0! | #DIV/0! | #DIV/0! | #DIV/0! | #DIV/0! | #DIV/0! | #DIV/0! | #DIV/0! | #DIV/0! | #DIV/0! | #DIV/0! | #DIV/0! | #DIV/0! | #DIV/0! | #DIV/0! | 4386 | 0 | 0 | 0 | 0 | 0
1 | 4 | 2011 | 4 | 2 | 0 | 0 | #DIV/0! | #DIV/0! | #DIV/0! | #DIV/0! | #DIV/0! | #DIV/0! | #DIV/0! | #DIV/0! | #DIV/0! | #DIV/0! | #DIV/0! | #DIV/0! | #DIV/0! | #DIV/0! | #DIV/0! | #DIV/0! | #DIV/0! | #DIV/0! | #DIV/0! | #DIV/0! | 4387 | 0 | 0 | 0 | 0 | 0
1 | 5 | 2011 | 5 | 3 | 0 | 0 | #DIV/0! | #DIV/0! | #DIV/0! | #DIV/0! | #DIV/0! | #DIV/0! | #DIV/0! | #DIV/0! | #DIV/0! | #DIV/0! | #DIV/0! | #DIV/0! | #DIV/0! | #DIV/0! | #DIV/0! | #DIV/0! | #DIV/0! | #DIV/0! | #DIV/0! | #DIV/0! | 4388 | 0 | 0 | 0 | 0 | 0
1 | 6 | 2011 | 6 | 4 | 0 | 0 | #DIV/0! | #DIV/0! | #DIV/0! | #DIV/0! | #DIV/0! | #DIV/0! | #DIV/0! | #DIV/0! | #DIV/0! | #DIV/0! | #DIV/0! | #DIV/0! | #DIV/0! | #DIV/0! | #DIV/0! | #DIV/0! | #DIV/0! | #DIV/0! | #DIV/0! | #DIV/0! | 4389 | 0 | 0 | 0 | 0 | 0
1 | 7 | 2011 | 7 | 5 | 0 | 0 | #DIV/0! | #DIV/0! | #DIV/0! | #DIV/0! | #DIV/0! | #DIV/0! | #DIV/0! | #DIV/0! | #DIV/0! | #DIV/0! | #DIV/0! | #DIV/0! | #DIV/0! | #DIV/0! | #DIV/0! | #DIV/0! | #DIV/0! | #DIV/0! | #DIV/0! | #DIV/0! | 4390 | 0 | 0 | 0 | 0 | 0
1 | 8 | 2011 | 8 | 6 | 0.013333 | 0 | #DIV/0! | #DIV/0! | #DIV/0! | #DIV/0! | #DIV/0! | #DIV/0! | #DIV/0! | #DIV/0! | #DIV/0! | #DIV/0! | #DIV/0! | #DIV/0! | #DIV/0! | #DIV/0! | #DIV/0! | #DIV/0! | #DIV/0! | #DIV/0! | #DIV/0! | #DIV/0! | 4391 | 0 | 0 | 0 | 0 | 0
1 | 9 | 2011 | 9 | 7 | 0 | 0 | #DIV/0! | #DIV/0! | #DIV/0! | #DIV/0! | #DIV/0! | #DIV/0! | #DIV/0! | #DIV/0! | #DIV/0! | #DIV/0! | #DIV/0! | #DIV/0! | #DIV/0! | #DIV/0! | #DIV/0! | #DIV/0! | #DIV/0! | #DIV/0! | #DIV/0! | #DIV/0! | 4392 | 0 | 0 | 0 | 0 | 0
1 | 10 | 2011 | 10 | 1 | 0 | 0 | #DIV/0! | #DIV/0! | #DIV/0! | #DIV/0! | #DIV/0! | #DIV/0! | #DIV/0! | #DIV/0! | #DIV/0! | #DIV/0! | #DIV/0! | #DIV/0! | #DIV/0! | #DIV/0! | #DIV/0! | #DIV/0! | #DIV/0! | #DIV/0! | #DIV/0! | #DIV/0! | 4393 | 0 | 0 | 0 | 0 | 0
1 | 11 | 2011 | 11 | 2 | 0.12667 | 0 | #DIV/0! | #DIV/0! | #DIV/0! | #DIV/0! | #DIV/0! | #DIV/0! | #DIV/0! | #DIV/0! | #DIV/0! | #DIV/0! | #DIV/0! | #DIV/0! | #DIV/0! | #DIV/0! | #DIV/0! | #DIV/0! | #DIV/0! | #DIV/0! | #DIV/0! | #DIV/0! | 4394 | 0 | 0 | 0 | 0 | 0
1 | 12 | 2011 | 12 | 3 | 0 | 0 | #DIV/0! | #DIV/0! | #DIV/0! | #DIV/0! | #DIV/0! | #DIV/0! | #DIV/0! | #DIV/0! | #DIV/0! | #DIV/0! | #DIV/0! | #DIV/0! | #DIV/0! | #DIV/0! | #DIV/0! | #DIV/0! | #DIV/0! | #DIV/0! | #DIV/0! | #DIV/0! | 4395 | 0 | 0 | 0 | 0 | 0
1 | 13 | 2011 | 13 | 4 | 0 | 0 | #DIV/0! | #DIV/0! | #DIV/0! | #DIV/0! | #DIV/0! | #DIV/0! | #DIV/0! | #DIV/0! | #DIV/0! | #DIV/0! | #DIV/0! | #DIV/0! | #DIV/0! | #DIV/0! | #DIV/0! | #DIV/0! | #DIV/0! | #DIV/0! | #DIV/0! | #DIV/0! | 4396 | 0 | 0 | 0 | 0 | 0
1 | 14 | 2011 | 14 | 5 | 0 | 0 | #DIV/0! | #DIV/0! | #DIV/0! | #DIV/0! | #DIV/0! | #DIV/0! | #DIV/0! | #DIV/0! | #DIV/0! | #DIV/0! | #DIV/0! | #DIV/0! | #DIV/0! | #DIV/0! | #DIV/0! | #DIV/0! | #DIV/0! | #DIV/0! | #DIV/0! | #DIV/0! | 4397 | 0 | 0 | 0 | 0 | 0
1 | 15 | 2011 | 15 | 6 | 0 | 0 | #DIV/0! | #DIV/0! | #DIV/0! | #DIV/0! | #DIV/0! | #DIV/0! | #DIV/0! | #DIV/0! | #DIV/0! | #DIV/0! | #DIV/0! | #DIV/0! | #DIV/0! | #DIV/0! | #DIV/0! | #DIV/0! | #DIV/0! | #DIV/0! | #DIV/0! | #DIV/0! | 4398 | 0 | 0 | 0 | 0 | 0
1 | 16 | 2011 | 16 | 7 | 0 | 0 | #DIV/0! | #DIV/0! | #DIV/0! | #DIV/0! | #DIV/0! | #DIV/0! | #DIV/0! | #DIV/0! | #DIV/0! | #DIV/0! | #DIV/0! | #DIV/0! | #DIV/0! | #DIV/0! | #DIV/0! | #DIV/0! | #DIV/0! | #DIV/0! | #DIV/0! | #DIV/0! | 4399 | 0 | 0 | 0 | 0 | 0
1 | 17 | 2011 | 17 | 1 | 0.19 | 0 | #DIV/0! | #DIV/0! | #DIV/0! | #DIV/0! | #DIV/0! | #DIV/0! | #DIV/0! | #DIV/0! | #DIV/0! | #DIV/0! | #DIV/0! | #DIV/0! | #DIV/0! | #DIV/0! | #DIV/0! | #DIV/0! | #DIV/0! | #DIV/0! | #DIV/0! | #DIV/0! | 4400 | 0 | 0 | 0 | 0 | 0
1 | 18 | 2011 | 18 | 2 | 0.21667 | 0 | #DIV/0! | #DIV/0! | #DIV/0! | #DIV/0! | #DIV/0! | #DIV/0! | #DIV/0! | #DIV/0! | #DIV/0! | #DIV/0! | #DIV/0! | #DIV/0! | #DIV/0! | #DIV/0! | #DIV/0! | #DIV/0! | #DIV/0! | #DIV/0! | #DIV/0! | #DIV/0! | 4401 | 0 | 0 | 0 | 0 | 0
1 | 19 | 2011 | 19 | 3 | 0.023333 | 0 | #DIV/0! | #DIV/0! | #DIV/0! | #DIV/0! | #DIV/0! | #DIV/0! | #DIV/0! | #DIV/0! | #DIV/0! | #DIV/0! | #DIV/0! | #DIV/0! | #DIV/0! | #DIV/0! | #DIV/0! | #DIV/0! | #DIV/0! | #DIV/0! | #DIV/0! | #DIV/0! | 4402 | 0 | 0 | 0 | 0 | 0
1 | 20 | 2011 | 20 | 4 | 0 | 0 | #DIV/0! | #DIV/0! | #DIV/0! | #DIV/0! | #DIV/0! | #DIV/0! | #DIV/0! | #DIV/0! | #DIV/0! | #DIV/0! | #DIV/0! | #DIV/0! | #DIV/0! | #DIV/0! | #DIV/0! | #DIV/0! | #DIV/0! | #DIV/0! | #DIV/0! | #DIV/0! | 4403 | 0 | 0 | 0 | 0 | 0
1 | 21 | 2011 | 21 | 5 | 0.026667 | 0 | #DIV/0! | #DIV/0! | #DIV/0! | #DIV/0! | #DIV/0! | #DIV/0! | #DIV/0! | #DIV/0! | #DIV/0! | #DIV/0! | #DIV/0! | #DIV/0! | #DIV/0! | #DIV/0! | #DIV/0! | #DIV/0! | #DIV/0! | #DIV/0! | #DIV/0! | #DIV/0! | 4404 | 0 | 0 | 0 | 0 | 0
1 | 22 | 2011 | 22 | 6 | 0 | 0 | #DIV/0! | #DIV/0! | #DIV/0! | #DIV/0! | #DIV/0! | #DIV/0! | #DIV/0! | #DIV/0! | #DIV/0! | #DIV/0! | #DIV/0! | #DIV/0! | #DIV/0! | #DIV/0! | #DIV/0! | #DIV/0! | #DIV/0! | #DIV/0! | #DIV/0! | #DIV/0! | 4405 | 0 | 0 | 0 | 0 | 0
1 | 23 | 2011 | 23 | 7 | 0 | 0 | #DIV/0! | #DIV/0! | #DIV/0! | #DIV/0! | #DIV/0! | #DIV/0! | #DIV/0! | #DIV/0! | #DIV/0! | #DIV/0! | #DIV/0! | #DIV/0! | #DIV/0! | #DIV/0! | #DIV/0! | #DIV/0! | #DIV/0! | #DIV/0! | #DIV/0! | #DIV/0! | 4406 | 0 | 0 | 0 | 0 | 0
1 | 24 | 2011 | 24 | 1 | 0 | 0 | #DIV/0! | #DIV/0! | #DIV/0! | #DIV/0! | #DIV/0! | #DIV/0! | #DIV/0! | #DIV/0! | #DIV/0! | #DIV/0! | #DIV/0! | #DIV/0! | #DIV/0! | #DIV/0! | #DIV/0! | #DIV/0! | #DIV/0! | #DIV/0! | #DIV/0! | #DIV/0! | 4407 | 0 | 0 | 0 | 0 | 0
1 | 25 | 2011 | 25 | 2 | 0 | 0 | #DIV/0! | #DIV/0! | #DIV/0! | #DIV/0! | #DIV/0! | #DIV/0! | #DIV/0! | #DIV/0! | #DIV/0! | #DIV/0! | #DIV/0! | #DIV/0! | #DIV/0! | #DIV/0! | #DIV/0! | #DIV/0! | #DIV/0! | #DIV/0! | #DIV/0! | #DIV/0! | 4408 | 0 | 0 | 0 | 0 | 0
1 | 26 | 2011 | 26 | 3 | 1.55 | 0 | #DIV/0! | #DIV/0! | #DIV/0! | #DIV/0! | #DIV/0! | #DIV/0! | #DIV/0! | #DIV/0! | #DIV/0! | #DIV/0! | #DIV/0! | #DIV/0! | #DIV/0! | #DIV/0! | #DIV/0! | #DIV/0! | #DIV/0! | #DIV/0! | #DIV/0! | #DIV/0! | 4409 | 0 | 0 | 0 | 0 | 0
1 | 27 | 2011 | 27 | 4 | 0 | 0 | #DIV/0! | #DIV/0! | #DIV/0! | #DIV/0! | #DIV/0! | #DIV/0! | #DIV/0! | #DIV/0! | #DIV/0! | #DIV/0! | #DIV/0! | #DIV/0! | #DIV/0! | #DIV/0! | #DIV/0! | #DIV/0! | #DIV/0! | #DIV/0! | #DIV/0! | #DIV/0! | 4410 | 0 | 0 | 0 | 0 | 0
1 | 28 | 2011 | 28 | 5 | 0.063333 | 0 | #DIV/0! | #DIV/0! | #DIV/0! | #DIV/0! | #DIV/0! | #DIV/0! | #DIV/0! | #DIV/0! | #DIV/0! | #DIV/0! | #DIV/0! | #DIV/0! | #DIV/0! | #DIV/0! | #DIV/0! | #DIV/0! | #DIV/0! | #DIV/0! | #DIV/0! | #DIV/0! | 4411 | 0 | 0 | 0 | 0 | 0
1 | 29 | 2011 | 29 | 6 | 0 | 0 | #DIV/0! | #DIV/0! | #DIV/0! | #DIV/0! | #DIV/0! | #DIV/0! | #DIV/0! | #DIV/0! | #DIV/0! | #DIV/0! | #DIV/0! | #DIV/0! | #DIV/0! | #DIV/0! | #DIV/0! | #DIV/0! | #DIV/0! | #DIV/0! | #DIV/0! | #DIV/0! | 4412 | 0 | 0 | 0 | 0 | 0
1 | 30 | 2011 | 30 | 7 | 0 | 0 | #DIV/0! | #DIV/0! | #DIV/0! | #DIV/0! | #DIV/0! | #DIV/0! | #DIV/0! | #DIV/0! | #DIV/0! | #DIV/0! | #DIV/0! | #DIV/0! | #DIV/0! | #DIV/0! | #DIV/0! | #DIV/0! | #DIV/0! | #DIV/0! | #DIV/0! | #DIV/0! | 4413 | 0 | 0 | 0 | 0 | 0
1 | 31 | 2011 | 31 | 1 | 0 | 0 | #DIV/0! | #DIV/0! | #DIV/0! | #DIV/0! | #DIV/0! | #DIV/0! | #DIV/0! | #DIV/0! | #DIV/0! | #DIV/0! | #DIV/0! | #DIV/0! | #DIV/0! | #DIV/0! | #DIV/0! | #DIV/0! | #DIV/0! | #DIV/0! | #DIV/0! | #DIV/0! | 4414 | 0 | 0 | 0 | 0 | 0
2 | 1 | 2011 | 32 | 2 | 0.11 | 0 | #DIV/0! | #DIV/0! | #DIV/0! | #DIV/0! | #DIV/0! | #DIV/0! | #DIV/0! | #DIV/0! | #DIV/0! | #DIV/0! | #DIV/0! | #DIV/0! | #DIV/0! | #DIV/0! | #DIV/0! | #DIV/0! | #DIV/0! | #DIV/0! | #DIV/0! | #DIV/0! | 4415 | 0 | 0 | 0 | 0 | 0
2 | 2 | 2011 | 33 | 3 | 0.64667 | 0 | #DIV/0! | #DIV/0! | #DIV/0! | #DIV/0! | #DIV/0! | #DIV/0! | #DIV/0! | #DIV/0! | #DIV/0! | #DIV/0! | #DIV/0! | #DIV/0! | #DIV/0! | #DIV/0! | #DIV/0! | #DIV/0! | #DIV/0! | #DIV/0! | #DIV/0! | #DIV/0! | 4416 | 0 | 0 | 0 | 0 | 0
2 | 3 | 2011 | 34 | 4 | 0 | 0 | #DIV/0! | #DIV/0! | #DIV/0! | #DIV/0! | #DIV/0! | #DIV/0! | #DIV/0! | #DIV/0! | #DIV/0! | #DIV/0! | #DIV/0! | #DIV/0! | #DIV/0! | #DIV/0! | #DIV/0! | #DIV/0! | #DIV/0! | #DIV/0! | #DIV/0! | #DIV/0! | 4417 | 0 | 0 | 0 | 0 | 0
2 | 4 | 2011 | 35 | 5 | 0 | 0 | #DIV/0! | #DIV/0! | #DIV/0! | #DIV/0! | #DIV/0! | #DIV/0! | #DIV/0! | #DIV/0! | #DIV/0! | #DIV/0! | #DIV/0! | #DIV/0! | #DIV/0! | #DIV/0! | #DIV/0! | #DIV/0! | #DIV/0! | #DIV/0! | #DIV/0! | #DIV/0! | 4418 | 0 | 0 | 0 | 0 | 0
2 | 5 | 2011 | 36 | 6 | 0.17667 | 0 | #DIV/0! | #DIV/0! | #DIV/0! | #DIV/0! | #DIV/0! | #DIV/0! | #DIV/0! | #DIV/0! | #DIV/0! | #DIV/0! | #DIV/0! | #DIV/0! | #DIV/0! | #DIV/0! | #DIV/0! | #DIV/0! | #DIV/0! | #DIV/0! | #DIV/0! | #DIV/0! | 4419 | 0 | 0 | 0 | 0 | 0
2 | 6 | 2011 | 37 | 7 | 0 | 0 | #DIV/0! | #DIV/0! | #DIV/0! | #DIV/0! | #DIV/0! | #DIV/0! | #DIV/0! | #DIV/0! | #DIV/0! | #DIV/0! | #DIV/0! | #DIV/0! | #DIV/0! | #DIV/0! | #DIV/0! | #DIV/0! | #DIV/0! | #DIV/0! | #DIV/0! | #DIV/0! | 4420 | 0 | 0 | 0 | 0 | 0
2 | 7 | 2011 | 38 | 1 | 0 | 0 | #DIV/0! | #DIV/0! | #DIV/0! | #DIV/0! | #DIV/0! | #DIV/0! | #DIV/0! | #DIV/0! | #DIV/0! | #DIV/0! | #DIV/0! | #DIV/0! | #DIV/0! | #DIV/0! | #DIV/0! | #DIV/0! | #DIV/0! | #DIV/0! | #DIV/0! | #DIV/0! | 4421 | 0 | 0 | 0 | 0 | 0
2 | 8 | 2011 | 39 | 2 | 0.0033333 | 0 | #DIV/0! | #DIV/0! | #DIV/0! | #DIV/0! | #DIV/0! | #DIV/0! | #DIV/0! | #DIV/0! | #DIV/0! | #DIV/0! | #DIV/0! | #DIV/0! | #DIV/0! | #DIV/0! | #DIV/0! | #DIV/0! | #DIV/0! | #DIV/0! | #DIV/0! | #DIV/0! | 4422 | 0 | 0 | 0 | 0 | 0
2 | 9 | 2011 | 40 | 3 | 0.0033333 | 0 | #DIV/0! | #DIV/0! | #DIV/0! | #DIV/0! | #DIV/0! | #DIV/0! | #DIV/0! | #DIV/0! | #DIV/0! | #DIV/0! | #DIV/0! | #DIV/0! | #DIV/0! | #DIV/0! | #DIV/0! | #DIV/0! | #DIV/0! | #DIV/0! | #DIV/0! | #DIV/0! | 4423 | 0 | 0 | 0 | 0 | 0
2 | 10 | 2011 | 41 | 4 | 0 | 0 | #DIV/0! | #DIV/0! | #DIV/0! | #DIV/0! | #DIV/0! | #DIV/0! | #DIV/0! | #DIV/0! | #DIV/0! | #DIV/0! | #DIV/0! | #DIV/0! | #DIV/0! | #DIV/0! | #DIV/0! | #DIV/0! | #DIV/0! | #DIV/0! | #DIV/0! | #DIV/0! | 4424 | 0 | 0 | 0 | 0 | 0
2 | 11 | 2011 | 42 | 5 | 0 | 0 | #DIV/0! | #DIV/0! | #DIV/0! | #DIV/0! | #DIV/0! | #DIV/0! | #DIV/0! | #DIV/0! | #DIV/0! | #DIV/0! | #DIV/0! | #DIV/0! | #DIV/0! | #DIV/0! | #DIV/0! | #DIV/0! | #DIV/0! | #DIV/0! | #DIV/0! | #DIV/0! | 4425 | 0 | 0 | 0 | 0 | 0
2 | 12 | 2011 | 43 | 6 | 0 | 0 | #DIV/0! | #DIV/0! | #DIV/0! | #DIV/0! | #DIV/0! | #DIV/0! | #DIV/0! | #DIV/0! | #DIV/0! | #DIV/0! | #DIV/0! | #DIV/0! | #DIV/0! | #DIV/0! | #DIV/0! | #DIV/0! | #DIV/0! | #DIV/0! | #DIV/0! | #DIV/0! | 4426 | 0 | 0 | 0 | 0 | 0
2 | 13 | 2011 | 44 | 7 | 0 | 0 | #DIV/0! | #DIV/0! | #DIV/0! | #DIV/0! | #DIV/0! | #DIV/0! | #DIV/0! | #DIV/0! | #DIV/0! | #DIV/0! | #DIV/0! | #DIV/0! | #DIV/0! | #DIV/0! | #DIV/0! | #DIV/0! | #DIV/0! | #DIV/0! | #DIV/0! | #DIV/0! | 4427 | 0 | 0 | 0 | 0 | 0
2 | 14 | 2011 | 45 | 1 | 0 | 0 | #DIV/0! | #DIV/0! | #DIV/0! | #DIV/0! | #DIV/0! | #DIV/0! | #DIV/0! | #DIV/0! | #DIV/0! | #DIV/0! | #DIV/0! | #DIV/0! | #DIV/0! | #DIV/0! | #DIV/0! | #DIV/0! | #DIV/0! | #DIV/0! | #DIV/0! | #DIV/0! | 4428 | 0 | 0 | 0 | 0 | 0
2 | 15 | 2011 | 46 | 2 | 0 | 0 | #DIV/0! | #DIV/0! | #DIV/0! | #DIV/0! | #DIV/0! | #DIV/0! | #DIV/0! | #DIV/0! | #DIV/0! | #DIV/0! | #DIV/0! | #DIV/0! | #DIV/0! | #DIV/0! | #DIV/0! | #DIV/0! | #DIV/0! | #DIV/0! | #DIV/0! | #DIV/0! | 4429 | 0 | 0 | 0 | 0 | 0
2 | 16 | 2011 | 47 | 3 | 0 | 0 | #DIV/0! | #DIV/0! | #DIV/0! | #DIV/0! | #DIV/0! | #DIV/0! | #DIV/0! | #DIV/0! | #DIV/0! | #DIV/0! | #DIV/0! | #DIV/0! | #DIV/0! | #DIV/0! | #DIV/0! | #DIV/0! | #DIV/0! | #DIV/0! | #DIV/0! | #DIV/0! | 4430 | 0 | 0 | 0 | 0 | 0
2 | 17 | 2011 | 48 | 4 | 0 | 0 | #DIV/0! | #DIV/0! | #DIV/0! | #DIV/0! | #DIV/0! | #DIV/0! | #DIV/0! | #DIV/0! | #DIV/0! | #DIV/0! | #DIV/0! | #DIV/0! | #DIV/0! | #DIV/0! | #DIV/0! | #DIV/0! | #DIV/0! | #DIV/0! | #DIV/0! | #DIV/0! | 4431 | 0 | 0 | 0 | 0 | 0
2 | 18 | 2011 | 49 | 5 | 0 | 0 | #DIV/0! | #DIV/0! | #DIV/0! | #DIV/0! | #DIV/0! | #DIV/0! | #DIV/0! | #DIV/0! | #DIV/0! | #DIV/0! | #DIV/0! | #DIV/0! | #DIV/0! | #DIV/0! | #DIV/0! | #DIV/0! | #DIV/0! | #DIV/0! | #DIV/0! | #DIV/0! | 4432 | 0 | 0 | 0 | 0 | 0
2 | 19 | 2011 | 50 | 6 | 0 | 0 | #DIV/0! | #DIV/0! | #DIV/0! | #DIV/0! | #DIV/0! | #DIV/0! | #DIV/0! | #DIV/0! | #DIV/0! | #DIV/0! | #DIV/0! | #DIV/0! | #DIV/0! | #DIV/0! | #DIV/0! | #DIV/0! | #DIV/0! | #DIV/0! | #DIV/0! | #DIV/0! | 4433 | 0 | 0 | 0 | 0 | 0
2 | 20 | 2011 | 51 | 7 | 0.013333 | 0 | #DIV/0! | #DIV/0! | #DIV/0! | #DIV/0! | #DIV/0! | #DIV/0! | #DIV/0! | #DIV/0! | #DIV/0! | #DIV/0! | #DIV/0! | #DIV/0! | #DIV/0! | #DIV/0! | #DIV/0! | #DIV/0! | #DIV/0! | #DIV/0! | #DIV/0! | #DIV/0! | 4434 | 0 | 0 | 0 | 0 | 0
2 | 21 | 2011 | 52 | 1 | 0.21 | 0 | #DIV/0! | #DIV/0! | #DIV/0! | #DIV/0! | #DIV/0! | #DIV/0! | #DIV/0! | #DIV/0! | #DIV/0! | #DIV/0! | #DIV/0! | #DIV/0! | #DIV/0! | #DIV/0! | #DIV/0! | #DIV/0! | #DIV/0! | #DIV/0! | #DIV/0! | #DIV/0! | 4435 | 0 | 0 | 0 | 0 | 0
2 | 22 | 2011 | 53 | 2 | 0.15667 | 0 | #DIV/0! | #DIV/0! | #DIV/0! | #DIV/0! | #DIV/0! | #DIV/0! | #DIV/0! | #DIV/0! | #DIV/0! | #DIV/0! | #DIV/0! | #DIV/0! | #DIV/0! | #DIV/0! | #DIV/0! | #DIV/0! | #DIV/0! | #DIV/0! | #DIV/0! | #DIV/0! | 4436 | 0 | 0 | 0 | 0 | 0
2 | 23 | 2011 | 54 | 3 | 0 | 0 | #DIV/0! | #DIV/0! | #DIV/0! | #DIV/0! | #DIV/0! | #DIV/0! | #DIV/0! | #DIV/0! | #DIV/0! | #DIV/0! | #DIV/0! | #DIV/0! | #DIV/0! | #DIV/0! | #DIV/0! | #DIV/0! | #DIV/0! | #DIV/0! | #DIV/0! | #DIV/0! | 4437 | 0 | 0 | 0 | 0 | 0
2 | 24 | 2011 | 55 | 4 | 0.07 | 0 | #DIV/0! | #DIV/0! | #DIV/0! | #DIV/0! | #DIV/0! | #DIV/0! | #DIV/0! | #DIV/0! | #DIV/0! | #DIV/0! | #DIV/0! | #DIV/0! | #DIV/0! | #DIV/0! | #DIV/0! | #DIV/0! | #DIV/0! | #DIV/0! | #DIV/0! | #DIV/0! | 4438 | 0 | 0 | 0 | 0 | 0
2 | 25 | 2011 | 56 | 5 | 0.32667 | 0 | #DIV/0! | #DIV/0! | #DIV/0! | #DIV/0! | #DIV/0! | #DIV/0! | #DIV/0! | #DIV/0! | #DIV/0! | #DIV/0! | #DIV/0! | #DIV/0! | #DIV/0! | #DIV/0! | #DIV/0! | #DIV/0! | #DIV/0! | #DIV/0! | #DIV/0! | #DIV/0! | 4439 | 0 | 0 | 0 | 0 | 0
2 | 26 | 2011 | 57 | 6 | 0 | 0 | #DIV/0! | #DIV/0! | #DIV/0! | #DIV/0! | #DIV/0! | #DIV/0! | #DIV/0! | #DIV/0! | #DIV/0! | #DIV/0! | #DIV/0! | #DIV/0! | #DIV/0! | #DIV/0! | #DIV/0! | #DIV/0! | #DIV/0! | #DIV/0! | #DIV/0! | #DIV/0! | 4440 | 0 | 0 | 0 | 0 | 0
2 | 27 | 2011 | 58 | 7 | 0 | 0 | #DIV/0! | #DIV/0! | #DIV/0! | #DIV/0! | #DIV/0! | #DIV/0! | #DIV/0! | #DIV/0! | #DIV/0! | #DIV/0! | #DIV/0! | #DIV/0! | #DIV/0! | #DIV/0! | #DIV/0! | #DIV/0! | #DIV/0! | #DIV/0! | #DIV/0! | #DIV/0! | 4441 | 0 | 0 | 0 | 0 | 0
2 | 28 | 2011 | 59 | 1 | 0.62333 | 0 | #DIV/0! | #DIV/0! | #DIV/0! | #DIV/0! | #DIV/0! | #DIV/0! | #DIV/0! | #DIV/0! | #DIV/0! | #DIV/0! | #DIV/0! | #DIV/0! | #DIV/0! | #DIV/0! | #DIV/0! | #DIV/0! | #DIV/0! | #DIV/0! | #DIV/0! | #DIV/0! | 4442 | 0 | 0 | 0 | 0 | 0
3 | 1 | 2011 | 60 | 2 | 0 | 0 | #DIV/0! | #DIV/0! | #DIV/0! | #DIV/0! | #DIV/0! | #DIV/0! | #DIV/0! | #DIV/0! | #DIV/0! | #DIV/0! | #DIV/0! | #DIV/0! | #DIV/0! | #DIV/0! | #DIV/0! | #DIV/0! | #DIV/0! | #DIV/0! | #DIV/0! | #DIV/0! | 4443 | 0 | 0 | 0 | 0 | 0
3 | 2 | 2011 | 61 | 3 | 0 | 0 | #DIV/0! | #DIV/0! | #DIV/0! | #DIV/0! | #DIV/0! | #DIV/0! | #DIV/0! | #DIV/0! | #DIV/0! | #DIV/0! | #DIV/0! | #DIV/0! | #DIV/0! | #DIV/0! | #DIV/0! | #DIV/0! | #DIV/0! | #DIV/0! | #DIV/0! | #DIV/0! | 4444 | 0 | 0 | 0 | 0 | 0
3 | 3 | 2011 | 62 | 4 | 0 | 0 | #DIV/0! | #DIV/0! | #DIV/0! | #DIV/0! | #DIV/0! | #DIV/0! | #DIV/0! | #DIV/0! | #DIV/0! | #DIV/0! | #DIV/0! | #DIV/0! | #DIV/0! | #DIV/0! | #DIV/0! | #DIV/0! | #DIV/0! | #DIV/0! | #DIV/0! | #DIV/0! | 4445 | 0 | 0 | 0 | 0 | 0
3 | 4 | 2011 | 63 | 5 | 0 | 0 | #DIV/0! | #DIV/0! | #DIV/0! | #DIV/0! | #DIV/0! | #DIV/0! | #DIV/0! | #DIV/0! | #DIV/0! | #DIV/0! | #DIV/0! | #DIV/0! | #DIV/0! | #DIV/0! | #DIV/0! | #DIV/0! | #DIV/0! | #DIV/0! | #DIV/0! | #DIV/0! | 4446 | 0 | 0 | 0 | 0 | 0
3 | 5 | 2011 | 64 | 6 | 0 | 0 | #DIV/0! | #DIV/0! | #DIV/0! | #DIV/0! | #DIV/0! | #DIV/0! | #DIV/0! | #DIV/0! | #DIV/0! | #DIV/0! | #DIV/0! | #DIV/0! | #DIV/0! | #DIV/0! | #DIV/0! | #DIV/0! | #DIV/0! | #DIV/0! | #DIV/0! | #DIV/0! | 4447 | 0 | 0 | 0 | 0 | 0
3 | 6 | 2011 | 65 | 7 | 1.58 | 0 | #DIV/0! | #DIV/0! | #DIV/0! | #DIV/0! | #DIV/0! | #DIV/0! | #DIV/0! | #DIV/0! | #DIV/0! | #DIV/0! | #DIV/0! | #DIV/0! | #DIV/0! | #DIV/0! | #DIV/0! | #DIV/0! | #DIV/0! | #DIV/0! | #DIV/0! | #DIV/0! | 4448 | 0 | 0 | 0 | 0 | 0
3 | 7 | 2011 | 66 | 1 | 0.02 | 0 | #DIV/0! | #DIV/0! | #DIV/0! | #DIV/0! | #DIV/0! | #DIV/0! | #DIV/0! | #DIV/0! | #DIV/0! | #DIV/0! | #DIV/0! | #DIV/0! | #DIV/0! | #DIV/0! | #DIV/0! | #DIV/0! | #DIV/0! | #DIV/0! | #DIV/0! | #DIV/0! | 4449 | 0 | 0 | 0 | 0 | 0
3 | 8 | 2011 | 67 | 2 | 0 | 0 | #DIV/0! | #DIV/0! | #DIV/0! | #DIV/0! | #DIV/0! | #DIV/0! | #DIV/0! | #DIV/0! | #DIV/0! | #DIV/0! | #DIV/0! | #DIV/0! | #DIV/0! | #DIV/0! | #DIV/0! | #DIV/0! | #DIV/0! | #DIV/0! | #DIV/0! | #DIV/0! | 4450 | 0 | 0 | 0 | 0 | 0
3 | 9 | 2011 | 68 | 3 | 0.043333 | 0 | #DIV/0! | #DIV/0! | #DIV/0! | #DIV/0! | #DIV/0! | #DIV/0! | #DIV/0! | #DIV/0! | #DIV/0! | #DIV/0! | #DIV/0! | #DIV/0! | #DIV/0! | #DIV/0! | #DIV/0! | #DIV/0! | #DIV/0! | #DIV/0! | #DIV/0! | #DIV/0! | 4451 | 0 | 0 | 0 | 0 | 0
3 | 10 | 2011 | 69 | 4 | 1.81 | 0 | #DIV/0! | #DIV/0! | #DIV/0! | #DIV/0! | #DIV/0! | #DIV/0! | #DIV/0! | #DIV/0! | #DIV/0! | #DIV/0! | #DIV/0! | #DIV/0! | #DIV/0! | #DIV/0! | #DIV/0! | #DIV/0! | #DIV/0! | #DIV/0! | #DIV/0! | #DIV/0! | 4452 | 0 | 0 | 0 | 0 | 0
3 | 11 | 2011 | 70 | 5 | 0.03 | 0 | #DIV/0! | #DIV/0! | #DIV/0! | #DIV/0! | #DIV/0! | #DIV/0! | #DIV/0! | #DIV/0! | #DIV/0! | #DIV/0! | #DIV/0! | #DIV/0! | #DIV/0! | #DIV/0! | #DIV/0! | #DIV/0! | #DIV/0! | #DIV/0! | #DIV/0! | #DIV/0! | 4453 | 0 | 0 | 0 | 0 | 0
3 | 12 | 2011 | 71 | 6 | 0 | 0 | #DIV/0! | #DIV/0! | #DIV/0! | #DIV/0! | #DIV/0! | #DIV/0! | #DIV/0! | #DIV/0! | #DIV/0! | #DIV/0! | #DIV/0! | #DIV/0! | #DIV/0! | #DIV/0! | #DIV/0! | #DIV/0! | #DIV/0! | #DIV/0! | #DIV/0! | #DIV/0! | 4454 | 0 | 0 | 0 | 0 | 0
3 | 13 | 2011 | 72 | 7 | 0 | 0 | #DIV/0! | #DIV/0! | #DIV/0! | #DIV/0! | #DIV/0! | #DIV/0! | #DIV/0! | #DIV/0! | #DIV/0! | #DIV/0! | #DIV/0! | #DIV/0! | #DIV/0! | #DIV/0! | #DIV/0! | #DIV/0! | #DIV/0! | #DIV/0! | #DIV/0! | #DIV/0! | 4455 | 0 | 0 | 0 | 0 | 0
3 | 14 | 2011 | 73 | 1 | 0 | 0 | #DIV/0! | #DIV/0! | #DIV/0! | #DIV/0! | #DIV/0! | #DIV/0! | #DIV/0! | #DIV/0! | #DIV/0! | #DIV/0! | #DIV/0! | #DIV/0! | #DIV/0! | #DIV/0! | #DIV/0! | #DIV/0! | #DIV/0! | #DIV/0! | #DIV/0! | #DIV/0! | 4456 | 0 | 0 | 0 | 0 | 0
3 | 15 | 2011 | 74 | 2 | 0.22333 | 0 | #DIV/0! | #DIV/0! | #DIV/0! | #DIV/0! | #DIV/0! | #DIV/0! | #DIV/0! | #DIV/0! | #DIV/0! | #DIV/0! | #DIV/0! | #DIV/0! | #DIV/0! | #DIV/0! | #DIV/0! | #DIV/0! | #DIV/0! | #DIV/0! | #DIV/0! | #DIV/0! | 4457 | 0 | 0 | 0 | 0 | 0
3 | 16 | 2011 | 75 | 3 | 0.33 | 0 | #DIV/0! | #DIV/0! | #DIV/0! | #DIV/0! | #DIV/0! | #DIV/0! | #DIV/0! | #DIV/0! | #DIV/0! | #DIV/0! | #DIV/0! | #DIV/0! | #DIV/0! | #DIV/0! | #DIV/0! | #DIV/0! | #DIV/0! | #DIV/0! | #DIV/0! | #DIV/0! | 4458 | 0 | 0 | 0 | 0 | 0
3 | 17 | 2011 | 76 | 4 | 0 | 0 | #DIV/0! | #DIV/0! | #DIV/0! | #DIV/0! | #DIV/0! | #DIV/0! | #DIV/0! | #DIV/0! | #DIV/0! | #DIV/0! | #DIV/0! | #DIV/0! | #DIV/0! | #DIV/0! | #DIV/0! | #DIV/0! | #DIV/0! | #DIV/0! | #DIV/0! | #DIV/0! | 4459 | 0 | 0 | 0 | 0 | 0
3 | 18 | 2011 | 77 | 5 | 0 | 0 | #DIV/0! | #DIV/0! | #DIV/0! | #DIV/0! | #DIV/0! | #DIV/0! | #DIV/0! | #DIV/0! | #DIV/0! | #DIV/0! | #DIV/0! | #DIV/0! | #DIV/0! | #DIV/0! | #DIV/0! | #DIV/0! | #DIV/0! | #DIV/0! | #DIV/0! | #DIV/0! | 4460 | 0 | 0 | 0 | 0 | 0
3 | 19 | 2011 | 78 | 6 | 0 | 0 | #DIV/0! | #DIV/0! | #DIV/0! | #DIV/0! | #DIV/0! | #DIV/0! | #DIV/0! | #DIV/0! | #DIV/0! | #DIV/0! | #DIV/0! | #DIV/0! | #DIV/0! | #DIV/0! | #DIV/0! | #DIV/0! | #DIV/0! | #DIV/0! | #DIV/0! | #DIV/0! | 4461 | 0 | 0 | 0 | 0 | 0
3 | 20 | 2011 | 79 | 7 | 0 | 0 | #DIV/0! | #DIV/0! | #DIV/0! | #DIV/0! | #DIV/0! | #DIV/0! | #DIV/0! | #DIV/0! | #DIV/0! | #DIV/0! | #DIV/0! | #DIV/0! | #DIV/0! | #DIV/0! | #DIV/0! | #DIV/0! | #DIV/0! | #DIV/0! | #DIV/0! | #DIV/0! | 4462 | 0 | 0 | 0 | 0 | 0
3 | 21 | 2011 | 80 | 1 | 0.21667 | 0 | #DIV/0! | #DIV/0! | #DIV/0! | #DIV/0! | #DIV/0! | #DIV/0! | #DIV/0! | #DIV/0! | #DIV/0! | #DIV/0! | #DIV/0! | #DIV/0! | #DIV/0! | #DIV/0! | #DIV/0! | #DIV/0! | #DIV/0! | #DIV/0! | #DIV/0! | #DIV/0! | 4463 | 0 | 0 | 0 | 0 | 0
3 | 22 | 2011 | 81 | 2 | 0.013333 | 0 | #DIV/0! | #DIV/0! | #DIV/0! | #DIV/0! | #DIV/0! | #DIV/0! | #DIV/0! | #DIV/0! | #DIV/0! | #DIV/0! | #DIV/0! | #DIV/0! | #DIV/0! | #DIV/0! | #DIV/0! | #DIV/0! | #DIV/0! | #DIV/0! | #DIV/0! | #DIV/0! | 4464 | 0 | 0 | 0 | 0 | 0
3 | 23 | 2011 | 82 | 3 | 0.29333 | 0 | #DIV/0! | #DIV/0! | #DIV/0! | #DIV/0! | #DIV/0! | #DIV/0! | #DIV/0! | #DIV/0! | #DIV/0! | #DIV/0! | #DIV/0! | #DIV/0! | #DIV/0! | #DIV/0! | #DIV/0! | #DIV/0! | #DIV/0! | #DIV/0! | #DIV/0! | #DIV/0! | 4465 | 0 | 0 | 0 | 0 | 0
3 | 24 | 2011 | 83 | 4 | 0.043333 | 0 | #DIV/0! | #DIV/0! | #DIV/0! | #DIV/0! | #DIV/0! | #DIV/0! | #DIV/0! | #DIV/0! | #DIV/0! | #DIV/0! | #DIV/0! | #DIV/0! | #DIV/0! | #DIV/0! | #DIV/0! | #DIV/0! | #DIV/0! | #DIV/0! | #DIV/0! | #DIV/0! | 4466 | 0 | 0 | 0 | 0 | 0
3 | 25 | 2011 | 84 | 5 | 0 | 0 | #DIV/0! | #DIV/0! | #DIV/0! | #DIV/0! | #DIV/0! | #DIV/0! | #DIV/0! | #DIV/0! | #DIV/0! | #DIV/0! | #DIV/0! | #DIV/0! | #DIV/0! | #DIV/0! | #DIV/0! | #DIV/0! | #DIV/0! | #DIV/0! | #DIV/0! | #DIV/0! | 4467 | 0 | 0 | 0 | 0 | 0
3 | 26 | 2011 | 85 | 6 | 0 | 0 | #DIV/0! | #DIV/0! | #DIV/0! | #DIV/0! | #DIV/0! | #DIV/0! | #DIV/0! | #DIV/0! | #DIV/0! | #DIV/0! | #DIV/0! | #DIV/0! | #DIV/0! | #DIV/0! | #DIV/0! | #DIV/0! | #DIV/0! | #DIV/0! | #DIV/0! | #DIV/0! | 4468 | 0 | 0 | 0 | 0 | 0
3 | 27 | 2011 | 86 | 7 | 0.01 | 0 | #DIV/0! | #DIV/0! | #DIV/0! | #DIV/0! | #DIV/0! | #DIV/0! | #DIV/0! | #DIV/0! | #DIV/0! | #DIV/0! | #DIV/0! | #DIV/0! | #DIV/0! | #DIV/0! | #DIV/0! | #DIV/0! | #DIV/0! | #DIV/0! | #DIV/0! | #DIV/0! | 4469 | 0 | 0 | 0 | 0 | 0
3 | 28 | 2011 | 87 | 1 | 0 | 0 | #DIV/0! | #DIV/0! | #DIV/0! | #DIV/0! | #DIV/0! | #DIV/0! | #DIV/0! | #DIV/0! | #DIV/0! | #DIV/0! | #DIV/0! | #DIV/0! | #DIV/0! | #DIV/0! | #DIV/0! | #DIV/0! | #DIV/0! | #DIV/0! | #DIV/0! | #DIV/0! | 4470 | 0 | 0 | 0 | 0 | 0
3 | 29 | 2011 | 88 | 2 | 0 | 0 | #DIV/0! | #DIV/0! | #DIV/0! | #DIV/0! | #DIV/0! | #DIV/0! | #DIV/0! | #DIV/0! | #DIV/0! | #DIV/0! | #DIV/0! | #DIV/0! | #DIV/0! | #DIV/0! | #DIV/0! | #DIV/0! | #DIV/0! | #DIV/0! | #DIV/0! | #DIV/0! | 4471 | 0 | 0 | 0 | 0 | 0
3 | 30 | 2011 | 89 | 3 | 0.14667 | 0 | #DIV/0! | #DIV/0! | #DIV/0! | #DIV/0! | #DIV/0! | #DIV/0! | #DIV/0! | #DIV/0! | #DIV/0! | #DIV/0! | #DIV/0! | #DIV/0! | #DIV/0! | #DIV/0! | #DIV/0! | #DIV/0! | #DIV/0! | #DIV/0! | #DIV/0! | #DIV/0! | 4472 | 0 | 0 | 0 | 0 | 0
3 | 31 | 2011 | 90 | 4 | 0.06 | 0 | #DIV/0! | #DIV/0! | #DIV/0! | #DIV/0! | #DIV/0! | #DIV/0! | #DIV/0! | #DIV/0! | #DIV/0! | #DIV/0! | #DIV/0! | #DIV/0! | #DIV/0! | #DIV/0! | #DIV/0! | #DIV/0! | #DIV/0! | #DIV/0! | #DIV/0! | #DIV/0! | 4473 | 0 | 0 | 0 | 0 | 0
4 | 1 | 2011 | 91 | 5 | 0.096667 | 0 | #DIV/0! | #DIV/0! | #DIV/0! | #DIV/0! | #DIV/0! | #DIV/0! | #DIV/0! | #DIV/0! | #DIV/0! | #DIV/0! | #DIV/0! | #DIV/0! | #DIV/0! | #DIV/0! | #DIV/0! | #DIV/0! | #DIV/0! | #DIV/0! | #DIV/0! | #DIV/0! | 4474 | 0 | 0 | 0 | 0 | 0
4 | 2 | 2011 | 92 | 6 | 0.033333 | 0 | #DIV/0! | #DIV/0! | #DIV/0! | #DIV/0! | #DIV/0! | #DIV/0! | #DIV/0! | #DIV/0! | #DIV/0! | #DIV/0! | #DIV/0! | #DIV/0! | #DIV/0! | #DIV/0! | #DIV/0! | #DIV/0! | #DIV/0! | #DIV/0! | #DIV/0! | #DIV/0! | 4475 | 0 | 0 | 0 | 0 | 0
4 | 3 | 2011 | 93 | 7 | 0.0033333 | 0 | #DIV/0! | #DIV/0! | #DIV/0! | #DIV/0! | #DIV/0! | #DIV/0! | #DIV/0! | #DIV/0! | #DIV/0! | #DIV/0! | #DIV/0! | #DIV/0! | #DIV/0! | #DIV/0! | #DIV/0! | #DIV/0! | #DIV/0! | #DIV/0! | #DIV/0! | #DIV/0! | 4476 | 0 | 0 | 0 | 0 | 0
4 | 4 | 2011 | 94 | 1 | 0 | 0 | #DIV/0! | #DIV/0! | #DIV/0! | #DIV/0! | #DIV/0! | #DIV/0! | #DIV/0! | #DIV/0! | #DIV/0! | #DIV/0! | #DIV/0! | #DIV/0! | #DIV/0! | #DIV/0! | #DIV/0! | #DIV/0! | #DIV/0! | #DIV/0! | #DIV/0! | #DIV/0! | 4477 | 0 | 0 | 0 | 0 | 0
4 | 5 | 2011 | 95 | 2 | 0.32667 | 0 | #DIV/0! | #DIV/0! | #DIV/0! | #DIV/0! | #DIV/0! | #DIV/0! | #DIV/0! | #DIV/0! | #DIV/0! | #DIV/0! | #DIV/0! | #DIV/0! | #DIV/0! | #DIV/0! | #DIV/0! | #DIV/0! | #DIV/0! | #DIV/0! | #DIV/0! | #DIV/0! | 4478 | 0 | 0 | 0 | 0 | 0
4 | 6 | 2011 | 96 | 3 | 0 | 0 | #DIV/0! | #DIV/0! | #DIV/0! | #DIV/0! | #DIV/0! | #DIV/0! | #DIV/0! | #DIV/0! | #DIV/0! | #DIV/0! | #DIV/0! | #DIV/0! | #DIV/0! | #DIV/0! | #DIV/0! | #DIV/0! | #DIV/0! | #DIV/0! | #DIV/0! | #DIV/0! | 4479 | 0 | 0 | 0 | 0 | 0
4 | 7 | 2011 | 97 | 4 | 0 | 0 | #DIV/0! | #DIV/0! | #DIV/0! | #DIV/0! | #DIV/0! | #DIV/0! | #DIV/0! | #DIV/0! | #DIV/0! | #DIV/0! | #DIV/0! | #DIV/0! | #DIV/0! | #DIV/0! | #DIV/0! | #DIV/0! | #DIV/0! | #DIV/0! | #DIV/0! | #DIV/0! | 4480 | 0 | 0 | 0 | 0 | 0
4 | 8 | 2011 | 98 | 5 | 0.37333 | 0 | #DIV/0! | #DIV/0! | #DIV/0! | #DIV/0! | #DIV/0! | #DIV/0! | #DIV/0! | #DIV/0! | #DIV/0! | #DIV/0! | #DIV/0! | #DIV/0! | #DIV/0! | #DIV/0! | #DIV/0! | #DIV/0! | #DIV/0! | #DIV/0! | #DIV/0! | #DIV/0! | 4481 | 0 | 0 | 0 | 0 | 0
4 | 9 | 2011 | 99 | 6 | 0.0033333 | 0 | #DIV/0! | #DIV/0! | #DIV/0! | #DIV/0! | #DIV/0! | #DIV/0! | #DIV/0! | #DIV/0! | #DIV/0! | #DIV/0! | #DIV/0! | #DIV/0! | #DIV/0! | #DIV/0! | #DIV/0! | #DIV/0! | #DIV/0! | #DIV/0! | #DIV/0! | #DIV/0! | 4482 | 0 | 0 | 0 | 0 | 0
4 | 10 | 2011 | 100 | 7 | 0 | 0 | #DIV/0! | #DIV/0! | #DIV/0! | #DIV/0! | #DIV/0! | #DIV/0! | #DIV/0! | #DIV/0! | #DIV/0! | #DIV/0! | #DIV/0! | #DIV/0! | #DIV/0! | #DIV/0! | #DIV/0! | #DIV/0! | #DIV/0! | #DIV/0! | #DIV/0! | #DIV/0! | 4483 | 0 | 0 | 0 | 0 | 0
4 | 11 | 2011 | 101 | 1 | 0 | 0 | #DIV/0! | #DIV/0! | #DIV/0! | #DIV/0! | #DIV/0! | #DIV/0! | #DIV/0! | #DIV/0! | #DIV/0! | #DIV/0! | #DIV/0! | #DIV/0! | #DIV/0! | #DIV/0! | #DIV/0! | #DIV/0! | #DIV/0! | #DIV/0! | #DIV/0! | #DIV/0! | 4484 | 0 | 0 | 0 | 0 | 0
4 | 12 | 2011 | 102 | 2 | 0.40667 | 0 | #DIV/0! | #DIV/0! | #DIV/0! | #DIV/0! | #DIV/0! | #DIV/0! | #DIV/0! | #DIV/0! | #DIV/0! | #DIV/0! | #DIV/0! | #DIV/0! | #DIV/0! | #DIV/0! | #DIV/0! | #DIV/0! | #DIV/0! | #DIV/0! | #DIV/0! | #DIV/0! | 4485 | 0 | 0 | 0 | 0 | 0
4 | 13 | 2011 | 103 | 3 | 0.25667 | 0 | #DIV/0! | #DIV/0! | #DIV/0! | #DIV/0! | #DIV/0! | #DIV/0! | #DIV/0! | #DIV/0! | #DIV/0! | #DIV/0! | #DIV/0! | #DIV/0! | #DIV/0! | #DIV/0! | #DIV/0! | #DIV/0! | #DIV/0! | #DIV/0! | #DIV/0! | #DIV/0! | 4486 | 0 | 0 | 0 | 0 | 0
4 | 14 | 2011 | 104 | 4 | 0 | 0 | #DIV/0! | #DIV/0! | #DIV/0! | #DIV/0! | #DIV/0! | #DIV/0! | #DIV/0! | #DIV/0! | #DIV/0! | #DIV/0! | #DIV/0! | #DIV/0! | #DIV/0! | #DIV/0! | #DIV/0! | #DIV/0! | #DIV/0! | #DIV/0! | #DIV/0! | #DIV/0! | 4487 | 0 | 0 | 0 | 0 | 0
4 | 15 | 2011 | 105 | 5 | 0 | 0 | #DIV/0! | #DIV/0! | #DIV/0! | #DIV/0! | #DIV/0! | #DIV/0! | #DIV/0! | #DIV/0! | #DIV/0! | #DIV/0! | #DIV/0! | #DIV/0! | #DIV/0! | #DIV/0! | #DIV/0! | #DIV/0! | #DIV/0! | #DIV/0! | #DIV/0! | #DIV/0! | 4488 | 0 | 0 | 0 | 0 | 0
4 | 16 | 2011 | 106 | 6 | 1.0433 | 0 | #DIV/0! | #DIV/0! | #DIV/0! | #DIV/0! | #DIV/0! | #DIV/0! | #DIV/0! | #DIV/0! | #DIV/0! | #DIV/0! | #DIV/0! | #DIV/0! | #DIV/0! | #DIV/0! | #DIV/0! | #DIV/0! | #DIV/0! | #DIV/0! | #DIV/0! | #DIV/0! | 4489 | 0 | 0 | 0 | 0 | 0
4 | 17 | 2011 | 107 | 7 | 0 | 0 | #DIV/0! | #DIV/0! | #DIV/0! | #DIV/0! | #DIV/0! | #DIV/0! | #DIV/0! | #DIV/0! | #DIV/0! | #DIV/0! | #DIV/0! | #DIV/0! | #DIV/0! | #DIV/0! | #DIV/0! | #DIV/0! | #DIV/0! | #DIV/0! | #DIV/0! | #DIV/0! | 4490 | 0 | 0 | 0 | 0 | 0
4 | 18 | 2011 | 108 | 1 | 0 | 0 | #DIV/0! | #DIV/0! | #DIV/0! | #DIV/0! | #DIV/0! | #DIV/0! | #DIV/0! | #DIV/0! | #DIV/0! | #DIV/0! | #DIV/0! | #DIV/0! | #DIV/0! | #DIV/0! | #DIV/0! | #DIV/0! | #DIV/0! | #DIV/0! | #DIV/0! | #DIV/0! | 4491 | 0 | 0 | 0 | 0 | 0
4 | 19 | 2011 | 109 | 2 | 0.033333 | 0 | #DIV/0! | #DIV/0! | #DIV/0! | #DIV/0! | #DIV/0! | #DIV/0! | #DIV/0! | #DIV/0! | #DIV/0! | #DIV/0! | #DIV/0! | #DIV/0! | #DIV/0! | #DIV/0! | #DIV/0! | #DIV/0! | #DIV/0! | #DIV/0! | #DIV/0! | #DIV/0! | 4492 | 0 | 0 | 0 | 0 | 0
4 | 20 | 2011 | 110 | 3 | 0 | 0 | #DIV/0! | #DIV/0! | #DIV/0! | #DIV/0! | #DIV/0! | #DIV/0! | #DIV/0! | #DIV/0! | #DIV/0! | #DIV/0! | #DIV/0! | #DIV/0! | #DIV/0! | #DIV/0! | #DIV/0! | #DIV/0! | #DIV/0! | #DIV/0! | #DIV/0! | #DIV/0! | 4493 | 0 | 0 | 0 | 0 | 0
4 | 21 | 2011 | 111 | 4 | 0 | 0 | #DIV/0! | #DIV/0! | #DIV/0! | #DIV/0! | #DIV/0! | #DIV/0! | #DIV/0! | #DIV/0! | #DIV/0! | #DIV/0! | #DIV/0! | #DIV/0! | #DIV/0! | #DIV/0! | #DIV/0! | #DIV/0! | #DIV/0! | #DIV/0! | #DIV/0! | #DIV/0! | 4494 | 0 | 0 | 0 | 0 | 0
4 | 22 | 2011 | 112 | 5 | 0.32333 | 0 | #DIV/0! | #DIV/0! | #DIV/0! | #DIV/0! | #DIV/0! | #DIV/0! | #DIV/0! | #DIV/0! | #DIV/0! | #DIV/0! | #DIV/0! | #DIV/0! | #DIV/0! | #DIV/0! | #DIV/0! | #DIV/0! | #DIV/0! | #DIV/0! | #DIV/0! | #DIV/0! | 4495 | 0 | 0 | 0 | 0 | 0
4 | 23 | 2011 | 113 | 6 | 0.07 | 0 | #DIV/0! | #DIV/0! | #DIV/0! | #DIV/0! | #DIV/0! | #DIV/0! | #DIV/0! | #DIV/0! | #DIV/0! | #DIV/0! | #DIV/0! | #DIV/0! | #DIV/0! | #DIV/0! | #DIV/0! | #DIV/0! | #DIV/0! | #DIV/0! | #DIV/0! | #DIV/0! | 4496 | 0 | 0 | 0 | 0 | 0
4 | 24 | 2011 | 114 | 7 | 0.42333 | 0 | #DIV/0! | #DIV/0! | #DIV/0! | #DIV/0! | #DIV/0! | #DIV/0! | #DIV/0! | #DIV/0! | #DIV/0! | #DIV/0! | #DIV/0! | #DIV/0! | #DIV/0! | #DIV/0! | #DIV/0! | #DIV/0! | #DIV/0! | #DIV/0! | #DIV/0! | #DIV/0! | 4497 | 0 | 0 | 0 | 0 | 0
4 | 25 | 2011 | 115 | 1 | 0.0066667 | 0 | #DIV/0! | #DIV/0! | #DIV/0! | #DIV/0! | #DIV/0! | #DIV/0! | #DIV/0! | #DIV/0! | #DIV/0! | #DIV/0! | #DIV/0! | #DIV/0! | #DIV/0! | #DIV/0! | #DIV/0! | #DIV/0! | #DIV/0! | #DIV/0! | #DIV/0! | #DIV/0! | 4498 | 0 | 0 | 0 | 0 | 0
4 | 26 | 2011 | 116 | 2 | 0 | 0 | #DIV/0! | #DIV/0! | #DIV/0! | #DIV/0! | #DIV/0! | #DIV/0! | #DIV/0! | #DIV/0! | #DIV/0! | #DIV/0! | #DIV/0! | #DIV/0! | #DIV/0! | #DIV/0! | #DIV/0! | #DIV/0! | #DIV/0! | #DIV/0! | #DIV/0! | #DIV/0! | 4499 | 0 | 0 | 0 | 0 | 0
4 | 27 | 2011 | 117 | 3 | 0.44667 | 0 | #DIV/0! | #DIV/0! | #DIV/0! | #DIV/0! | #DIV/0! | #DIV/0! | #DIV/0! | #DIV/0! | #DIV/0! | #DIV/0! | #DIV/0! | #DIV/0! | #DIV/0! | #DIV/0! | #DIV/0! | #DIV/0! | #DIV/0! | #DIV/0! | #DIV/0! | #DIV/0! | 4500 | 0 | 0 | 0 | 0 | 0
4 | 28 | 2011 | 118 | 4 | 0.13 | 0 | #DIV/0! | #DIV/0! | #DIV/0! | #DIV/0! | #DIV/0! | #DIV/0! | #DIV/0! | #DIV/0! | #DIV/0! | #DIV/0! | #DIV/0! | #DIV/0! | #DIV/0! | #DIV/0! | #DIV/0! | #DIV/0! | #DIV/0! | #DIV/0! | #DIV/0! | #DIV/0! | 4501 | 0 | 0 | 0 | 0 | 0
4 | 29 | 2011 | 119 | 5 | 0 | 0 | #DIV/0! | #DIV/0! | #DIV/0! | #DIV/0! | #DIV/0! | #DIV/0! | #DIV/0! | #DIV/0! | #DIV/0! | #DIV/0! | #DIV/0! | #DIV/0! | #DIV/0! | #DIV/0! | #DIV/0! | #DIV/0! | #DIV/0! | #DIV/0! | #DIV/0! | #DIV/0! | 4502 | 0 | 0 | 0 | 0 | 0
4 | 30 | 2011 | 120 | 6 | 0 | 0 | #DIV/0! | #DIV/0! | #DIV/0! | #DIV/0! | #DIV/0! | #DIV/0! | #DIV/0! | #DIV/0! | #DIV/0! | #DIV/0! | #DIV/0! | #DIV/0! | #DIV/0! | #DIV/0! | #DIV/0! | #DIV/0! | #DIV/0! | #DIV/0! | #DIV/0! | #DIV/0! | 4503 | 0 | 0 | 0 | 0 | 0
5 | 1 | 2011 | 121 | 7 | 0.03 | 0 | #DIV/0! | #DIV/0! | #DIV/0! | #DIV/0! | #DIV/0! | #DIV/0! | #DIV/0! | #DIV/0! | #DIV/0! | #DIV/0! | #DIV/0! | #DIV/0! | #DIV/0! | #DIV/0! | #DIV/0! | #DIV/0! | #DIV/0! | #DIV/0! | #DIV/0! | #DIV/0! | 4504 | 0 | 0 | 0 | 0 | 0
5 | 2 | 2011 | 122 | 1 | 0 | 0 | #DIV/0! | #DIV/0! | #DIV/0! | #DIV/0! | #DIV/0! | #DIV/0! | #DIV/0! | #DIV/0! | #DIV/0! | #DIV/0! | #DIV/0! | #DIV/0! | #DIV/0! | #DIV/0! | #DIV/0! | #DIV/0! | #DIV/0! | #DIV/0! | #DIV/0! | #DIV/0! | 4505 | 0 | 0 | 0 | 0 | 0
5 | 3 | 2011 | 123 | 2 | 0.063333 | 0 | #DIV/0! | #DIV/0! | #DIV/0! | #DIV/0! | #DIV/0! | #DIV/0! | #DIV/0! | #DIV/0! | #DIV/0! | #DIV/0! | #DIV/0! | #DIV/0! | #DIV/0! | #DIV/0! | #DIV/0! | #DIV/0! | #DIV/0! | #DIV/0! | #DIV/0! | #DIV/0! | 4506 | 0 | 0 | 0 | 0 | 0
5 | 4 | 2011 | 124 | 3 | 0.53667 | 0 | #DIV/0! | #DIV/0! | #DIV/0! | #DIV/0! | #DIV/0! | #DIV/0! | #DIV/0! | #DIV/0! | #DIV/0! | #DIV/0! | #DIV/0! | #DIV/0! | #DIV/0! | #DIV/0! | #DIV/0! | #DIV/0! | #DIV/0! | #DIV/0! | #DIV/0! | #DIV/0! | 4507 | 0 | 0 | 0 | 0 | 0
5 | 5 | 2011 | 125 | 4 | 0 | 0 | #DIV/0! | #DIV/0! | #DIV/0! | #DIV/0! | #DIV/0! | #DIV/0! | #DIV/0! | #DIV/0! | #DIV/0! | #DIV/0! | #DIV/0! | #DIV/0! | #DIV/0! | #DIV/0! | #DIV/0! | #DIV/0! | #DIV/0! | #DIV/0! | #DIV/0! | #DIV/0! | 4508 | 0 | 0 | 0 | 0 | 0
5 | 6 | 2011 | 126 | 5 | 0.05 | 0 | #DIV/0! | #DIV/0! | #DIV/0! | #DIV/0! | #DIV/0! | #DIV/0! | #DIV/0! | #DIV/0! | #DIV/0! | #DIV/0! | #DIV/0! | #DIV/0! | #DIV/0! | #DIV/0! | #DIV/0! | #DIV/0! | #DIV/0! | #DIV/0! | #DIV/0! | #DIV/0! | 4509 | 0 | 0 | 0 | 0 | 0
5 | 7 | 2011 | 127 | 6 | 0 | 0 | #DIV/0! | #DIV/0! | #DIV/0! | #DIV/0! | #DIV/0! | #DIV/0! | #DIV/0! | #DIV/0! | #DIV/0! | #DIV/0! | #DIV/0! | #DIV/0! | #DIV/0! | #DIV/0! | #DIV/0! | #DIV/0! | #DIV/0! | #DIV/0! | #DIV/0! | #DIV/0! | 4510 | 0 | 0 | 0 | 0 | 0
5 | 8 | 2011 | 128 | 7 | 0.0033333 | 0 | #DIV/0! | #DIV/0! | #DIV/0! | #DIV/0! | #DIV/0! | #DIV/0! | #DIV/0! | #DIV/0! | #DIV/0! | #DIV/0! | #DIV/0! | #DIV/0! | #DIV/0! | #DIV/0! | #DIV/0! | #DIV/0! | #DIV/0! | #DIV/0! | #DIV/0! | #DIV/0! | 4511 | 0 | 0 | 0 | 0 | 0
5 | 9 | 2011 | 129 | 1 | 0 | 0 | #DIV/0! | #DIV/0! | #DIV/0! | #DIV/0! | #DIV/0! | #DIV/0! | #DIV/0! | #DIV/0! | #DIV/0! | #DIV/0! | #DIV/0! | #DIV/0! | #DIV/0! | #DIV/0! | #DIV/0! | #DIV/0! | #DIV/0! | #DIV/0! | #DIV/0! | #DIV/0! | 4512 | 0 | 0 | 0 | 0 | 0
5 | 10 | 2011 | 130 | 2 | 0 | 0 | #DIV/0! | #DIV/0! | #DIV/0! | #DIV/0! | #DIV/0! | #DIV/0! | #DIV/0! | #DIV/0! | #DIV/0! | #DIV/0! | #DIV/0! | #DIV/0! | #DIV/0! | #DIV/0! | #DIV/0! | #DIV/0! | #DIV/0! | #DIV/0! | #DIV/0! | #DIV/0! | 4513 | 0 | 0 | 0 | 0 | 0
5 | 11 | 2011 | 131 | 3 | 0 | 0 | #DIV/0! | #DIV/0! | #DIV/0! | #DIV/0! | #DIV/0! | #DIV/0! | #DIV/0! | #DIV/0! | #DIV/0! | #DIV/0! | #DIV/0! | #DIV/0! | #DIV/0! | #DIV/0! | #DIV/0! | #DIV/0! | #DIV/0! | #DIV/0! | #DIV/0! | #DIV/0! | 4514 | 0 | 0 | 0 | 0 | 0
5 | 12 | 2011 | 132 | 4 | 0 | 0 | #DIV/0! | #DIV/0! | #DIV/0! | #DIV/0! | #DIV/0! | #DIV/0! | #DIV/0! | #DIV/0! | #DIV/0! | #DIV/0! | #DIV/0! | #DIV/0! | #DIV/0! | #DIV/0! | #DIV/0! | #DIV/0! | #DIV/0! | #DIV/0! | #DIV/0! | #DIV/0! | 4515 | 0 | 0 | 0 | 0 | 0
5 | 13 | 2011 | 133 | 5 | 0.013333 | 0 | #DIV/0! | #DIV/0! | #DIV/0! | #DIV/0! | #DIV/0! | #DIV/0! | #DIV/0! | #DIV/0! | #DIV/0! | #DIV/0! | #DIV/0! | #DIV/0! | #DIV/0! | #DIV/0! | #DIV/0! | #DIV/0! | #DIV/0! | #DIV/0! | #DIV/0! | #DIV/0! | 4516 | 0 | 0 | 0 | 0 | 0
5 | 14 | 2011 | 134 | 6 | 0.41667 | 0 | #DIV/0! | #DIV/0! | #DIV/0! | #DIV/0! | #DIV/0! | #DIV/0! | #DIV/0! | #DIV/0! | #DIV/0! | #DIV/0! | #DIV/0! | #DIV/0! | #DIV/0! | #DIV/0! | #DIV/0! | #DIV/0! | #DIV/0! | #DIV/0! | #DIV/0! | #DIV/0! | 4517 | 0 | 0 | 0 | 0 | 0
5 | 15 | 2011 | 135 | 7 | 0.19 | 0 | #DIV/0! | #DIV/0! | #DIV/0! | #DIV/0! | #DIV/0! | #DIV/0! | #DIV/0! | #DIV/0! | #DIV/0! | #DIV/0! | #DIV/0! | #DIV/0! | #DIV/0! | #DIV/0! | #DIV/0! | #DIV/0! | #DIV/0! | #DIV/0! | #DIV/0! | #DIV/0! | 4518 | 0 | 0 | 0 | 0 | 0
5 | 16 | 2011 | 136 | 1 | 0.073333 | 0 | #DIV/0! | #DIV/0! | #DIV/0! | #DIV/0! | #DIV/0! | #DIV/0! | #DIV/0! | #DIV/0! | #DIV/0! | #DIV/0! | #DIV/0! | #DIV/0! | #DIV/0! | #DIV/0! | #DIV/0! | #DIV/0! | #DIV/0! | #DIV/0! | #DIV/0! | #DIV/0! | 4519 | 0 | 0 | 0 | 0 | 0
5 | 17 | 2011 | 137 | 2 | 0.36667 | 0 | #DIV/0! | #DIV/0! | #DIV/0! | #DIV/0! | #DIV/0! | #DIV/0! | #DIV/0! | #DIV/0! | #DIV/0! | #DIV/0! | #DIV/0! | #DIV/0! | #DIV/0! | #DIV/0! | #DIV/0! | #DIV/0! | #DIV/0! | #DIV/0! | #DIV/0! | #DIV/0! | 4520 | 0 | 0 | 0 | 0 | 0
5 | 18 | 2011 | 138 | 3 | 0.40667 | 0 | #DIV/0! | #DIV/0! | #DIV/0! | #DIV/0! | #DIV/0! | #DIV/0! | #DIV/0! | #DIV/0! | #DIV/0! | #DIV/0! | #DIV/0! | #DIV/0! | #DIV/0! | #DIV/0! | #DIV/0! | #DIV/0! | #DIV/0! | #DIV/0! | #DIV/0! | #DIV/0! | 4521 | 0 | 0 | 0 | 0 | 0
5 | 19 | 2011 | 139 | 4 | 0.12333 | 0 | #DIV/0! | #DIV/0! | #DIV/0! | #DIV/0! | #DIV/0! | #DIV/0! | #DIV/0! | #DIV/0! | #DIV/0! | #DIV/0! | #DIV/0! | #DIV/0! | #DIV/0! | #DIV/0! | #DIV/0! | #DIV/0! | #DIV/0! | #DIV/0! | #DIV/0! | #DIV/0! | 4522 | 0 | 0 | 0 | 0 | 0
5 | 20 | 2011 | 140 | 5 | 0 | 0 | #DIV/0! | #DIV/0! | #DIV/0! | #DIV/0! | #DIV/0! | #DIV/0! | #DIV/0! | #DIV/0! | #DIV/0! | #DIV/0! | #DIV/0! | #DIV/0! | #DIV/0! | #DIV/0! | #DIV/0! | #DIV/0! | #DIV/0! | #DIV/0! | #DIV/0! | #DIV/0! | 4523 | 0 | 0 | 0 | 0 | 0
5 | 21 | 2011 | 141 | 6 | 0 | 0 | #DIV/0! | #DIV/0! | #DIV/0! | #DIV/0! | #DIV/0! | #DIV/0! | #DIV/0! | #DIV/0! | #DIV/0! | #DIV/0! | #DIV/0! | #DIV/0! | #DIV/0! | #DIV/0! | #DIV/0! | #DIV/0! | #DIV/0! | #DIV/0! | #DIV/0! | #DIV/0! | 4524 | 0 | 0 | 0 | 0 | 0
5 | 22 | 2011 | 142 | 7 | 0 | 0 | #DIV/0! | #DIV/0! | #DIV/0! | #DIV/0! | #DIV/0! | #DIV/0! | #DIV/0! | #DIV/0! | #DIV/0! | #DIV/0! | #DIV/0! | #DIV/0! | #DIV/0! | #DIV/0! | #DIV/0! | #DIV/0! | #DIV/0! | #DIV/0! | #DIV/0! | #DIV/0! | 4525 | 0 | 0 | 0 | 0 | 0
5 | 23 | 2011 | 143 | 1 | 0.12 | 0 | #DIV/0! | #DIV/0! | #DIV/0! | #DIV/0! | #DIV/0! | #DIV/0! | #DIV/0! | #DIV/0! | #DIV/0! | #DIV/0! | #DIV/0! | #DIV/0! | #DIV/0! | #DIV/0! | #DIV/0! | #DIV/0! | #DIV/0! | #DIV/0! | #DIV/0! | #DIV/0! | 4526 | 0 | 0 | 0 | 0 | 0
5 | 24 | 2011 | 144 | 2 | 0.033333 | 0 | #DIV/0! | #DIV/0! | #DIV/0! | #DIV/0! | #DIV/0! | #DIV/0! | #DIV/0! | #DIV/0! | #DIV/0! | #DIV/0! | #DIV/0! | #DIV/0! | #DIV/0! | #DIV/0! | #DIV/0! | #DIV/0! | #DIV/0! | #DIV/0! | #DIV/0! | #DIV/0! | 4527 | 0 | 0 | 0 | 0 | 0
5 | 25 | 2011 | 145 | 3 | 0 | 0 | #DIV/0! | #DIV/0! | #DIV/0! | #DIV/0! | #DIV/0! | #DIV/0! | #DIV/0! | #DIV/0! | #DIV/0! | #DIV/0! | #DIV/0! | #DIV/0! | #DIV/0! | #DIV/0! | #DIV/0! | #DIV/0! | #DIV/0! | #DIV/0! | #DIV/0! | #DIV/0! | 4528 | 0 | 0 | 0 | 0 | 0
5 | 26 | 2011 | 146 | 4 | 0 | 0 | #DIV/0! | #DIV/0! | #DIV/0! | #DIV/0! | #DIV/0! | #DIV/0! | #DIV/0! | #DIV/0! | #DIV/0! | #DIV/0! | #DIV/0! | #DIV/0! | #DIV/0! | #DIV/0! | #DIV/0! | #DIV/0! | #DIV/0! | #DIV/0! | #DIV/0! | #DIV/0! | 4529 | 0 | 0 | 0 | 0 | 0
5 | 27 | 2011 | 147 | 5 | 0.04 | 0 | #DIV/0! | #DIV/0! | #DIV/0! | #DIV/0! | #DIV/0! | #DIV/0! | #DIV/0! | #DIV/0! | #DIV/0! | #DIV/0! | #DIV/0! | #DIV/0! | #DIV/0! | #DIV/0! | #DIV/0! | #DIV/0! | #DIV/0! | #DIV/0! | #DIV/0! | #DIV/0! | 4530 | 0 | 0 | 0 | 0 | 0
5 | 28 | 2011 | 148 | 6 | 0 | 0 | #DIV/0! | #DIV/0! | #DIV/0! | #DIV/0! | #DIV/0! | #DIV/0! | #DIV/0! | #DIV/0! | #DIV/0! | #DIV/0! | #DIV/0! | #DIV/0! | #DIV/0! | #DIV/0! | #DIV/0! | #DIV/0! | #DIV/0! | #DIV/0! | #DIV/0! | #DIV/0! | 4531 | 0 | 0 | 0 | 0 | 0
5 | 29 | 2011 | 149 | 7 | 0 | 0 | #DIV/0! | #DIV/0! | #DIV/0! | #DIV/0! | #DIV/0! | #DIV/0! | #DIV/0! | #DIV/0! | #DIV/0! | #DIV/0! | #DIV/0! | #DIV/0! | #DIV/0! | #DIV/0! | #DIV/0! | #DIV/0! | #DIV/0! | #DIV/0! | #DIV/0! | #DIV/0! | 4532 | 0 | 0 | 0 | 0 | 0
5 | 30 | 2011 | 150 | 1 | 0 | 0 | #DIV/0! | #DIV/0! | #DIV/0! | #DIV/0! | #DIV/0! | #DIV/0! | #DIV/0! | #DIV/0! | #DIV/0! | #DIV/0! | #DIV/0! | #DIV/0! | #DIV/0! | #DIV/0! | #DIV/0! | #DIV/0! | #DIV/0! | #DIV/0! | #DIV/0! | #DIV/0! | 4533 | 0 | 0 | 0 | 0 | 0
5 | 31 | 2011 | 151 | 2 | 0 | 0 | #DIV/0! | #DIV/0! | #DIV/0! | #DIV/0! | #DIV/0! | #DIV/0! | #DIV/0! | #DIV/0! | #DIV/0! | #DIV/0! | #DIV/0! | #DIV/0! | #DIV/0! | #DIV/0! | #DIV/0! | #DIV/0! | #DIV/0! | #DIV/0! | #DIV/0! | #DIV/0! | 4534 | 0 | 0 | 0 | 0 | 0
6 | 1 | 2011 | 152 | 3 | 0.056667 | 0 | #DIV/0! | #DIV/0! | #DIV/0! | #DIV/0! | #DIV/0! | #DIV/0! | #DIV/0! | #DIV/0! | #DIV/0! | #DIV/0! | #DIV/0! | #DIV/0! | #DIV/0! | #DIV/0! | #DIV/0! | #DIV/0! | #DIV/0! | #DIV/0! | #DIV/0! | #DIV/0! | 4535 | 0 | 0 | 0 | 0 | 0
6 | 2 | 2011 | 153 | 4 | 0 | 0 | #DIV/0! | #DIV/0! | #DIV/0! | #DIV/0! | #DIV/0! | #DIV/0! | #DIV/0! | #DIV/0! | #DIV/0! | #DIV/0! | #DIV/0! | #DIV/0! | #DIV/0! | #DIV/0! | #DIV/0! | #DIV/0! | #DIV/0! | #DIV/0! | #DIV/0! | #DIV/0! | 4536 | 0 | 0 | 0 | 0 | 0
6 | 3 | 2011 | 154 | 5 | 0 | 0 | #DIV/0! | #DIV/0! | #DIV/0! | #DIV/0! | #DIV/0! | #DIV/0! | #DIV/0! | #DIV/0! | #DIV/0! | #DIV/0! | #DIV/0! | #DIV/0! | #DIV/0! | #DIV/0! | #DIV/0! | #DIV/0! | #DIV/0! | #DIV/0! | #DIV/0! | #DIV/0! | 4537 | 0 | 0 | 0 | 0 | 0
6 | 4 | 2011 | 155 | 6 | 0 | 0 | #DIV/0! | #DIV/0! | #DIV/0! | #DIV/0! | #DIV/0! | #DIV/0! | #DIV/0! | #DIV/0! | #DIV/0! | #DIV/0! | #DIV/0! | #DIV/0! | #DIV/0! | #DIV/0! | #DIV/0! | #DIV/0! | #DIV/0! | #DIV/0! | #DIV/0! | #DIV/0! | 4538 | 0 | 0 | 0 | 0 | 0
6 | 5 | 2011 | 156 | 7 | 0.06 | 0 | #DIV/0! | #DIV/0! | #DIV/0! | #DIV/0! | #DIV/0! | #DIV/0! | #DIV/0! | #DIV/0! | #DIV/0! | #DIV/0! | #DIV/0! | #DIV/0! | #DIV/0! | #DIV/0! | #DIV/0! | #DIV/0! | #DIV/0! | #DIV/0! | #DIV/0! | #DIV/0! | 4539 | 0 | 0 | 0 | 0 | 0
6 | 6 | 2011 | 157 | 1 | 0 | 0 | #DIV/0! | #DIV/0! | #DIV/0! | #DIV/0! | #DIV/0! | #DIV/0! | #DIV/0! | #DIV/0! | #DIV/0! | #DIV/0! | #DIV/0! | #DIV/0! | #DIV/0! | #DIV/0! | #DIV/0! | #DIV/0! | #DIV/0! | #DIV/0! | #DIV/0! | #DIV/0! | 4540 | 0 | 0 | 0 | 0 | 0
6 | 7 | 2011 | 158 | 2 | 0 | 0 | #DIV/0! | #DIV/0! | #DIV/0! | #DIV/0! | #DIV/0! | #DIV/0! | #DIV/0! | #DIV/0! | #DIV/0! | #DIV/0! | #DIV/0! | #DIV/0! | #DIV/0! | #DIV/0! | #DIV/0! | #DIV/0! | #DIV/0! | #DIV/0! | #DIV/0! | #DIV/0! | 4541 | 0 | 0 | 0 | 0 | 0
6 | 8 | 2011 | 159 | 3 | 0 | 0 | #DIV/0! | #DIV/0! | #DIV/0! | #DIV/0! | #DIV/0! | #DIV/0! | #DIV/0! | #DIV/0! | #DIV/0! | #DIV/0! | #DIV/0! | #DIV/0! | #DIV/0! | #DIV/0! | #DIV/0! | #DIV/0! | #DIV/0! | #DIV/0! | #DIV/0! | #DIV/0! | 4542 | 0 | 0 | 0 | 0 | 0
6 | 9 | 2011 | 160 | 4 | 0.1 | 0 | #DIV/0! | #DIV/0! | #DIV/0! | #DIV/0! | #DIV/0! | #DIV/0! | #DIV/0! | #DIV/0! | #DIV/0! | #DIV/0! | #DIV/0! | #DIV/0! | #DIV/0! | #DIV/0! | #DIV/0! | #DIV/0! | #DIV/0! | #DIV/0! | #DIV/0! | #DIV/0! | 4543 | 0 | 0 | 0 | 0 | 0
6 | 10 | 2011 | 161 | 5 | 0.066667 | 0 | #DIV/0! | #DIV/0! | #DIV/0! | #DIV/0! | #DIV/0! | #DIV/0! | #DIV/0! | #DIV/0! | #DIV/0! | #DIV/0! | #DIV/0! | #DIV/0! | #DIV/0! | #DIV/0! | #DIV/0! | #DIV/0! | #DIV/0! | #DIV/0! | #DIV/0! | #DIV/0! | 4544 | 0 | 0 | 0 | 0 | 0
6 | 11 | 2011 | 162 | 6 | 0 | 0 | #DIV/0! | #DIV/0! | #DIV/0! | #DIV/0! | #DIV/0! | #DIV/0! | #DIV/0! | #DIV/0! | #DIV/0! | #DIV/0! | #DIV/0! | #DIV/0! | #DIV/0! | #DIV/0! | #DIV/0! | #DIV/0! | #DIV/0! | #DIV/0! | #DIV/0! | #DIV/0! | 4545 | 0 | 0 | 0 | 0 | 0
6 | 12 | 2011 | 163 | 7 | 0.19 | 0 | #DIV/0! | #DIV/0! | #DIV/0! | #DIV/0! | #DIV/0! | #DIV/0! | #DIV/0! | #DIV/0! | #DIV/0! | #DIV/0! | #DIV/0! | #DIV/0! | #DIV/0! | #DIV/0! | #DIV/0! | #DIV/0! | #DIV/0! | #DIV/0! | #DIV/0! | #DIV/0! | 4546 | 0 | 0 | 0 | 0 | 0
6 | 13 | 2011 | 164 | 1 | 0 | 0 | #DIV/0! | #DIV/0! | #DIV/0! | #DIV/0! | #DIV/0! | #DIV/0! | #DIV/0! | #DIV/0! | #DIV/0! | #DIV/0! | #DIV/0! | #DIV/0! | #DIV/0! | #DIV/0! | #DIV/0! | #DIV/0! | #DIV/0! | #DIV/0! | #DIV/0! | #DIV/0! | 4547 | 0 | 0 | 0 | 0 | 0
6 | 14 | 2011 | 165 | 2 | 0 | 0 | #DIV/0! | #DIV/0! | #DIV/0! | #DIV/0! | #DIV/0! | #DIV/0! | #DIV/0! | #DIV/0! | #DIV/0! | #DIV/0! | #DIV/0! | #DIV/0! | #DIV/0! | #DIV/0! | #DIV/0! | #DIV/0! | #DIV/0! | #DIV/0! | #DIV/0! | #DIV/0! | 4548 | 0 | 0 | 0 | 0 | 0
6 | 15 | 2011 | 166 | 3 | 0 | 0 | #DIV/0! | #DIV/0! | #DIV/0! | #DIV/0! | #DIV/0! | #DIV/0! | #DIV/0! | #DIV/0! | #DIV/0! | #DIV/0! | #DIV/0! | #DIV/0! | #DIV/0! | #DIV/0! | #DIV/0! | #DIV/0! | #DIV/0! | #DIV/0! | #DIV/0! | #DIV/0! | 4549 | 0 | 0 | 0 | 0 | 0
6 | 16 | 2011 | 167 | 4 | 1.1233 | 0 | #DIV/0! | #DIV/0! | #DIV/0! | #DIV/0! | #DIV/0! | #DIV/0! | #DIV/0! | #DIV/0! | #DIV/0! | #DIV/0! | #DIV/0! | #DIV/0! | #DIV/0! | #DIV/0! | #DIV/0! | #DIV/0! | #DIV/0! | #DIV/0! | #DIV/0! | #DIV/0! | 4550 | 0 | 0 | 0 | 0 | 0
6 | 17 | 2011 | 168 | 5 | 0.086667 | 0 | #DIV/0! | #DIV/0! | #DIV/0! | #DIV/0! | #DIV/0! | #DIV/0! | #DIV/0! | #DIV/0! | #DIV/0! | #DIV/0! | #DIV/0! | #DIV/0! | #DIV/0! | #DIV/0! | #DIV/0! | #DIV/0! | #DIV/0! | #DIV/0! | #DIV/0! | #DIV/0! | 4551 | 0 | 0 | 0 | 0 | 0
6 | 18 | 2011 | 169 | 6 | 0.023333 | 0 | #DIV/0! | #DIV/0! | #DIV/0! | #DIV/0! | #DIV/0! | #DIV/0! | #DIV/0! | #DIV/0! | #DIV/0! | #DIV/0! | #DIV/0! | #DIV/0! | #DIV/0! | #DIV/0! | #DIV/0! | #DIV/0! | #DIV/0! | #DIV/0! | #DIV/0! | #DIV/0! | 4552 | 0 | 0 | 0 | 0 | 0
6 | 19 | 2011 | 170 | 7 | 0.013333 | 0 | #DIV/0! | #DIV/0! | #DIV/0! | #DIV/0! | #DIV/0! | #DIV/0! | #DIV/0! | #DIV/0! | #DIV/0! | #DIV/0! | #DIV/0! | #DIV/0! | #DIV/0! | #DIV/0! | #DIV/0! | #DIV/0! | #DIV/0! | #DIV/0! | #DIV/0! | #DIV/0! | 4553 | 0 | 0 | 0 | 0 | 0
6 | 20 | 2011 | 171 | 1 | 0.28333 | 0 | #DIV/0! | #DIV/0! | #DIV/0! | #DIV/0! | #DIV/0! | #DIV/0! | #DIV/0! | #DIV/0! | #DIV/0! | #DIV/0! | #DIV/0! | #DIV/0! | #DIV/0! | #DIV/0! | #DIV/0! | #DIV/0! | #DIV/0! | #DIV/0! | #DIV/0! | #DIV/0! | 4554 | 0 | 0 | 0 | 0 | 0
6 | 21 | 2011 | 172 | 2 | 0.033333 | 0 | #DIV/0! | #DIV/0! | #DIV/0! | #DIV/0! | #DIV/0! | #DIV/0! | #DIV/0! | #DIV/0! | #DIV/0! | #DIV/0! | #DIV/0! | #DIV/0! | #DIV/0! | #DIV/0! | #DIV/0! | #DIV/0! | #DIV/0! | #DIV/0! | #DIV/0! | #DIV/0! | 4555 | 0 | 0 | 0 | 0 | 0
6 | 22 | 2011 | 173 | 3 | 0.0033333 | 0 | #DIV/0! | #DIV/0! | #DIV/0! | #DIV/0! | #DIV/0! | #DIV/0! | #DIV/0! | #DIV/0! | #DIV/0! | #DIV/0! | #DIV/0! | #DIV/0! | #DIV/0! | #DIV/0! | #DIV/0! | #DIV/0! | #DIV/0! | #DIV/0! | #DIV/0! | #DIV/0! | 4556 | 0 | 0 | 0 | 0 | 0
6 | 23 | 2011 | 174 | 4 | 0 | 0 | #DIV/0! | #DIV/0! | #DIV/0! | #DIV/0! | #DIV/0! | #DIV/0! | #DIV/0! | #DIV/0! | #DIV/0! | #DIV/0! | #DIV/0! | #DIV/0! | #DIV/0! | #DIV/0! | #DIV/0! | #DIV/0! | #DIV/0! | #DIV/0! | #DIV/0! | #DIV/0! | 4557 | 0 | 0 | 0 | 0 | 0
6 | 24 | 2011 | 175 | 5 | 0 | 0 | #DIV/0! | #DIV/0! | #DIV/0! | #DIV/0! | #DIV/0! | #DIV/0! | #DIV/0! | #DIV/0! | #DIV/0! | #DIV/0! | #DIV/0! | #DIV/0! | #DIV/0! | #DIV/0! | #DIV/0! | #DIV/0! | #DIV/0! | #DIV/0! | #DIV/0! | #DIV/0! | 4558 | 0 | 0 | 0 | 0 | 0
6 | 25 | 2011 | 176 | 6 | 0 | 0 | #DIV/0! | #DIV/0! | #DIV/0! | #DIV/0! | #DIV/0! | #DIV/0! | #DIV/0! | #DIV/0! | #DIV/0! | #DIV/0! | #DIV/0! | #DIV/0! | #DIV/0! | #DIV/0! | #DIV/0! | #DIV/0! | #DIV/0! | #DIV/0! | #DIV/0! | #DIV/0! | 4559 | 0 | 0 | 0 | 0 | 0
6 | 26 | 2011 | 177 | 7 | 0.02 | 0 | #DIV/0! | #DIV/0! | #DIV/0! | #DIV/0! | #DIV/0! | #DIV/0! | #DIV/0! | #DIV/0! | #DIV/0! | #DIV/0! | #DIV/0! | #DIV/0! | #DIV/0! | #DIV/0! | #DIV/0! | #DIV/0! | #DIV/0! | #DIV/0! | #DIV/0! | #DIV/0! | 4560 | 0 | 0 | 0 | 0 | 0
6 | 27 | 2011 | 178 | 1 | 0.02 | 0 | #DIV/0! | #DIV/0! | #DIV/0! | #DIV/0! | #DIV/0! | #DIV/0! | #DIV/0! | #DIV/0! | #DIV/0! | #DIV/0! | #DIV/0! | #DIV/0! | #DIV/0! | #DIV/0! | #DIV/0! | #DIV/0! | #DIV/0! | #DIV/0! | #DIV/0! | #DIV/0! | 4561 | 0 | 0 | 0 | 0 | 0
6 | 28 | 2011 | 179 | 2 | 0.11667 | 0 | #DIV/0! | #DIV/0! | #DIV/0! | #DIV/0! | #DIV/0! | #DIV/0! | #DIV/0! | #DIV/0! | #DIV/0! | #DIV/0! | #DIV/0! | #DIV/0! | #DIV/0! | #DIV/0! | #DIV/0! | #DIV/0! | #DIV/0! | #DIV/0! | #DIV/0! | #DIV/0! | 4562 | 0 | 0 | 0 | 0 | 0
6 | 29 | 2011 | 180 | 3 | 0 | 0 | #DIV/0! | #DIV/0! | #DIV/0! | #DIV/0! | #DIV/0! | #DIV/0! | #DIV/0! | #DIV/0! | #DIV/0! | #DIV/0! | #DIV/0! | #DIV/0! | #DIV/0! | #DIV/0! | #DIV/0! | #DIV/0! | #DIV/0! | #DIV/0! | #DIV/0! | #DIV/0! | 4563 | 0 | 0 | 0 | 0 | 0
6 | 30 | 2011 | 181 | 4 | 0 | 0 | #DIV/0! | #DIV/0! | #DIV/0! | #DIV/0! | #DIV/0! | #DIV/0! | #DIV/0! | #DIV/0! | #DIV/0! | #DIV/0! | #DIV/0! | #DIV/0! | #DIV/0! | #DIV/0! | #DIV/0! | #DIV/0! | #DIV/0! | #DIV/0! | #DIV/0! | #DIV/0! | 4564 | 0 | 0 | 0 | 0 | 0
7 | 1 | 2011 | 182 | 5 | 0 | 0 | #DIV/0! | #DIV/0! | #DIV/0! | #DIV/0! | #DIV/0! | #DIV/0! | #DIV/0! | #DIV/0! | #DIV/0! | #DIV/0! | #DIV/0! | #DIV/0! | #DIV/0! | #DIV/0! | #DIV/0! | #DIV/0! | #DIV/0! | #DIV/0! | #DIV/0! | #DIV/0! | 4565 | 0 | 0 | 0 | 0 | 0
7 | 2 | 2011 | 183 | 6 | 0 | 0 | #DIV/0! | #DIV/0! | #DIV/0! | #DIV/0! | #DIV/0! | #DIV/0! | #DIV/0! | #DIV/0! | #DIV/0! | #DIV/0! | #DIV/0! | #DIV/0! | #DIV/0! | #DIV/0! | #DIV/0! | #DIV/0! | #DIV/0! | #DIV/0! | #DIV/0! | #DIV/0! | 4566 | 0 | 0 | 0 | 0 | 0
7 | 3 | 2011 | 184 | 7 | 0.52 | 0 | #DIV/0! | #DIV/0! | #DIV/0! | #DIV/0! | #DIV/0! | #DIV/0! | #DIV/0! | #DIV/0! | #DIV/0! | #DIV/0! | #DIV/0! | #DIV/0! | #DIV/0! | #DIV/0! | #DIV/0! | #DIV/0! | #DIV/0! | #DIV/0! | #DIV/0! | #DIV/0! | 4567 | 0 | 0 | 0 | 0 | 0
7 | 4 | 2011 | 185 | 1 | 0 | 0 | #DIV/0! | #DIV/0! | #DIV/0! | #DIV/0! | #DIV/0! | #DIV/0! | #DIV/0! | #DIV/0! | #DIV/0! | #DIV/0! | #DIV/0! | #DIV/0! | #DIV/0! | #DIV/0! | #DIV/0! | #DIV/0! | #DIV/0! | #DIV/0! | #DIV/0! | #DIV/0! | 4568 | 0 | 0 | 0 | 0 | 0
7 | 5 | 2011 | 186 | 2 | 0 | 0 | #DIV/0! | #DIV/0! | #DIV/0! | #DIV/0! | #DIV/0! | #DIV/0! | #DIV/0! | #DIV/0! | #DIV/0! | #DIV/0! | #DIV/0! | #DIV/0! | #DIV/0! | #DIV/0! | #DIV/0! | #DIV/0! | #DIV/0! | #DIV/0! | #DIV/0! | #DIV/0! | 4569 | 0 | 0 | 0 | 0 | 0
7 | 6 | 2011 | 187 | 3 | 0.056667 | 0 | #DIV/0! | #DIV/0! | #DIV/0! | #DIV/0! | #DIV/0! | #DIV/0! | #DIV/0! | #DIV/0! | #DIV/0! | #DIV/0! | #DIV/0! | #DIV/0! | #DIV/0! | #DIV/0! | #DIV/0! | #DIV/0! | #DIV/0! | #DIV/0! | #DIV/0! | #DIV/0! | 4570 | 0 | 0 | 0 | 0 | 0
7 | 7 | 2011 | 188 | 4 | 0.033333 | 0 | #DIV/0! | #DIV/0! | #DIV/0! | #DIV/0! | #DIV/0! | #DIV/0! | #DIV/0! | #DIV/0! | #DIV/0! | #DIV/0! | #DIV/0! | #DIV/0! | #DIV/0! | #DIV/0! | #DIV/0! | #DIV/0! | #DIV/0! | #DIV/0! | #DIV/0! | #DIV/0! | 4571 | 0 | 0 | 0 | 0 | 0
7 | 8 | 2011 | 189 | 5 | 0.9 | 0 | #DIV/0! | #DIV/0! | #DIV/0! | #DIV/0! | #DIV/0! | #DIV/0! | #DIV/0! | #DIV/0! | #DIV/0! | #DIV/0! | #DIV/0! | #DIV/0! | #DIV/0! | #DIV/0! | #DIV/0! | #DIV/0! | #DIV/0! | #DIV/0! | #DIV/0! | #DIV/0! | 4572 | 0 | 0 | 0 | 0 | 0
7 | 9 | 2011 | 190 | 6 | 0 | 0 | #DIV/0! | #DIV/0! | #DIV/0! | #DIV/0! | #DIV/0! | #DIV/0! | #DIV/0! | #DIV/0! | #DIV/0! | #DIV/0! | #DIV/0! | #DIV/0! | #DIV/0! | #DIV/0! | #DIV/0! | #DIV/0! | #DIV/0! | #DIV/0! | #DIV/0! | #DIV/0! | 4573 | 0 | 0 | 0 | 0 | 0
7 | 10 | 2011 | 191 | 7 | 0 | 0 | #DIV/0! | #DIV/0! | #DIV/0! | #DIV/0! | #DIV/0! | #DIV/0! | #DIV/0! | #DIV/0! | #DIV/0! | #DIV/0! | #DIV/0! | #DIV/0! | #DIV/0! | #DIV/0! | #DIV/0! | #DIV/0! | #DIV/0! | #DIV/0! | #DIV/0! | #DIV/0! | 4574 | 0 | 0 | 0 | 0 | 0
7 | 11 | 2011 | 192 | 1 | 0.06 | 0 | #DIV/0! | #DIV/0! | #DIV/0! | #DIV/0! | #DIV/0! | #DIV/0! | #DIV/0! | #DIV/0! | #DIV/0! | #DIV/0! | #DIV/0! | #DIV/0! | #DIV/0! | #DIV/0! | #DIV/0! | #DIV/0! | #DIV/0! | #DIV/0! | #DIV/0! | #DIV/0! | 4575 | 0 | 0 | 0 | 0 | 0
7 | 12 | 2011 | 193 | 2 | 0 | 0 | #DIV/0! | #DIV/0! | #DIV/0! | #DIV/0! | #DIV/0! | #DIV/0! | #DIV/0! | #DIV/0! | #DIV/0! | #DIV/0! | #DIV/0! | #DIV/0! | #DIV/0! | #DIV/0! | #DIV/0! | #DIV/0! | #DIV/0! | #DIV/0! | #DIV/0! | #DIV/0! | 4576 | 0 | 0 | 0 | 0 | 0
7 | 13 | 2011 | 194 | 3 | 0.66667 | 0 | #DIV/0! | #DIV/0! | #DIV/0! | #DIV/0! | #DIV/0! | #DIV/0! | #DIV/0! | #DIV/0! | #DIV/0! | #DIV/0! | #DIV/0! | #DIV/0! | #DIV/0! | #DIV/0! | #DIV/0! | #DIV/0! | #DIV/0! | #DIV/0! | #DIV/0! | #DIV/0! | 4577 | 0 | 0 | 0 | 0 | 0
7 | 14 | 2011 | 195 | 4 | 0 | 0 | #DIV/0! | #DIV/0! | #DIV/0! | #DIV/0! | #DIV/0! | #DIV/0! | #DIV/0! | #DIV/0! | #DIV/0! | #DIV/0! | #DIV/0! | #DIV/0! | #DIV/0! | #DIV/0! | #DIV/0! | #DIV/0! | #DIV/0! | #DIV/0! | #DIV/0! | #DIV/0! | 4578 | 0 | 0 | 0 | 0 | 0
7 | 15 | 2011 | 196 | 5 | 0 | 0 | #DIV/0! | #DIV/0! | #DIV/0! | #DIV/0! | #DIV/0! | #DIV/0! | #DIV/0! | #DIV/0! | #DIV/0! | #DIV/0! | #DIV/0! | #DIV/0! | #DIV/0! | #DIV/0! | #DIV/0! | #DIV/0! | #DIV/0! | #DIV/0! | #DIV/0! | #DIV/0! | 4579 | 0 | 0 | 0 | 0 | 0
7 | 16 | 2011 | 197 | 6 | 0 | 0 | #DIV/0! | #DIV/0! | #DIV/0! | #DIV/0! | #DIV/0! | #DIV/0! | #DIV/0! | #DIV/0! | #DIV/0! | #DIV/0! | #DIV/0! | #DIV/0! | #DIV/0! | #DIV/0! | #DIV/0! | #DIV/0! | #DIV/0! | #DIV/0! | #DIV/0! | #DIV/0! | 4580 | 0 | 0 | 0 | 0 | 0
7 | 17 | 2011 | 198 | 7 | 0 | 0 | #DIV/0! | #DIV/0! | #DIV/0! | #DIV/0! | #DIV/0! | #DIV/0! | #DIV/0! | #DIV/0! | #DIV/0! | #DIV/0! | #DIV/0! | #DIV/0! | #DIV/0! | #DIV/0! | #DIV/0! | #DIV/0! | #DIV/0! | #DIV/0! | #DIV/0! | #DIV/0! | 4581 | 0 | 0 | 0 | 0 | 0
7 | 18 | 2011 | 199 | 1 | 0 | 0 | #DIV/0! | #DIV/0! | #DIV/0! | #DIV/0! | #DIV/0! | #DIV/0! | #DIV/0! | #DIV/0! | #DIV/0! | #DIV/0! | #DIV/0! | #DIV/0! | #DIV/0! | #DIV/0! | #DIV/0! | #DIV/0! | #DIV/0! | #DIV/0! | #DIV/0! | #DIV/0! | 4582 | 0 | 0 | 0 | 0 | 0
7 | 19 | 2011 | 200 | 2 | 0.13333 | 0 | #DIV/0! | #DIV/0! | #DIV/0! | #DIV/0! | #DIV/0! | #DIV/0! | #DIV/0! | #DIV/0! | #DIV/0! | #DIV/0! | #DIV/0! | #DIV/0! | #DIV/0! | #DIV/0! | #DIV/0! | #DIV/0! | #DIV/0! | #DIV/0! | #DIV/0! | #DIV/0! | 4583 | 0 | 0 | 0 | 0 | 0
7 | 20 | 2011 | 201 | 3 | 0 | 0 | #DIV/0! | #DIV/0! | #DIV/0! | #DIV/0! | #DIV/0! | #DIV/0! | #DIV/0! | #DIV/0! | #DIV/0! | #DIV/0! | #DIV/0! | #DIV/0! | #DIV/0! | #DIV/0! | #DIV/0! | #DIV/0! | #DIV/0! | #DIV/0! | #DIV/0! | #DIV/0! | 4584 | 0 | 0 | 0 | 0 | 0
7 | 21 | 2011 | 202 | 4 | 0 | 0 | #DIV/0! | #DIV/0! | #DIV/0! | #DIV/0! | #DIV/0! | #DIV/0! | #DIV/0! | #DIV/0! | #DIV/0! | #DIV/0! | #DIV/0! | #DIV/0! | #DIV/0! | #DIV/0! | #DIV/0! | #DIV/0! | #DIV/0! | #DIV/0! | #DIV/0! | #DIV/0! | 4585 | 0 | 0 | 0 | 0 | 0
7 | 22 | 2011 | 203 | 5 | 0 | 0 | #DIV/0! | #DIV/0! | #DIV/0! | #DIV/0! | #DIV/0! | #DIV/0! | #DIV/0! | #DIV/0! | #DIV/0! | #DIV/0! | #DIV/0! | #DIV/0! | #DIV/0! | #DIV/0! | #DIV/0! | #DIV/0! | #DIV/0! | #DIV/0! | #DIV/0! | #DIV/0! | 4586 | 0 | 0 | 0 | 0 | 0
7 | 23 | 2011 | 204 | 6 | 0.02 | 0 | #DIV/0! | #DIV/0! | #DIV/0! | #DIV/0! | #DIV/0! | #DIV/0! | #DIV/0! | #DIV/0! | #DIV/0! | #DIV/0! | #DIV/0! | #DIV/0! | #DIV/0! | #DIV/0! | #DIV/0! | #DIV/0! | #DIV/0! | #DIV/0! | #DIV/0! | #DIV/0! | 4587 | 0 | 0 | 0 | 0 | 0
7 | 24 | 2011 | 205 | 7 | 0 | 0 | #DIV/0! | #DIV/0! | #DIV/0! | #DIV/0! | #DIV/0! | #DIV/0! | #DIV/0! | #DIV/0! | #DIV/0! | #DIV/0! | #DIV/0! | #DIV/0! | #DIV/0! | #DIV/0! | #DIV/0! | #DIV/0! | #DIV/0! | #DIV/0! | #DIV/0! | #DIV/0! | 4588 | 0 | 0 | 0 | 0 | 0
7 | 25 | 2011 | 206 | 1 | 0.40333 | 0 | #DIV/0! | #DIV/0! | #DIV/0! | #DIV/0! | #DIV/0! | #DIV/0! | #DIV/0! | #DIV/0! | #DIV/0! | #DIV/0! | #DIV/0! | #DIV/0! | #DIV/0! | #DIV/0! | #DIV/0! | #DIV/0! | #DIV/0! | #DIV/0! | #DIV/0! | #DIV/0! | 4589 | 0 | 0 | 0 | 0 | 0
7 | 26 | 2011 | 207 | 2 | 0 | 0 | #DIV/0! | #DIV/0! | #DIV/0! | #DIV/0! | #DIV/0! | #DIV/0! | #DIV/0! | #DIV/0! | #DIV/0! | #DIV/0! | #DIV/0! | #DIV/0! | #DIV/0! | #DIV/0! | #DIV/0! | #DIV/0! | #DIV/0! | #DIV/0! | #DIV/0! | #DIV/0! | 4590 | 0 | 0 | 0 | 0 | 0
7 | 27 | 2011 | 208 | 3 | 0 | 0 | #DIV/0! | #DIV/0! | #DIV/0! | #DIV/0! | #DIV/0! | #DIV/0! | #DIV/0! | #DIV/0! | #DIV/0! | #DIV/0! | #DIV/0! | #DIV/0! | #DIV/0! | #DIV/0! | #DIV/0! | #DIV/0! | #DIV/0! | #DIV/0! | #DIV/0! | #DIV/0! | 4591 | 0 | 0 | 0 | 0 | 0
7 | 28 | 2011 | 209 | 4 | 0 | 0 | #DIV/0! | #DIV/0! | #DIV/0! | #DIV/0! | #DIV/0! | #DIV/0! | #DIV/0! | #DIV/0! | #DIV/0! | #DIV/0! | #DIV/0! | #DIV/0! | #DIV/0! | #DIV/0! | #DIV/0! | #DIV/0! | #DIV/0! | #DIV/0! | #DIV/0! | #DIV/0! | 4592 | 0 | 0 | 0 | 0 | 0
7 | 29 | 2011 | 210 | 5 | 0 | 0 | #DIV/0! | #DIV/0! | #DIV/0! | #DIV/0! | #DIV/0! | #DIV/0! | #DIV/0! | #DIV/0! | #DIV/0! | #DIV/0! | #DIV/0! | #DIV/0! | #DIV/0! | #DIV/0! | #DIV/0! | #DIV/0! | #DIV/0! | #DIV/0! | #DIV/0! | #DIV/0! | 4593 | 0 | 0 | 0 | 0 | 0
7 | 30 | 2011 | 211 | 6 | 0 | 0 | #DIV/0! | #DIV/0! | #DIV/0! | #DIV/0! | #DIV/0! | #DIV/0! | #DIV/0! | #DIV/0! | #DIV/0! | #DIV/0! | #DIV/0! | #DIV/0! | #DIV/0! | #DIV/0! | #DIV/0! | #DIV/0! | #DIV/0! | #DIV/0! | #DIV/0! | #DIV/0! | 4594 | 0 | 0 | 0 | 0 | 0
7 | 31 | 2011 | 212 | 7 | 0 | 0 | #DIV/0! | #DIV/0! | #DIV/0! | #DIV/0! | #DIV/0! | #DIV/0! | #DIV/0! | #DIV/0! | #DIV/0! | #DIV/0! | #DIV/0! | #DIV/0! | #DIV/0! | #DIV/0! | #DIV/0! | #DIV/0! | #DIV/0! | #DIV/0! | #DIV/0! | #DIV/0! | 4595 | 0 | 0 | 0 | 0 | 0
8 | 1 | 2011 | 213 | 1 | 0.046667 | 0 | #DIV/0! | #DIV/0! | #DIV/0! | #DIV/0! | #DIV/0! | #DIV/0! | #DIV/0! | #DIV/0! | #DIV/0! | #DIV/0! | #DIV/0! | #DIV/0! | #DIV/0! | #DIV/0! | #DIV/0! | #DIV/0! | #DIV/0! | #DIV/0! | #DIV/0! | #DIV/0! | 4596 | 0 | 0 | 0 | 0 | 0
8 | 2 | 2011 | 214 | 2 | 0 | 0 | #DIV/0! | #DIV/0! | #DIV/0! | #DIV/0! | #DIV/0! | #DIV/0! | #DIV/0! | #DIV/0! | #DIV/0! | #DIV/0! | #DIV/0! | #DIV/0! | #DIV/0! | #DIV/0! | #DIV/0! | #DIV/0! | #DIV/0! | #DIV/0! | #DIV/0! | #DIV/0! | 4597 | 0 | 0 | 0 | 0 | 0
8 | 3 | 2011 | 215 | 3 | 0.24667 | 0 | #DIV/0! | #DIV/0! | #DIV/0! | #DIV/0! | #DIV/0! | #DIV/0! | #DIV/0! | #DIV/0! | #DIV/0! | #DIV/0! | #DIV/0! | #DIV/0! | #DIV/0! | #DIV/0! | #DIV/0! | #DIV/0! | #DIV/0! | #DIV/0! | #DIV/0! | #DIV/0! | 4598 | 0 | 0 | 0 | 0 | 0
8 | 4 | 2011 | 216 | 4 | 0.0066667 | 0 | #DIV/0! | #DIV/0! | #DIV/0! | #DIV/0! | #DIV/0! | #DIV/0! | #DIV/0! | #DIV/0! | #DIV/0! | #DIV/0! | #DIV/0! | #DIV/0! | #DIV/0! | #DIV/0! | #DIV/0! | #DIV/0! | #DIV/0! | #DIV/0! | #DIV/0! | #DIV/0! | 4599 | 0 | 0 | 0 | 0 | 0
8 | 5 | 2011 | 217 | 5 | 0 | 0 | #DIV/0! | #DIV/0! | #DIV/0! | #DIV/0! | #DIV/0! | #DIV/0! | #DIV/0! | #DIV/0! | #DIV/0! | #DIV/0! | #DIV/0! | #DIV/0! | #DIV/0! | #DIV/0! | #DIV/0! | #DIV/0! | #DIV/0! | #DIV/0! | #DIV/0! | #DIV/0! | 4600 | 0 | 0 | 0 | 0 | 0
8 | 6 | 2011 | 218 | 6 | 0.31667 | 0 | #DIV/0! | #DIV/0! | #DIV/0! | #DIV/0! | #DIV/0! | #DIV/0! | #DIV/0! | #DIV/0! | #DIV/0! | #DIV/0! | #DIV/0! | #DIV/0! | #DIV/0! | #DIV/0! | #DIV/0! | #DIV/0! | #DIV/0! | #DIV/0! | #DIV/0! | #DIV/0! | 4601 | 0 | 0 | 0 | 0 | 0
8 | 7 | 2011 | 219 | 7 | 0.23333 | 0 | #DIV/0! | #DIV/0! | #DIV/0! | #DIV/0! | #DIV/0! | #DIV/0! | #DIV/0! | #DIV/0! | #DIV/0! | #DIV/0! | #DIV/0! | #DIV/0! | #DIV/0! | #DIV/0! | #DIV/0! | #DIV/0! | #DIV/0! | #DIV/0! | #DIV/0! | #DIV/0! | 4602 | 0 | 0 | 0 | 0 | 0
8 | 8 | 2011 | 220 | 1 | 0 | 0 | #DIV/0! | #DIV/0! | #DIV/0! | #DIV/0! | #DIV/0! | #DIV/0! | #DIV/0! | #DIV/0! | #DIV/0! | #DIV/0! | #DIV/0! | #DIV/0! | #DIV/0! | #DIV/0! | #DIV/0! | #DIV/0! | #DIV/0! | #DIV/0! | #DIV/0! | #DIV/0! | 4603 | 0 | 0 | 0 | 0 | 0
8 | 9 | 2011 | 221 | 2 | 0.013333 | 0 | #DIV/0! | #DIV/0! | #DIV/0! | #DIV/0! | #DIV/0! | #DIV/0! | #DIV/0! | #DIV/0! | #DIV/0! | #DIV/0! | #DIV/0! | #DIV/0! | #DIV/0! | #DIV/0! | #DIV/0! | #DIV/0! | #DIV/0! | #DIV/0! | #DIV/0! | #DIV/0! | 4604 | 0 | 0 | 0 | 0 | 0
8 | 10 | 2011 | 222 | 3 | 0 | 0 | #DIV/0! | #DIV/0! | #DIV/0! | #DIV/0! | #DIV/0! | #DIV/0! | #DIV/0! | #DIV/0! | #DIV/0! | #DIV/0! | #DIV/0! | #DIV/0! | #DIV/0! | #DIV/0! | #DIV/0! | #DIV/0! | #DIV/0! | #DIV/0! | #DIV/0! | #DIV/0! | 4605 | 0 | 0 | 0 | 0 | 0
8 | 11 | 2011 | 223 | 4 | 0 | 0 | #DIV/0! | #DIV/0! | #DIV/0! | #DIV/0! | #DIV/0! | #DIV/0! | #DIV/0! | #DIV/0! | #DIV/0! | #DIV/0! | #DIV/0! | #DIV/0! | #DIV/0! | #DIV/0! | #DIV/0! | #DIV/0! | #DIV/0! | #DIV/0! | #DIV/0! | #DIV/0! | 4606 | 0 | 0 | 0 | 0 | 0
8 | 12 | 2011 | 224 | 5 | 0 | 0 | #DIV/0! | #DIV/0! | #DIV/0! | #DIV/0! | #DIV/0! | #DIV/0! | #DIV/0! | #DIV/0! | #DIV/0! | #DIV/0! | #DIV/0! | #DIV/0! | #DIV/0! | #DIV/0! | #DIV/0! | #DIV/0! | #DIV/0! | #DIV/0! | #DIV/0! | #DIV/0! | 4607 | 0 | 0 | 0 | 0 | 0
8 | 13 | 2011 | 225 | 6 | 0.53 | 0 | #DIV/0! | #DIV/0! | #DIV/0! | #DIV/0! | #DIV/0! | #DIV/0! | #DIV/0! | #DIV/0! | #DIV/0! | #DIV/0! | #DIV/0! | #DIV/0! | #DIV/0! | #DIV/0! | #DIV/0! | #DIV/0! | #DIV/0! | #DIV/0! | #DIV/0! | #DIV/0! | 4608 | 0 | 0 | 0 | 0 | 0
8 | 14 | 2011 | 226 | 7 | 0.7 | 0 | #DIV/0! | #DIV/0! | #DIV/0! | #DIV/0! | #DIV/0! | #DIV/0! | #DIV/0! | #DIV/0! | #DIV/0! | #DIV/0! | #DIV/0! | #DIV/0! | #DIV/0! | #DIV/0! | #DIV/0! | #DIV/0! | #DIV/0! | #DIV/0! | #DIV/0! | #DIV/0! | 4609 | 0 | 0 | 0 | 0 | 0
8 | 15 | 2011 | 227 | 1 | 0.056667 | 0 | #DIV/0! | #DIV/0! | #DIV/0! | #DIV/0! | #DIV/0! | #DIV/0! | #DIV/0! | #DIV/0! | #DIV/0! | #DIV/0! | #DIV/0! | #DIV/0! | #DIV/0! | #DIV/0! | #DIV/0! | #DIV/0! | #DIV/0! | #DIV/0! | #DIV/0! | #DIV/0! | 4610 | 0 | 0 | 0 | 0 | 0
8 | 16 | 2011 | 228 | 2 | 0.026667 | 0 | #DIV/0! | #DIV/0! | #DIV/0! | #DIV/0! | #DIV/0! | #DIV/0! | #DIV/0! | #DIV/0! | #DIV/0! | #DIV/0! | #DIV/0! | #DIV/0! | #DIV/0! | #DIV/0! | #DIV/0! | #DIV/0! | #DIV/0! | #DIV/0! | #DIV/0! | #DIV/0! | 4611 | 0 | 0 | 0 | 0 | 0
8 | 17 | 2011 | 229 | 3 | 0 | 0 | #DIV/0! | #DIV/0! | #DIV/0! | #DIV/0! | #DIV/0! | #DIV/0! | #DIV/0! | #DIV/0! | #DIV/0! | #DIV/0! | #DIV/0! | #DIV/0! | #DIV/0! | #DIV/0! | #DIV/0! | #DIV/0! | #DIV/0! | #DIV/0! | #DIV/0! | #DIV/0! | 4612 | 0 | 0 | 0 | 0 | 0
8 | 18 | 2011 | 230 | 4 | 0.79 | 0 | #DIV/0! | #DIV/0! | #DIV/0! | #DIV/0! | #DIV/0! | #DIV/0! | #DIV/0! | #DIV/0! | #DIV/0! | #DIV/0! | #DIV/0! | #DIV/0! | #DIV/0! | #DIV/0! | #DIV/0! | #DIV/0! | #DIV/0! | #DIV/0! | #DIV/0! | #DIV/0! | 4613 | 0 | 0 | 0 | 0 | 0
8 | 19 | 2011 | 231 | 5 | 0.55333 | 0 | #DIV/0! | #DIV/0! | #DIV/0! | #DIV/0! | #DIV/0! | #DIV/0! | #DIV/0! | #DIV/0! | #DIV/0! | #DIV/0! | #DIV/0! | #DIV/0! | #DIV/0! | #DIV/0! | #DIV/0! | #DIV/0! | #DIV/0! | #DIV/0! | #DIV/0! | #DIV/0! | 4614 | 0 | 0 | 0 | 0 | 0
8 | 20 | 2011 | 232 | 6 | 0 | 0 | #DIV/0! | #DIV/0! | #DIV/0! | #DIV/0! | #DIV/0! | #DIV/0! | #DIV/0! | #DIV/0! | #DIV/0! | #DIV/0! | #DIV/0! | #DIV/0! | #DIV/0! | #DIV/0! | #DIV/0! | #DIV/0! | #DIV/0! | #DIV/0! | #DIV/0! | #DIV/0! | 4615 | 0 | 0 | 0 | 0 | 0
8 | 21 | 2011 | 233 | 7 | 0.55 | 0 | #DIV/0! | #DIV/0! | #DIV/0! | #DIV/0! | #DIV/0! | #DIV/0! | #DIV/0! | #DIV/0! | #DIV/0! | #DIV/0! | #DIV/0! | #DIV/0! | #DIV/0! | #DIV/0! | #DIV/0! | #DIV/0! | #DIV/0! | #DIV/0! | #DIV/0! | #DIV/0! | 4616 | 0 | 0 | 0 | 0 | 0
8 | 22 | 2011 | 234 | 1 | 0 | 0 | #DIV/0! | #DIV/0! | #DIV/0! | #DIV/0! | #DIV/0! | #DIV/0! | #DIV/0! | #DIV/0! | #DIV/0! | #DIV/0! | #DIV/0! | #DIV/0! | #DIV/0! | #DIV/0! | #DIV/0! | #DIV/0! | #DIV/0! | #DIV/0! | #DIV/0! | #DIV/0! | 4617 | 0 | 0 | 0 | 0 | 0
8 | 23 | 2011 | 235 | 2 | 0 | 0 | #DIV/0! | #DIV/0! | #DIV/0! | #DIV/0! | #DIV/0! | #DIV/0! | #DIV/0! | #DIV/0! | #DIV/0! | #DIV/0! | #DIV/0! | #DIV/0! | #DIV/0! | #DIV/0! | #DIV/0! | #DIV/0! | #DIV/0! | #DIV/0! | #DIV/0! | #DIV/0! | 4618 | 0 | 0 | 0 | 0 | 0
8 | 24 | 2011 | 236 | 3 | 0 | 0 | #DIV/0! | #DIV/0! | #DIV/0! | #DIV/0! | #DIV/0! | #DIV/0! | #DIV/0! | #DIV/0! | #DIV/0! | #DIV/0! | #DIV/0! | #DIV/0! | #DIV/0! | #DIV/0! | #DIV/0! | #DIV/0! | #DIV/0! | #DIV/0! | #DIV/0! | #DIV/0! | 4619 | 0 | 0 | 0 | 0 | 0
8 | 25 | 2011 | 237 | 4 | 0.29333 | 0 | #DIV/0! | #DIV/0! | #DIV/0! | #DIV/0! | #DIV/0! | #DIV/0! | #DIV/0! | #DIV/0! | #DIV/0! | #DIV/0! | #DIV/0! | #DIV/0! | #DIV/0! | #DIV/0! | #DIV/0! | #DIV/0! | #DIV/0! | #DIV/0! | #DIV/0! | #DIV/0! | 4620 | 0 | 0 | 0 | 0 | 0
8 | 26 | 2011 | 238 | 5 | 0.0066667 | 0 | #DIV/0! | #DIV/0! | #DIV/0! | #DIV/0! | #DIV/0! | #DIV/0! | #DIV/0! | #DIV/0! | #DIV/0! | #DIV/0! | #DIV/0! | #DIV/0! | #DIV/0! | #DIV/0! | #DIV/0! | #DIV/0! | #DIV/0! | #DIV/0! | #DIV/0! | #DIV/0! | 4621 | 0 | 0 | 0 | 0 | 0
8 | 27 | 2011 | 239 | 6 | 2.6967 | 0 | #DIV/0! | #DIV/0! | #DIV/0! | #DIV/0! | #DIV/0! | #DIV/0! | #DIV/0! | #DIV/0! | #DIV/0! | #DIV/0! | #DIV/0! | #DIV/0! | #DIV/0! | #DIV/0! | #DIV/0! | #DIV/0! | #DIV/0! | #DIV/0! | #DIV/0! | #DIV/0! | 4622 | 0 | 0 | 0 | 0 | 0
8 | 28 | 2011 | 240 | 7 | 0.61333 | 0 | #DIV/0! | #DIV/0! | #DIV/0! | #DIV/0! | #DIV/0! | #DIV/0! | #DIV/0! | #DIV/0! | #DIV/0! | #DIV/0! | #DIV/0! | #DIV/0! | #DIV/0! | #DIV/0! | #DIV/0! | #DIV/0! | #DIV/0! | #DIV/0! | #DIV/0! | #DIV/0! | 4623 | 0 | 0 | 0 | 0 | 0
8 | 29 | 2011 | 241 | 1 | 0 | 0 | #DIV/0! | #DIV/0! | #DIV/0! | #DIV/0! | #DIV/0! | #DIV/0! | #DIV/0! | #DIV/0! | #DIV/0! | #DIV/0! | #DIV/0! | #DIV/0! | #DIV/0! | #DIV/0! | #DIV/0! | #DIV/0! | #DIV/0! | #DIV/0! | #DIV/0! | #DIV/0! | 4624 | 0 | 0 | 0 | 0 | 0
8 | 30 | 2011 | 242 | 2 | 0 | 0 | #DIV/0! | #DIV/0! | #DIV/0! | #DIV/0! | #DIV/0! | #DIV/0! | #DIV/0! | #DIV/0! | #DIV/0! | #DIV/0! | #DIV/0! | #DIV/0! | #DIV/0! | #DIV/0! | #DIV/0! | #DIV/0! | #DIV/0! | #DIV/0! | #DIV/0! | #DIV/0! | 4625 | 0 | 0 | 0 | 0 | 0
8 | 31 | 2011 | 243 | 3 | 0 | 0 | #DIV/0! | #DIV/0! | #DIV/0! | #DIV/0! | #DIV/0! | #DIV/0! | #DIV/0! | #DIV/0! | #DIV/0! | #DIV/0! | #DIV/0! | #DIV/0! | #DIV/0! | #DIV/0! | #DIV/0! | #DIV/0! | #DIV/0! | #DIV/0! | #DIV/0! | #DIV/0! | 4626 | 0 | 0 | 0 | 0 | 0
9 | 1 | 2011 | 244 | 4 | 0 | 0 | #DIV/0! | #DIV/0! | #DIV/0! | #DIV/0! | #DIV/0! | #DIV/0! | #DIV/0! | #DIV/0! | #DIV/0! | #DIV/0! | #DIV/0! | #DIV/0! | #DIV/0! | #DIV/0! | #DIV/0! | #DIV/0! | #DIV/0! | #DIV/0! | #DIV/0! | #DIV/0! | 4627 | 0 | 0 | 0 | 0 | 0
9 | 2 | 2011 | 245 | 5 | 0.07 | 0 | #DIV/0! | #DIV/0! | #DIV/0! | #DIV/0! | #DIV/0! | #DIV/0! | #DIV/0! | #DIV/0! | #DIV/0! | #DIV/0! | #DIV/0! | #DIV/0! | #DIV/0! | #DIV/0! | #DIV/0! | #DIV/0! | #DIV/0! | #DIV/0! | #DIV/0! | #DIV/0! | 4628 | 0 | 0 | 0 | 0 | 0
9 | 3 | 2011 | 246 | 6 | 0.096667 | 0 | #DIV/0! | #DIV/0! | #DIV/0! | #DIV/0! | #DIV/0! | #DIV/0! | #DIV/0! | #DIV/0! | #DIV/0! | #DIV/0! | #DIV/0! | #DIV/0! | #DIV/0! | #DIV/0! | #DIV/0! | #DIV/0! | #DIV/0! | #DIV/0! | #DIV/0! | #DIV/0! | 4629 | 0 | 0 | 0 | 0 | 0
9 | 4 | 2011 | 247 | 7 | 0 | 0 | #DIV/0! | #DIV/0! | #DIV/0! | #DIV/0! | #DIV/0! | #DIV/0! | #DIV/0! | #DIV/0! | #DIV/0! | #DIV/0! | #DIV/0! | #DIV/0! | #DIV/0! | #DIV/0! | #DIV/0! | #DIV/0! | #DIV/0! | #DIV/0! | #DIV/0! | #DIV/0! | 4630 | 0 | 0 | 0 | 0 | 0
9 | 5 | 2011 | 248 | 1 | 1.5933 | 0 | #DIV/0! | #DIV/0! | #DIV/0! | #DIV/0! | #DIV/0! | #DIV/0! | #DIV/0! | #DIV/0! | #DIV/0! | #DIV/0! | #DIV/0! | #DIV/0! | #DIV/0! | #DIV/0! | #DIV/0! | #DIV/0! | #DIV/0! | #DIV/0! | #DIV/0! | #DIV/0! | 4631 | 0 | 0 | 0 | 0 | 0
9 | 6 | 2011 | 249 | 2 | 1.27 | 0 | #DIV/0! | #DIV/0! | #DIV/0! | #DIV/0! | #DIV/0! | #DIV/0! | #DIV/0! | #DIV/0! | #DIV/0! | #DIV/0! | #DIV/0! | #DIV/0! | #DIV/0! | #DIV/0! | #DIV/0! | #DIV/0! | #DIV/0! | #DIV/0! | #DIV/0! | #DIV/0! | 4632 | 0 | 0 | 0 | 0 | 0
9 | 7 | 2011 | 250 | 3 | 2.4433 | 0 | #DIV/0! | #DIV/0! | #DIV/0! | #DIV/0! | #DIV/0! | #DIV/0! | #DIV/0! | #DIV/0! | #DIV/0! | #DIV/0! | #DIV/0! | #DIV/0! | #DIV/0! | #DIV/0! | #DIV/0! | #DIV/0! | #DIV/0! | #DIV/0! | #DIV/0! | #DIV/0! | 4633 | 0 | 0 | 0 | 0 | 0
9 | 8 | 2011 | 251 | 4 | 1.7 | 0 | #DIV/0! | #DIV/0! | #DIV/0! | #DIV/0! | #DIV/0! | #DIV/0! | #DIV/0! | #DIV/0! | #DIV/0! | #DIV/0! | #DIV/0! | #DIV/0! | #DIV/0! | #DIV/0! | #DIV/0! | #DIV/0! | #DIV/0! | #DIV/0! | #DIV/0! | #DIV/0! | 4634 | 0 | 0 | 0 | 0 | 0
9 | 9 | 2011 | 252 | 5 | 0.38333 | 0 | #DIV/0! | #DIV/0! | #DIV/0! | #DIV/0! | #DIV/0! | #DIV/0! | #DIV/0! | #DIV/0! | #DIV/0! | #DIV/0! | #DIV/0! | #DIV/0! | #DIV/0! | #DIV/0! | #DIV/0! | #DIV/0! | #DIV/0! | #DIV/0! | #DIV/0! | #DIV/0! | 4635 | 0 | 0 | 0 | 0 | 0
9 | 10 | 2011 | 253 | 6 | 0 | 0 | #DIV/0! | #DIV/0! | #DIV/0! | #DIV/0! | #DIV/0! | #DIV/0! | #DIV/0! | #DIV/0! | #DIV/0! | #DIV/0! | #DIV/0! | #DIV/0! | #DIV/0! | #DIV/0! | #DIV/0! | #DIV/0! | #DIV/0! | #DIV/0! | #DIV/0! | #DIV/0! | 4636 | 0 | 0 | 0 | 0 | 0
9 | 11 | 2011 | 254 | 7 | 0.23333 | 0 | #DIV/0! | #DIV/0! | #DIV/0! | #DIV/0! | #DIV/0! | #DIV/0! | #DIV/0! | #DIV/0! | #DIV/0! | #DIV/0! | #DIV/0! | #DIV/0! | #DIV/0! | #DIV/0! | #DIV/0! | #DIV/0! | #DIV/0! | #DIV/0! | #DIV/0! | #DIV/0! | 4637 | 0 | 0 | 0 | 0 | 0
9 | 12 | 2011 | 255 | 1 | 0 | 0 | #DIV/0! | #DIV/0! | #DIV/0! | #DIV/0! | #DIV/0! | #DIV/0! | #DIV/0! | #DIV/0! | #DIV/0! | #DIV/0! | #DIV/0! | #DIV/0! | #DIV/0! | #DIV/0! | #DIV/0! | #DIV/0! | #DIV/0! | #DIV/0! | #DIV/0! | #DIV/0! | 4638 | 0 | 0 | 0 | 0 | 0
9 | 13 | 2011 | 256 | 2 | 0 | 0 | #DIV/0! | #DIV/0! | #DIV/0! | #DIV/0! | #DIV/0! | #DIV/0! | #DIV/0! | #DIV/0! | #DIV/0! | #DIV/0! | #DIV/0! | #DIV/0! | #DIV/0! | #DIV/0! | #DIV/0! | #DIV/0! | #DIV/0! | #DIV/0! | #DIV/0! | #DIV/0! | 4639 | 0 | 0 | 0 | 0 | 0
9 | 14 | 2011 | 257 | 3 | 0.0066667 | 0 | #DIV/0! | #DIV/0! | #DIV/0! | #DIV/0! | #DIV/0! | #DIV/0! | #DIV/0! | #DIV/0! | #DIV/0! | #DIV/0! | #DIV/0! | #DIV/0! | #DIV/0! | #DIV/0! | #DIV/0! | #DIV/0! | #DIV/0! | #DIV/0! | #DIV/0! | #DIV/0! | 4640 | 0 | 0 | 0 | 0 | 0
9 | 15 | 2011 | 258 | 4 | 0.056667 | 0 | #DIV/0! | #DIV/0! | #DIV/0! | #DIV/0! | #DIV/0! | #DIV/0! | #DIV/0! | #DIV/0! | #DIV/0! | #DIV/0! | #DIV/0! | #DIV/0! | #DIV/0! | #DIV/0! | #DIV/0! | #DIV/0! | #DIV/0! | #DIV/0! | #DIV/0! | #DIV/0! | 4641 | 0 | 0 | 0 | 0 | 0
9 | 16 | 2011 | 259 | 5 | 0 | 0 | #DIV/0! | #DIV/0! | #DIV/0! | #DIV/0! | #DIV/0! | #DIV/0! | #DIV/0! | #DIV/0! | #DIV/0! | #DIV/0! | #DIV/0! | #DIV/0! | #DIV/0! | #DIV/0! | #DIV/0! | #DIV/0! | #DIV/0! | #DIV/0! | #DIV/0! | #DIV/0! | 4642 | 0 | 0 | 0 | 0 | 0
9 | 17 | 2011 | 260 | 6 | 0 | 0 | #DIV/0! | #DIV/0! | #DIV/0! | #DIV/0! | #DIV/0! | #DIV/0! | #DIV/0! | #DIV/0! | #DIV/0! | #DIV/0! | #DIV/0! | #DIV/0! | #DIV/0! | #DIV/0! | #DIV/0! | #DIV/0! | #DIV/0! | #DIV/0! | #DIV/0! | #DIV/0! | 4643 | 0 | 0 | 0 | 0 | 0
9 | 18 | 2011 | 261 | 7 | 0 | 0 | #DIV/0! | #DIV/0! | #DIV/0! | #DIV/0! | #DIV/0! | #DIV/0! | #DIV/0! | #DIV/0! | #DIV/0! | #DIV/0! | #DIV/0! | #DIV/0! | #DIV/0! | #DIV/0! | #DIV/0! | #DIV/0! | #DIV/0! | #DIV/0! | #DIV/0! | #DIV/0! | 4644 | 0 | 0 | 0 | 0 | 0
9 | 19 | 2011 | 262 | 1 | 0 | 0 | #DIV/0! | #DIV/0! | #DIV/0! | #DIV/0! | #DIV/0! | #DIV/0! | #DIV/0! | #DIV/0! | #DIV/0! | #DIV/0! | #DIV/0! | #DIV/0! | #DIV/0! | #DIV/0! | #DIV/0! | #DIV/0! | #DIV/0! | #DIV/0! | #DIV/0! | #DIV/0! | 4645 | 0 | 0 | 0 | 0 | 0
9 | 20 | 2011 | 263 | 2 | 0.13333 | 0 | #DIV/0! | #DIV/0! | #DIV/0! | #DIV/0! | #DIV/0! | #DIV/0! | #DIV/0! | #DIV/0! | #DIV/0! | #DIV/0! | #DIV/0! | #DIV/0! | #DIV/0! | #DIV/0! | #DIV/0! | #DIV/0! | #DIV/0! | #DIV/0! | #DIV/0! | #DIV/0! | 4646 | 0 | 0 | 0 | 0 | 0
9 | 21 | 2011 | 264 | 3 | 0.04 | 0 | #DIV/0! | #DIV/0! | #DIV/0! | #DIV/0! | #DIV/0! | #DIV/0! | #DIV/0! | #DIV/0! | #DIV/0! | #DIV/0! | #DIV/0! | #DIV/0! | #DIV/0! | #DIV/0! | #DIV/0! | #DIV/0! | #DIV/0! | #DIV/0! | #DIV/0! | #DIV/0! | 4647 | 0 | 0 | 0 | 0 | 0
9 | 22 | 2011 | 265 | 4 | 0.036667 | 0 | #DIV/0! | #DIV/0! | #DIV/0! | #DIV/0! | #DIV/0! | #DIV/0! | #DIV/0! | #DIV/0! | #DIV/0! | #DIV/0! | #DIV/0! | #DIV/0! | #DIV/0! | #DIV/0! | #DIV/0! | #DIV/0! | #DIV/0! | #DIV/0! | #DIV/0! | #DIV/0! | 4648 | 0 | 0 | 0 | 0 | 0
9 | 23 | 2011 | 266 | 5 | 1.5067 | 0 | #DIV/0! | #DIV/0! | #DIV/0! | #DIV/0! | #DIV/0! | #DIV/0! | #DIV/0! | #DIV/0! | #DIV/0! | #DIV/0! | #DIV/0! | #DIV/0! | #DIV/0! | #DIV/0! | #DIV/0! | #DIV/0! | #DIV/0! | #DIV/0! | #DIV/0! | #DIV/0! | 4649 | 0 | 0 | 0 | 0 | 0
9 | 24 | 2011 | 267 | 6 | 0 | 0 | #DIV/0! | #DIV/0! | #DIV/0! | #DIV/0! | #DIV/0! | #DIV/0! | #DIV/0! | #DIV/0! | #DIV/0! | #DIV/0! | #DIV/0! | #DIV/0! | #DIV/0! | #DIV/0! | #DIV/0! | #DIV/0! | #DIV/0! | #DIV/0! | #DIV/0! | #DIV/0! | 4650 | 0 | 0 | 0 | 0 | 0
9 | 25 | 2011 | 268 | 7 | 0.066667 | 0 | #DIV/0! | #DIV/0! | #DIV/0! | #DIV/0! | #DIV/0! | #DIV/0! | #DIV/0! | #DIV/0! | #DIV/0! | #DIV/0! | #DIV/0! | #DIV/0! | #DIV/0! | #DIV/0! | #DIV/0! | #DIV/0! | #DIV/0! | #DIV/0! | #DIV/0! | #DIV/0! | 4651 | 0 | 0 | 0 | 0 | 0
9 | 26 | 2011 | 269 | 1 | 0.0066667 | 0 | #DIV/0! | #DIV/0! | #DIV/0! | #DIV/0! | #DIV/0! | #DIV/0! | #DIV/0! | #DIV/0! | #DIV/0! | #DIV/0! | #DIV/0! | #DIV/0! | #DIV/0! | #DIV/0! | #DIV/0! | #DIV/0! | #DIV/0! | #DIV/0! | #DIV/0! | #DIV/0! | 4652 | 0 | 0 | 0 | 0 | 0
9 | 27 | 2011 | 270 | 2 | 0.0033333 | 0 | #DIV/0! | #DIV/0! | #DIV/0! | #DIV/0! | #DIV/0! | #DIV/0! | #DIV/0! | #DIV/0! | #DIV/0! | #DIV/0! | #DIV/0! | #DIV/0! | #DIV/0! | #DIV/0! | #DIV/0! | #DIV/0! | #DIV/0! | #DIV/0! | #DIV/0! | #DIV/0! | 4653 | 0 | 0 | 0 | 0 | 0
9 | 28 | 2011 | 271 | 3 | 0.38333 | 0 | #DIV/0! | #DIV/0! | #DIV/0! | #DIV/0! | #DIV/0! | #DIV/0! | #DIV/0! | #DIV/0! | #DIV/0! | #DIV/0! | #DIV/0! | #DIV/0! | #DIV/0! | #DIV/0! | #DIV/0! | #DIV/0! | #DIV/0! | #DIV/0! | #DIV/0! | #DIV/0! | 4654 | 0 | 0 | 0 | 0 | 0
9 | 29 | 2011 | 272 | 4 | 0 | 0 | #DIV/0! | #DIV/0! | #DIV/0! | #DIV/0! | #DIV/0! | #DIV/0! | #DIV/0! | #DIV/0! | #DIV/0! | #DIV/0! | #DIV/0! | #DIV/0! | #DIV/0! | #DIV/0! | #DIV/0! | #DIV/0! | #DIV/0! | #DIV/0! | #DIV/0! | #DIV/0! | 4655 | 0 | 0 | 0 | 0 | 0
9 | 30 | 2011 | 273 | 5 | 0 | 0 | #DIV/0! | #DIV/0! | #DIV/0! | #DIV/0! | #DIV/0! | #DIV/0! | #DIV/0! | #DIV/0! | #DIV/0! | #DIV/0! | #DIV/0! | #DIV/0! | #DIV/0! | #DIV/0! | #DIV/0! | #DIV/0! | #DIV/0! | #DIV/0! | #DIV/0! | #DIV/0! | 4656 | 0 | 0 | 0 | 0 | 0
10 | 1 | 2011 | 274 | 6 | 0.325 | 0 | #DIV/0! | #DIV/0! | #DIV/0! | #DIV/0! | #DIV/0! | #DIV/0! | #DIV/0! | #DIV/0! | #DIV/0! | #DIV/0! | #DIV/0! | #DIV/0! | #DIV/0! | #DIV/0! | #DIV/0! | #DIV/0! | #DIV/0! | #DIV/0! | #DIV/0! | #DIV/0! | 4657 | 0 | 0 | 0 | 0 | 0
10 | 2 | 2011 | 275 | 7 | 0.21 | 0 | #DIV/0! | #DIV/0! | #DIV/0! | #DIV/0! | #DIV/0! | #DIV/0! | #DIV/0! | #DIV/0! | #DIV/0! | #DIV/0! | #DIV/0! | #DIV/0! | #DIV/0! | #DIV/0! | #DIV/0! | #DIV/0! | #DIV/0! | #DIV/0! | #DIV/0! | #DIV/0! | 4658 | 0 | 0 | 0 | 0 | 0
10 | 3 | 2011 | 276 | 1 | 0.02 | 0 | #DIV/0! | #DIV/0! | #DIV/0! | #DIV/0! | #DIV/0! | #DIV/0! | #DIV/0! | #DIV/0! | #DIV/0! | #DIV/0! | #DIV/0! | #DIV/0! | #DIV/0! | #DIV/0! | #DIV/0! | #DIV/0! | #DIV/0! | #DIV/0! | #DIV/0! | #DIV/0! | 4659 | 0 | 0 | 0 | 0 | 0
10 | 4 | 2011 | 277 | 2 | 0 | 0 | #DIV/0! | #DIV/0! | #DIV/0! | #DIV/0! | #DIV/0! | #DIV/0! | #DIV/0! | #DIV/0! | #DIV/0! | #DIV/0! | #DIV/0! | #DIV/0! | #DIV/0! | #DIV/0! | #DIV/0! | #DIV/0! | #DIV/0! | #DIV/0! | #DIV/0! | #DIV/0! | 4660 | 0 | 0 | 0 | 0 | 0
10 | 5 | 2011 | 278 | 3 | 0 | 0 | #DIV/0! | #DIV/0! | #DIV/0! | #DIV/0! | #DIV/0! | #DIV/0! | #DIV/0! | #DIV/0! | #DIV/0! | #DIV/0! | #DIV/0! | #DIV/0! | #DIV/0! | #DIV/0! | #DIV/0! | #DIV/0! | #DIV/0! | #DIV/0! | #DIV/0! | #DIV/0! | 4661 | 0 | 0 | 0 | 0 | 0
10 | 6 | 2011 | 279 | 4 | 0 | 0 | #DIV/0! | #DIV/0! | #DIV/0! | #DIV/0! | #DIV/0! | #DIV/0! | #DIV/0! | #DIV/0! | #DIV/0! | #DIV/0! | #DIV/0! | #DIV/0! | #DIV/0! | #DIV/0! | #DIV/0! | #DIV/0! | #DIV/0! | #DIV/0! | #DIV/0! | #DIV/0! | 4662 | 0 | 0 | 0 | 0 | 0
10 | 7 | 2011 | 280 | 5 | 0 | 0 | #DIV/0! | #DIV/0! | #DIV/0! | #DIV/0! | #DIV/0! | #DIV/0! | #DIV/0! | #DIV/0! | #DIV/0! | #DIV/0! | #DIV/0! | #DIV/0! | #DIV/0! | #DIV/0! | #DIV/0! | #DIV/0! | #DIV/0! | #DIV/0! | #DIV/0! | #DIV/0! | 4663 | 0 | 0 | 0 | 0 | 0
10 | 8 | 2011 | 281 | 6 | 0 | 0 | #DIV/0! | #DIV/0! | #DIV/0! | #DIV/0! | #DIV/0! | #DIV/0! | #DIV/0! | #DIV/0! | #DIV/0! | #DIV/0! | #DIV/0! | #DIV/0! | #DIV/0! | #DIV/0! | #DIV/0! | #DIV/0! | #DIV/0! | #DIV/0! | #DIV/0! | #DIV/0! | 4664 | 0 | 0 | 0 | 0 | 0
10 | 9 | 2011 | 282 | 7 | 0 | 0 | #DIV/0! | #DIV/0! | #DIV/0! | #DIV/0! | #DIV/0! | #DIV/0! | #DIV/0! | #DIV/0! | #DIV/0! | #DIV/0! | #DIV/0! | #DIV/0! | #DIV/0! | #DIV/0! | #DIV/0! | #DIV/0! | #DIV/0! | #DIV/0! | #DIV/0! | #DIV/0! | 4665 | 0 | 0 | 0 | 0 | 0
10 | 10 | 2011 | 283 | 1 | 0 | 0 | #DIV/0! | #DIV/0! | #DIV/0! | #DIV/0! | #DIV/0! | #DIV/0! | #DIV/0! | #DIV/0! | #DIV/0! | #DIV/0! | #DIV/0! | #DIV/0! | #DIV/0! | #DIV/0! | #DIV/0! | #DIV/0! | #DIV/0! | #DIV/0! | #DIV/0! | #DIV/0! | 4666 | 0 | 0 | 0 | 0 | 0
10 | 11 | 2011 | 284 | 2 | 0 | 0 | #DIV/0! | #DIV/0! | #DIV/0! | #DIV/0! | #DIV/0! | #DIV/0! | #DIV/0! | #DIV/0! | #DIV/0! | #DIV/0! | #DIV/0! | #DIV/0! | #DIV/0! | #DIV/0! | #DIV/0! | #DIV/0! | #DIV/0! | #DIV/0! | #DIV/0! | #DIV/0! | 4667 | 0 | 0 | 0 | 0 | 0
10 | 12 | 2011 | 285 | 3 | 0.325 | 0 | #DIV/0! | #DIV/0! | #DIV/0! | #DIV/0! | #DIV/0! | #DIV/0! | #DIV/0! | #DIV/0! | #DIV/0! | #DIV/0! | #DIV/0! | #DIV/0! | #DIV/0! | #DIV/0! | #DIV/0! | #DIV/0! | #DIV/0! | #DIV/0! | #DIV/0! | #DIV/0! | 4668 | 0 | 0 | 0 | 0 | 0
10 | 13 | 2011 | 286 | 4 | 0.845 | 0 | #DIV/0! | #DIV/0! | #DIV/0! | #DIV/0! | #DIV/0! | #DIV/0! | #DIV/0! | #DIV/0! | #DIV/0! | #DIV/0! | #DIV/0! | #DIV/0! | #DIV/0! | #DIV/0! | #DIV/0! | #DIV/0! | #DIV/0! | #DIV/0! | #DIV/0! | #DIV/0! | 4669 | 0 | 0 | 0 | 0 | 0
10 | 14 | 2011 | 287 | 5 | 0.34 | 0 | #DIV/0! | #DIV/0! | #DIV/0! | #DIV/0! | #DIV/0! | #DIV/0! | #DIV/0! | #DIV/0! | #DIV/0! | #DIV/0! | #DIV/0! | #DIV/0! | #DIV/0! | #DIV/0! | #DIV/0! | #DIV/0! | #DIV/0! | #DIV/0! | #DIV/0! | #DIV/0! | 4670 | 0 | 0 | 0 | 0 | 0
10 | 15 | 2011 | 288 | 6 | 0.0375 | 0 | #DIV/0! | #DIV/0! | #DIV/0! | #DIV/0! | #DIV/0! | #DIV/0! | #DIV/0! | #DIV/0! | #DIV/0! | #DIV/0! | #DIV/0! | #DIV/0! | #DIV/0! | #DIV/0! | #DIV/0! | #DIV/0! | #DIV/0! | #DIV/0! | #DIV/0! | #DIV/0! | 4671 | 0 | 0 | 0 | 0 | 0
10 | 16 | 2011 | 289 | 7 | 0.0025 | 0 | #DIV/0! | #DIV/0! | #DIV/0! | #DIV/0! | #DIV/0! | #DIV/0! | #DIV/0! | #DIV/0! | #DIV/0! | #DIV/0! | #DIV/0! | #DIV/0! | #DIV/0! | #DIV/0! | #DIV/0! | #DIV/0! | #DIV/0! | #DIV/0! | #DIV/0! | #DIV/0! | 4672 | 0 | 0 | 0 | 0 | 0
10 | 17 | 2011 | 290 | 1 | 0 | 0 | #DIV/0! | #DIV/0! | #DIV/0! | #DIV/0! | #DIV/0! | #DIV/0! | #DIV/0! | #DIV/0! | #DIV/0! | #DIV/0! | #DIV/0! | #DIV/0! | #DIV/0! | #DIV/0! | #DIV/0! | #DIV/0! | #DIV/0! | #DIV/0! | #DIV/0! | #DIV/0! | 4673 | 0 | 0 | 0 | 0 | 0
10 | 18 | 2011 | 291 | 2 | 0 | 0 | #DIV/0! | #DIV/0! | #DIV/0! | #DIV/0! | #DIV/0! | #DIV/0! | #DIV/0! | #DIV/0! | #DIV/0! | #DIV/0! | #DIV/0! | #DIV/0! | #DIV/0! | #DIV/0! | #DIV/0! | #DIV/0! | #DIV/0! | #DIV/0! | #DIV/0! | #DIV/0! | 4674 | 0 | 0 | 0 | 0 | 0
10 | 19 | 2011 | 292 | 3 | 0.5825 | 0 | #DIV/0! | #DIV/0! | #DIV/0! | #DIV/0! | #DIV/0! | #DIV/0! | #DIV/0! | #DIV/0! | #DIV/0! | #DIV/0! | #DIV/0! | #DIV/0! | #DIV/0! | #DIV/0! | #DIV/0! | #DIV/0! | #DIV/0! | #DIV/0! | #DIV/0! | #DIV/0! | 4675 | 0 | 0 | 0 | 0 | 0
10 | 20 | 2011 | 293 | 4 | 0.0275 | 0 | #DIV/0! | #DIV/0! | #DIV/0! | #DIV/0! | #DIV/0! | #DIV/0! | #DIV/0! | #DIV/0! | #DIV/0! | #DIV/0! | #DIV/0! | #DIV/0! | #DIV/0! | #DIV/0! | #DIV/0! | #DIV/0! | #DIV/0! | #DIV/0! | #DIV/0! | #DIV/0! | 4676 | 0 | 0 | 0 | 0 | 0
10 | 21 | 2011 | 294 | 5 | 0 | 0 | #DIV/0! | #DIV/0! | #DIV/0! | #DIV/0! | #DIV/0! | #DIV/0! | #DIV/0! | #DIV/0! | #DIV/0! | #DIV/0! | #DIV/0! | #DIV/0! | #DIV/0! | #DIV/0! | #DIV/0! | #DIV/0! | #DIV/0! | #DIV/0! | #DIV/0! | #DIV/0! | 4677 | 0 | 0 | 0 | 0 | 0
10 | 22 | 2011 | 295 | 6 | 0 | 0 | #DIV/0! | #DIV/0! | #DIV/0! | #DIV/0! | #DIV/0! | #DIV/0! | #DIV/0! | #DIV/0! | #DIV/0! | #DIV/0! | #DIV/0! | #DIV/0! | #DIV/0! | #DIV/0! | #DIV/0! | #DIV/0! | #DIV/0! | #DIV/0! | #DIV/0! | #DIV/0! | 4678 | 0 | 0 | 0 | 0 | 0
10 | 23 | 2011 | 296 | 7 | 0 | 0 | #DIV/0! | #DIV/0! | #DIV/0! | #DIV/0! | #DIV/0! | #DIV/0! | #DIV/0! | #DIV/0! | #DIV/0! | #DIV/0! | #DIV/0! | #DIV/0! | #DIV/0! | #DIV/0! | #DIV/0! | #DIV/0! | #DIV/0! | #DIV/0! | #DIV/0! | #DIV/0! | 4679 | 0 | 0 | 0 | 0 | 0
10 | 24 | 2011 | 297 | 1 | 0.055 | 0 | #DIV/0! | #DIV/0! | #DIV/0! | #DIV/0! | #DIV/0! | #DIV/0! | #DIV/0! | #DIV/0! | #DIV/0! | #DIV/0! | #DIV/0! | #DIV/0! | #DIV/0! | #DIV/0! | #DIV/0! | #DIV/0! | #DIV/0! | #DIV/0! | #DIV/0! | #DIV/0! | 4680 | 0 | 0 | 0 | 0 | 0
10 | 25 | 2011 | 298 | 2 | 0.0225 | 0 | #DIV/0! | #DIV/0! | #DIV/0! | #DIV/0! | #DIV/0! | #DIV/0! | #DIV/0! | #DIV/0! | #DIV/0! | #DIV/0! | #DIV/0! | #DIV/0! | #DIV/0! | #DIV/0! | #DIV/0! | #DIV/0! | #DIV/0! | #DIV/0! | #DIV/0! | #DIV/0! | 4681 | 0 | 0 | 0 | 0 | 0
10 | 26 | 2011 | 299 | 3 | 0.0675 | 0 | #DIV/0! | #DIV/0! | #DIV/0! | #DIV/0! | #DIV/0! | #DIV/0! | #DIV/0! | #DIV/0! | #DIV/0! | #DIV/0! | #DIV/0! | #DIV/0! | #DIV/0! | #DIV/0! | #DIV/0! | #DIV/0! | #DIV/0! | #DIV/0! | #DIV/0! | #DIV/0! | 4682 | 0 | 0 | 0 | 0 | 0
10 | 27 | 2011 | 300 | 4 | 0.11 | 0 | #DIV/0! | #DIV/0! | #DIV/0! | #DIV/0! | #DIV/0! | #DIV/0! | #DIV/0! | #DIV/0! | #DIV/0! | #DIV/0! | #DIV/0! | #DIV/0! | #DIV/0! | #DIV/0! | #DIV/0! | #DIV/0! | #DIV/0! | #DIV/0! | #DIV/0! | #DIV/0! | 4683 | 0 | 0 | 0 | 0 | 0
10 | 28 | 2011 | 301 | 5 | 0.0775 | 0 | #DIV/0! | #DIV/0! | #DIV/0! | #DIV/0! | #DIV/0! | #DIV/0! | #DIV/0! | #DIV/0! | #DIV/0! | #DIV/0! | #DIV/0! | #DIV/0! | #DIV/0! | #DIV/0! | #DIV/0! | #DIV/0! | #DIV/0! | #DIV/0! | #DIV/0! | #DIV/0! | 4684 | 0 | 0 | 0 | 0 | 0
10 | 29 | 2011 | 302 | 6 | 0.9525 | 0 | #DIV/0! | #DIV/0! | #DIV/0! | #DIV/0! | #DIV/0! | #DIV/0! | #DIV/0! | #DIV/0! | #DIV/0! | #DIV/0! | #DIV/0! | #DIV/0! | #DIV/0! | #DIV/0! | #DIV/0! | #DIV/0! | #DIV/0! | #DIV/0! | #DIV/0! | #DIV/0! | 4685 | 0 | 0 | 0 | 0 | 0
10 | 30 | 2011 | 303 | 7 | 0.215 | 0 | #DIV/0! | #DIV/0! | #DIV/0! | #DIV/0! | #DIV/0! | #DIV/0! | #DIV/0! | #DIV/0! | #DIV/0! | #DIV/0! | #DIV/0! | #DIV/0! | #DIV/0! | #DIV/0! | #DIV/0! | #DIV/0! | #DIV/0! | #DIV/0! | #DIV/0! | #DIV/0! | 4686 | 0 | 0 | 0 | 0 | 0
10 | 31 | 2011 | 304 | 1 | 0 | 0 | #DIV/0! | #DIV/0! | #DIV/0! | #DIV/0! | #DIV/0! | #DIV/0! | #DIV/0! | #DIV/0! | #DIV/0! | #DIV/0! | #DIV/0! | #DIV/0! | #DIV/0! | #DIV/0! | #DIV/0! | #DIV/0! | #DIV/0! | #DIV/0! | #DIV/0! | #DIV/0! | 4687 | 0 | 0 | 0 | 0 | 0
11 | 1 | 2011 | 305 | 2 | 0.02 | 0 | #DIV/0! | #DIV/0! | #DIV/0! | #DIV/0! | #DIV/0! | #DIV/0! | #DIV/0! | #DIV/0! | #DIV/0! | #DIV/0! | #DIV/0! | #DIV/0! | #DIV/0! | #DIV/0! | #DIV/0! | #DIV/0! | #DIV/0! | #DIV/0! | #DIV/0! | #DIV/0! | 4688 | 0 | 0 | 0 | 0 | 0
11 | 2 | 2011 | 306 | 3 | 0 | 0 | #DIV/0! | #DIV/0! | #DIV/0! | #DIV/0! | #DIV/0! | #DIV/0! | #DIV/0! | #DIV/0! | #DIV/0! | #DIV/0! | #DIV/0! | #DIV/0! | #DIV/0! | #DIV/0! | #DIV/0! | #DIV/0! | #DIV/0! | #DIV/0! | #DIV/0! | #DIV/0! | 4689 | 0 | 0 | 0 | 0 | 0
11 | 3 | 2011 | 307 | 4 | 0 | 0 | #DIV/0! | #DIV/0! | #DIV/0! | #DIV/0! | #DIV/0! | #DIV/0! | #DIV/0! | #DIV/0! | #DIV/0! | #DIV/0! | #DIV/0! | #DIV/0! | #DIV/0! | #DIV/0! | #DIV/0! | #DIV/0! | #DIV/0! | #DIV/0! | #DIV/0! | #DIV/0! | 4690 | 0 | 0 | 0 | 0 | 0
11 | 4 | 2011 | 308 | 5 | 0 | 0 | #DIV/0! | #DIV/0! | #DIV/0! | #DIV/0! | #DIV/0! | #DIV/0! | #DIV/0! | #DIV/0! | #DIV/0! | #DIV/0! | #DIV/0! | #DIV/0! | #DIV/0! | #DIV/0! | #DIV/0! | #DIV/0! | #DIV/0! | #DIV/0! | #DIV/0! | #DIV/0! | 4691 | 0 | 0 | 0 | 0 | 0
11 | 5 | 2011 | 309 | 6 | 0 | 0 | #DIV/0! | #DIV/0! | #DIV/0! | #DIV/0! | #DIV/0! | #DIV/0! | #DIV/0! | #DIV/0! | #DIV/0! | #DIV/0! | #DIV/0! | #DIV/0! | #DIV/0! | #DIV/0! | #DIV/0! | #DIV/0! | #DIV/0! | #DIV/0! | #DIV/0! | #DIV/0! | 4692 | 0 | 0 | 0 | 0 | 0
11 | 6 | 2011 | 310 | 7 | 0 | 0 | #DIV/0! | #DIV/0! | #DIV/0! | #DIV/0! | #DIV/0! | #DIV/0! | #DIV/0! | #DIV/0! | #DIV/0! | #DIV/0! | #DIV/0! | #DIV/0! | #DIV/0! | #DIV/0! | #DIV/0! | #DIV/0! | #DIV/0! | #DIV/0! | #DIV/0! | #DIV/0! | 4693 | 0 | 0 | 0 | 0 | 0
11 | 7 | 2011 | 311 | 1 | 0 | 0 | #DIV/0! | #DIV/0! | #DIV/0! | #DIV/0! | #DIV/0! | #DIV/0! | #DIV/0! | #DIV/0! | #DIV/0! | #DIV/0! | #DIV/0! | #DIV/0! | #DIV/0! | #DIV/0! | #DIV/0! | #DIV/0! | #DIV/0! | #DIV/0! | #DIV/0! | #DIV/0! | 4694 | 0 | 0 | 0 | 0 | 0
11 | 8 | 2011 | 312 | 2 | 0.0025 | 0 | #DIV/0! | #DIV/0! | #DIV/0! | #DIV/0! | #DIV/0! | #DIV/0! | #DIV/0! | #DIV/0! | #DIV/0! | #DIV/0! | #DIV/0! | #DIV/0! | #DIV/0! | #DIV/0! | #DIV/0! | #DIV/0! | #DIV/0! | #DIV/0! | #DIV/0! | #DIV/0! | 4695 | 0 | 0 | 0 | 0 | 0
11 | 9 | 2011 | 313 | 3 | 0 | 0 | #DIV/0! | #DIV/0! | #DIV/0! | #DIV/0! | #DIV/0! | #DIV/0! | #DIV/0! | #DIV/0! | #DIV/0! | #DIV/0! | #DIV/0! | #DIV/0! | #DIV/0! | #DIV/0! | #DIV/0! | #DIV/0! | #DIV/0! | #DIV/0! | #DIV/0! | #DIV/0! | 4696 | 0 | 0 | 0 | 0 | 0
11 | 10 | 2011 | 314 | 4 | 0.045 | 0 | #DIV/0! | #DIV/0! | #DIV/0! | #DIV/0! | #DIV/0! | #DIV/0! | #DIV/0! | #DIV/0! | #DIV/0! | #DIV/0! | #DIV/0! | #DIV/0! | #DIV/0! | #DIV/0! | #DIV/0! | #DIV/0! | #DIV/0! | #DIV/0! | #DIV/0! | #DIV/0! | 4697 | 0 | 0 | 0 | 0 | 0
11 | 11 | 2011 | 315 | 5 | 0.0125 | 0 | #DIV/0! | #DIV/0! | #DIV/0! | #DIV/0! | #DIV/0! | #DIV/0! | #DIV/0! | #DIV/0! | #DIV/0! | #DIV/0! | #DIV/0! | #DIV/0! | #DIV/0! | #DIV/0! | #DIV/0! | #DIV/0! | #DIV/0! | #DIV/0! | #DIV/0! | #DIV/0! | 4698 | 0 | 0 | 0 | 0 | 0
11 | 12 | 2011 | 316 | 6 | 0 | 0 | #DIV/0! | #DIV/0! | #DIV/0! | #DIV/0! | #DIV/0! | #DIV/0! | #DIV/0! | #DIV/0! | #DIV/0! | #DIV/0! | #DIV/0! | #DIV/0! | #DIV/0! | #DIV/0! | #DIV/0! | #DIV/0! | #DIV/0! | #DIV/0! | #DIV/0! | #DIV/0! | 4699 | 0 | 0 | 0 | 0 | 0
11 | 13 | 2011 | 317 | 7 | 0 | 0 | #DIV/0! | #DIV/0! | #DIV/0! | #DIV/0! | #DIV/0! | #DIV/0! | #DIV/0! | #DIV/0! | #DIV/0! | #DIV/0! | #DIV/0! | #DIV/0! | #DIV/0! | #DIV/0! | #DIV/0! | #DIV/0! | #DIV/0! | #DIV/0! | #DIV/0! | #DIV/0! | 4700 | 0 | 0 | 0 | 0 | 0
11 | 14 | 2011 | 318 | 1 | 0 | 0 | #DIV/0! | #DIV/0! | #DIV/0! | #DIV/0! | #DIV/0! | #DIV/0! | #DIV/0! | #DIV/0! | #DIV/0! | #DIV/0! | #DIV/0! | #DIV/0! | #DIV/0! | #DIV/0! | #DIV/0! | #DIV/0! | #DIV/0! | #DIV/0! | #DIV/0! | #DIV/0! | 4701 | 0 | 0 | 0 | 0 | 0
11 | 15 | 2011 | 319 | 2 | 0.015 | 0 | #DIV/0! | #DIV/0! | #DIV/0! | #DIV/0! | #DIV/0! | #DIV/0! | #DIV/0! | #DIV/0! | #DIV/0! | #DIV/0! | #DIV/0! | #DIV/0! | #DIV/0! | #DIV/0! | #DIV/0! | #DIV/0! | #DIV/0! | #DIV/0! | #DIV/0! | #DIV/0! | 4702 | 0 | 0 | 0 | 0 | 0
11 | 16 | 2011 | 320 | 3 | 0.3475 | 0 | #DIV/0! | #DIV/0! | #DIV/0! | #DIV/0! | #DIV/0! | #DIV/0! | #DIV/0! | #DIV/0! | #DIV/0! | #DIV/0! | #DIV/0! | #DIV/0! | #DIV/0! | #DIV/0! | #DIV/0! | #DIV/0! | #DIV/0! | #DIV/0! | #DIV/0! | #DIV/0! | 4703 | 0 | 0 | 0 | 0 | 0
11 | 17 | 2011 | 321 | 4 | 0.1975 | 0 | #DIV/0! | #DIV/0! | #DIV/0! | #DIV/0! | #DIV/0! | #DIV/0! | #DIV/0! | #DIV/0! | #DIV/0! | #DIV/0! | #DIV/0! | #DIV/0! | #DIV/0! | #DIV/0! | #DIV/0! | #DIV/0! | #DIV/0! | #DIV/0! | #DIV/0! | #DIV/0! | 4704 | 0 | 0 | 0 | 0 | 0
11 | 18 | 2011 | 322 | 5 | 0.0075 | 0 | #DIV/0! | #DIV/0! | #DIV/0! | #DIV/0! | #DIV/0! | #DIV/0! | #DIV/0! | #DIV/0! | #DIV/0! | #DIV/0! | #DIV/0! | #DIV/0! | #DIV/0! | #DIV/0! | #DIV/0! | #DIV/0! | #DIV/0! | #DIV/0! | #DIV/0! | #DIV/0! | 4705 | 0 | 0 | 0 | 0 | 0
11 | 19 | 2011 | 323 | 6 | 0.0025 | 0 | #DIV/0! | #DIV/0! | #DIV/0! | #DIV/0! | #DIV/0! | #DIV/0! | #DIV/0! | #DIV/0! | #DIV/0! | #DIV/0! | #DIV/0! | #DIV/0! | #DIV/0! | #DIV/0! | #DIV/0! | #DIV/0! | #DIV/0! | #DIV/0! | #DIV/0! | #DIV/0! | 4706 | 0 | 0 | 0 | 0 | 0
11 | 20 | 2011 | 324 | 7 | 0.0225 | 0 | #DIV/0! | #DIV/0! | #DIV/0! | #DIV/0! | #DIV/0! | #DIV/0! | #DIV/0! | #DIV/0! | #DIV/0! | #DIV/0! | #DIV/0! | #DIV/0! | #DIV/0! | #DIV/0! | #DIV/0! | #DIV/0! | #DIV/0! | #DIV/0! | #DIV/0! | #DIV/0! | 4707 | 0 | 0 | 0 | 0 | 0
11 | 21 | 2011 | 325 | 1 | 0.135 | 0 | #DIV/0! | #DIV/0! | #DIV/0! | #DIV/0! | #DIV/0! | #DIV/0! | #DIV/0! | #DIV/0! | #DIV/0! | #DIV/0! | #DIV/0! | #DIV/0! | #DIV/0! | #DIV/0! | #DIV/0! | #DIV/0! | #DIV/0! | #DIV/0! | #DIV/0! | #DIV/0! | 4708 | 0 | 0 | 0 | 0 | 0
11 | 22 | 2011 | 326 | 2 | 0.6625 | 0 | #DIV/0! | #DIV/0! | #DIV/0! | #DIV/0! | #DIV/0! | #DIV/0! | #DIV/0! | #DIV/0! | #DIV/0! | #DIV/0! | #DIV/0! | #DIV/0! | #DIV/0! | #DIV/0! | #DIV/0! | #DIV/0! | #DIV/0! | #DIV/0! | #DIV/0! | #DIV/0! | 4709 | 0 | 0 | 0 | 0 | 0
11 | 23 | 2011 | 327 | 3 | 0.36 | 0 | #DIV/0! | #DIV/0! | #DIV/0! | #DIV/0! | #DIV/0! | #DIV/0! | #DIV/0! | #DIV/0! | #DIV/0! | #DIV/0! | #DIV/0! | #DIV/0! | #DIV/0! | #DIV/0! | #DIV/0! | #DIV/0! | #DIV/0! | #DIV/0! | #DIV/0! | #DIV/0! | 4710 | 0 | 0 | 0 | 0 | 0
11 | 24 | 2011 | 328 | 4 | 0.005 | 0 | #DIV/0! | #DIV/0! | #DIV/0! | #DIV/0! | #DIV/0! | #DIV/0! | #DIV/0! | #DIV/0! | #DIV/0! | #DIV/0! | #DIV/0! | #DIV/0! | #DIV/0! | #DIV/0! | #DIV/0! | #DIV/0! | #DIV/0! | #DIV/0! | #DIV/0! | #DIV/0! | 4711 | 0 | 0 | 0 | 0 | 0
11 | 25 | 2011 | 329 | 5 | 0 | 0 | #DIV/0! | #DIV/0! | #DIV/0! | #DIV/0! | #DIV/0! | #DIV/0! | #DIV/0! | #DIV/0! | #DIV/0! | #DIV/0! | #DIV/0! | #DIV/0! | #DIV/0! | #DIV/0! | #DIV/0! | #DIV/0! | #DIV/0! | #DIV/0! | #DIV/0! | #DIV/0! | 4712 | 0 | 0 | 0 | 0 | 0
11 | 26 | 2011 | 330 | 6 | 0 | 0 | #DIV/0! | #DIV/0! | #DIV/0! | #DIV/0! | #DIV/0! | #DIV/0! | #DIV/0! | #DIV/0! | #DIV/0! | #DIV/0! | #DIV/0! | #DIV/0! | #DIV/0! | #DIV/0! | #DIV/0! | #DIV/0! | #DIV/0! | #DIV/0! | #DIV/0! | #DIV/0! | 4713 | 0 | 0 | 0 | 0 | 0
11 | 27 | 2011 | 331 | 7 | 0 | 0 | #DIV/0! | #DIV/0! | #DIV/0! | #DIV/0! | #DIV/0! | #DIV/0! | #DIV/0! | #DIV/0! | #DIV/0! | #DIV/0! | #DIV/0! | #DIV/0! | #DIV/0! | #DIV/0! | #DIV/0! | #DIV/0! | #DIV/0! | #DIV/0! | #DIV/0! | #DIV/0! | 4714 | 0 | 0 | 0 | 0 | 0
11 | 28 | 2011 | 332 | 1 | 0 | 0 | #DIV/0! | #DIV/0! | #DIV/0! | #DIV/0! | #DIV/0! | #DIV/0! | #DIV/0! | #DIV/0! | #DIV/0! | #DIV/0! | #DIV/0! | #DIV/0! | #DIV/0! | #DIV/0! | #DIV/0! | #DIV/0! | #DIV/0! | #DIV/0! | #DIV/0! | #DIV/0! | 4715 | 0 | 0 | 0 | 0 | 0
11 | 29 | 2011 | 333 | 2 | 0.3325 | 0 | #DIV/0! | #DIV/0! | #DIV/0! | #DIV/0! | #DIV/0! | #DIV/0! | #DIV/0! | #DIV/0! | #DIV/0! | #DIV/0! | #DIV/0! | #DIV/0! | #DIV/0! | #DIV/0! | #DIV/0! | #DIV/0! | #DIV/0! | #DIV/0! | #DIV/0! | #DIV/0! | 4716 | 0 | 0 | 0 | 0 | 0
11 | 30 | 2011 | 334 | 3 | 0.115 | 0 | #DIV/0! | #DIV/0! | #DIV/0! | #DIV/0! | #DIV/0! | #DIV/0! | #DIV/0! | #DIV/0! | #DIV/0! | #DIV/0! | #DIV/0! | #DIV/0! | #DIV/0! | #DIV/0! | #DIV/0! | #DIV/0! | #DIV/0! | #DIV/0! | #DIV/0! | #DIV/0! | 4717 | 0 | 0 | 0 | 0 | 0
12 | 1 | 2011 | 335 | 4 | 0.0025 | 0 | #DIV/0! | #DIV/0! | #DIV/0! | #DIV/0! | #DIV/0! | #DIV/0! | #DIV/0! | #DIV/0! | #DIV/0! | #DIV/0! | #DIV/0! | #DIV/0! | #DIV/0! | #DIV/0! | #DIV/0! | #DIV/0! | #DIV/0! | #DIV/0! | #DIV/0! | #DIV/0! | 4718 | 0 | 0 | 0 | 0 | 0
12 | 2 | 2011 | 336 | 5 | 0 | 0 | #DIV/0! | #DIV/0! | #DIV/0! | #DIV/0! | #DIV/0! | #DIV/0! | #DIV/0! | #DIV/0! | #DIV/0! | #DIV/0! | #DIV/0! | #DIV/0! | #DIV/0! | #DIV/0! | #DIV/0! | #DIV/0! | #DIV/0! | #DIV/0! | #DIV/0! | #DIV/0! | 4719 | 0 | 0 | 0 | 0 | 0
12 | 3 | 2011 | 337 | 6 | 0.0025 | 0 | #DIV/0! | #DIV/0! | #DIV/0! | #DIV/0! | #DIV/0! | #DIV/0! | #DIV/0! | #DIV/0! | #DIV/0! | #DIV/0! | #DIV/0! | #DIV/0! | #DIV/0! | #DIV/0! | #DIV/0! | #DIV/0! | #DIV/0! | #DIV/0! | #DIV/0! | #DIV/0! | 4720 | 0 | 0 | 0 | 0 | 0
12 | 4 | 2011 | 338 | 7 | 0.0025 | 0 | #DIV/0! | #DIV/0! | #DIV/0! | #DIV/0! | #DIV/0! | #DIV/0! | #DIV/0! | #DIV/0! | #DIV/0! | #DIV/0! | #DIV/0! | #DIV/0! | #DIV/0! | #DIV/0! | #DIV/0! | #DIV/0! | #DIV/0! | #DIV/0! | #DIV/0! | #DIV/0! | 4721 | 0 | 0 | 0 | 0 | 0
12 | 5 | 2011 | 339 | 1 | 0 | 0 | #DIV/0! | #DIV/0! | #DIV/0! | #DIV/0! | #DIV/0! | #DIV/0! | #DIV/0! | #DIV/0! | #DIV/0! | #DIV/0! | #DIV/0! | #DIV/0! | #DIV/0! | #DIV/0! | #DIV/0! | #DIV/0! | #DIV/0! | #DIV/0! | #DIV/0! | #DIV/0! | 4722 | 0 | 0 | 0 | 0 | 0
12 | 6 | 2011 | 340 | 2 | 0.175 | 0 | #DIV/0! | #DIV/0! | #DIV/0! | #DIV/0! | #DIV/0! | #DIV/0! | #DIV/0! | #DIV/0! | #DIV/0! | #DIV/0! | #DIV/0! | #DIV/0! | #DIV/0! | #DIV/0! | #DIV/0! | #DIV/0! | #DIV/0! | #DIV/0! | #DIV/0! | #DIV/0! | 4723 | 0 | 0 | 0 | 0 | 0
12 | 7 | 2011 | 341 | 3 | 2.28 | 0 | #DIV/0! | #DIV/0! | #DIV/0! | #DIV/0! | #DIV/0! | #DIV/0! | #DIV/0! | #DIV/0! | #DIV/0! | #DIV/0! | #DIV/0! | #DIV/0! | #DIV/0! | #DIV/0! | #DIV/0! | #DIV/0! | #DIV/0! | #DIV/0! | #DIV/0! | #DIV/0! | 4724 | 0 | 0 | 0 | 0 | 0
12 | 8 | 2011 | 342 | 4 | 0.61 | 0 | #DIV/0! | #DIV/0! | #DIV/0! | #DIV/0! | #DIV/0! | #DIV/0! | #DIV/0! | #DIV/0! | #DIV/0! | #DIV/0! | #DIV/0! | #DIV/0! | #DIV/0! | #DIV/0! | #DIV/0! | #DIV/0! | #DIV/0! | #DIV/0! | #DIV/0! | #DIV/0! | 4725 | 0 | 0 | 0 | 0 | 0
12 | 9 | 2011 | 343 | 5 | 0.0025 | 0 | #DIV/0! | #DIV/0! | #DIV/0! | #DIV/0! | #DIV/0! | #DIV/0! | #DIV/0! | #DIV/0! | #DIV/0! | #DIV/0! | #DIV/0! | #DIV/0! | #DIV/0! | #DIV/0! | #DIV/0! | #DIV/0! | #DIV/0! | #DIV/0! | #DIV/0! | #DIV/0! | 4726 | 0 | 0 | 0 | 0 | 0
12 | 10 | 2011 | 344 | 6 | 0.005 | 0 | #DIV/0! | #DIV/0! | #DIV/0! | #DIV/0! | #DIV/0! | #DIV/0! | #DIV/0! | #DIV/0! | #DIV/0! | #DIV/0! | #DIV/0! | #DIV/0! | #DIV/0! | #DIV/0! | #DIV/0! | #DIV/0! | #DIV/0! | #DIV/0! | #DIV/0! | #DIV/0! | 4727 | 0 | 0 | 0 | 0 | 0
12 | 11 | 2011 | 345 | 7 | 0 | 0 | #DIV/0! | #DIV/0! | #DIV/0! | #DIV/0! | #DIV/0! | #DIV/0! | #DIV/0! | #DIV/0! | #DIV/0! | #DIV/0! | #DIV/0! | #DIV/0! | #DIV/0! | #DIV/0! | #DIV/0! | #DIV/0! | #DIV/0! | #DIV/0! | #DIV/0! | #DIV/0! | 4728 | 0 | 0 | 0 | 0 | 0
12 | 12 | 2011 | 346 | 1 | 0 | 0 | #DIV/0! | #DIV/0! | #DIV/0! | #DIV/0! | #DIV/0! | #DIV/0! | #DIV/0! | #DIV/0! | #DIV/0! | #DIV/0! | #DIV/0! | #DIV/0! | #DIV/0! | #DIV/0! | #DIV/0! | #DIV/0! | #DIV/0! | #DIV/0! | #DIV/0! | #DIV/0! | 4729 | 0 | 0 | 0 | 0 | 0
12 | 13 | 2011 | 347 | 2 | 0 | 0 | #DIV/0! | #DIV/0! | #DIV/0! | #DIV/0! | #DIV/0! | #DIV/0! | #DIV/0! | #DIV/0! | #DIV/0! | #DIV/0! | #DIV/0! | #DIV/0! | #DIV/0! | #DIV/0! | #DIV/0! | #DIV/0! | #DIV/0! | #DIV/0! | #DIV/0! | #DIV/0! | 4730 | 0 | 0 | 0 | 0 | 0
12 | 14 | 2011 | 348 | 3 | 0.0025 | 0 | #DIV/0! | #DIV/0! | #DIV/0! | #DIV/0! | #DIV/0! | #DIV/0! | #DIV/0! | #DIV/0! | #DIV/0! | #DIV/0! | #DIV/0! | #DIV/0! | #DIV/0! | #DIV/0! | #DIV/0! | #DIV/0! | #DIV/0! | #DIV/0! | #DIV/0! | #DIV/0! | 4731 | 0 | 0 | 0 | 0 | 0
12 | 15 | 2011 | 349 | 4 | 0.005 | 0 | #DIV/0! | #DIV/0! | #DIV/0! | #DIV/0! | #DIV/0! | #DIV/0! | #DIV/0! | #DIV/0! | #DIV/0! | #DIV/0! | #DIV/0! | #DIV/0! | #DIV/0! | #DIV/0! | #DIV/0! | #DIV/0! | #DIV/0! | #DIV/0! | #DIV/0! | #DIV/0! | 4732 | 0 | 0 | 0 | 0 | 0
12 | 16 | 2011 | 350 | 5 | 0 | 0 | #DIV/0! | #DIV/0! | #DIV/0! | #DIV/0! | #DIV/0! | #DIV/0! | #DIV/0! | #DIV/0! | #DIV/0! | #DIV/0! | #DIV/0! | #DIV/0! | #DIV/0! | #DIV/0! | #DIV/0! | #DIV/0! | #DIV/0! | #DIV/0! | #DIV/0! | #DIV/0! | 4733 | 0 | 0 | 0 | 0 | 0
12 | 17 | 2011 | 351 | 6 | 0 | 0 | #DIV/0! | #DIV/0! | #DIV/0! | #DIV/0! | #DIV/0! | #DIV/0! | #DIV/0! | #DIV/0! | #DIV/0! | #DIV/0! | #DIV/0! | #DIV/0! | #DIV/0! | #DIV/0! | #DIV/0! | #DIV/0! | #DIV/0! | #DIV/0! | #DIV/0! | #DIV/0! | 4734 | 0 | 0 | 0 | 0 | 0
12 | 18 | 2011 | 352 | 7 | 0 | 0 | #DIV/0! | #DIV/0! | #DIV/0! | #DIV/0! | #DIV/0! | #DIV/0! | #DIV/0! | #DIV/0! | #DIV/0! | #DIV/0! | #DIV/0! | #DIV/0! | #DIV/0! | #DIV/0! | #DIV/0! | #DIV/0! | #DIV/0! | #DIV/0! | #DIV/0! | #DIV/0! | 4735 | 0 | 0 | 0 | 0 | 0
12 | 19 | 2011 | 353 | 1 | 0 | 0 | #DIV/0! | #DIV/0! | #DIV/0! | #DIV/0! | #DIV/0! | #DIV/0! | #DIV/0! | #DIV/0! | #DIV/0! | #DIV/0! | #DIV/0! | #DIV/0! | #DIV/0! | #DIV/0! | #DIV/0! | #DIV/0! | #DIV/0! | #DIV/0! | #DIV/0! | #DIV/0! | 4736 | 0 | 0 | 0 | 0 | 0
12 | 20 | 2011 | 354 | 2 | 0.0025 | 0 | #DIV/0! | #DIV/0! | #DIV/0! | #DIV/0! | #DIV/0! | #DIV/0! | #DIV/0! | #DIV/0! | #DIV/0! | #DIV/0! | #DIV/0! | #DIV/0! | #DIV/0! | #DIV/0! | #DIV/0! | #DIV/0! | #DIV/0! | #DIV/0! | #DIV/0! | #DIV/0! | 4737 | 0 | 0 | 0 | 0 | 0
12 | 21 | 2011 | 355 | 3 | 0.0725 | 0 | #DIV/0! | #DIV/0! | #DIV/0! | #DIV/0! | #DIV/0! | #DIV/0! | #DIV/0! | #DIV/0! | #DIV/0! | #DIV/0! | #DIV/0! | #DIV/0! | #DIV/0! | #DIV/0! | #DIV/0! | #DIV/0! | #DIV/0! | #DIV/0! | #DIV/0! | #DIV/0! | 4738 | 0 | 0 | 0 | 0 | 0
12 | 22 | 2011 | 356 | 4 | 0.5875 | 0 | #DIV/0! | #DIV/0! | #DIV/0! | #DIV/0! | #DIV/0! | #DIV/0! | #DIV/0! | #DIV/0! | #DIV/0! | #DIV/0! | #DIV/0! | #DIV/0! | #DIV/0! | #DIV/0! | #DIV/0! | #DIV/0! | #DIV/0! | #DIV/0! | #DIV/0! | #DIV/0! | 4739 | 0 | 0 | 0 | 0 | 0
12 | 23 | 2011 | 357 | 5 | 0.425 | 0 | #DIV/0! | #DIV/0! | #DIV/0! | #DIV/0! | #DIV/0! | #DIV/0! | #DIV/0! | #DIV/0! | #DIV/0! | #DIV/0! | #DIV/0! | #DIV/0! | #DIV/0! | #DIV/0! | #DIV/0! | #DIV/0! | #DIV/0! | #DIV/0! | #DIV/0! | #DIV/0! | 4740 | 0 | 0 | 0 | 0 | 0
12 | 24 | 2011 | 358 | 6 | 0.005 | 0 | #DIV/0! | #DIV/0! | #DIV/0! | #DIV/0! | #DIV/0! | #DIV/0! | #DIV/0! | #DIV/0! | #DIV/0! | #DIV/0! | #DIV/0! | #DIV/0! | #DIV/0! | #DIV/0! | #DIV/0! | #DIV/0! | #DIV/0! | #DIV/0! | #DIV/0! | #DIV/0! | 4741 | 0 | 0 | 0 | 0 | 0
12 | 25 | 2011 | 359 | 7 | 0.0025 | 0 | #DIV/0! | #DIV/0! | #DIV/0! | #DIV/0! | #DIV/0! | #DIV/0! | #DIV/0! | #DIV/0! | #DIV/0! | #DIV/0! | #DIV/0! | #DIV/0! | #DIV/0! | #DIV/0! | #DIV/0! | #DIV/0! | #DIV/0! | #DIV/0! | #DIV/0! | #DIV/0! | 4742 | 0 | 0 | 0 | 0 | 0
12 | 26 | 2011 | 360 | 1 | 0.0025 | 0 | #DIV/0! | #DIV/0! | #DIV/0! | #DIV/0! | #DIV/0! | #DIV/0! | #DIV/0! | #DIV/0! | #DIV/0! | #DIV/0! | #DIV/0! | #DIV/0! | #DIV/0! | #DIV/0! | #DIV/0! | #DIV/0! | #DIV/0! | #DIV/0! | #DIV/0! | #DIV/0! | 4743 | 0 | 0 | 0 | 0 | 0
12 | 27 | 2011 | 361 | 2 | 0.51 | 0 | #DIV/0! | #DIV/0! | #DIV/0! | #DIV/0! | #DIV/0! | #DIV/0! | #DIV/0! | #DIV/0! | #DIV/0! | #DIV/0! | #DIV/0! | #DIV/0! | #DIV/0! | #DIV/0! | #DIV/0! | #DIV/0! | #DIV/0! | #DIV/0! | #DIV/0! | #DIV/0! | 4744 | 0 | 0 | 0 | 0 | 0
12 | 28 | 2011 | 362 | 3 | 0.135 | 0 | #DIV/0! | #DIV/0! | #DIV/0! | #DIV/0! | #DIV/0! | #DIV/0! | #DIV/0! | #DIV/0! | #DIV/0! | #DIV/0! | #DIV/0! | #DIV/0! | #DIV/0! | #DIV/0! | #DIV/0! | #DIV/0! | #DIV/0! | #DIV/0! | #DIV/0! | #DIV/0! | 4745 | 0 | 0 | 0 | 0 | 0
12 | 29 | 2011 | 363 | 4 | 0 | 0 | #DIV/0! | #DIV/0! | #DIV/0! | #DIV/0! | #DIV/0! | #DIV/0! | #DIV/0! | #DIV/0! | #DIV/0! | #DIV/0! | #DIV/0! | #DIV/0! | #DIV/0! | #DIV/0! | #DIV/0! | #DIV/0! | #DIV/0! | #DIV/0! | #DIV/0! | #DIV/0! | 4746 | 0 | 0 | 0 | 0 | 0
12 | 30 | 2011 | 364 | 5 | 0.0025 | 0 | #DIV/0! | #DIV/0! | #DIV/0! | #DIV/0! | #DIV/0! | #DIV/0! | #DIV/0! | #DIV/0! | #DIV/0! | #DIV/0! | #DIV/0! | #DIV/0! | #DIV/0! | #DIV/0! | #DIV/0! | #DIV/0! | #DIV/0! | #DIV/0! | #DIV/0! | #DIV/0! | 4747 | 0 | 0 | 0 | 0 | 0
12 | 31 | 2011 | 365 | 6 | 0 | 0 | #DIV/0! | #DIV/0! | #DIV/0! | #DIV/0! | #DIV/0! | #DIV/0! | #DIV/0! | #DIV/0! | #DIV/0! | #DIV/0! | #DIV/0! | #DIV/0! | #DIV/0! | #DIV/0! | #DIV/0! | #DIV/0! | #DIV/0! | #DIV/0! | #DIV/0! | #DIV/0! | 4748 | 0 | 0 | 0 | 0 | 0
1 | 1 | 2012 | 1 | 7 | 0.0175 | 0 | #DIV/0! | #DIV/0! | #DIV/0! | #DIV/0! | #DIV/0! | #DIV/0! | #DIV/0! | #DIV/0! | #DIV/0! | #DIV/0! | #DIV/0! | #DIV/0! | #DIV/0! | #DIV/0! | #DIV/0! | #DIV/0! | #DIV/0! | #DIV/0! | #DIV/0! | #DIV/0! | 4749 | 0 | 0 | 0 | 0 | 0
1 | 2 | 2012 | 2 | 1 | 0 | 0 | #DIV/0! | #DIV/0! | #DIV/0! | #DIV/0! | #DIV/0! | #DIV/0! | #DIV/0! | #DIV/0! | #DIV/0! | #DIV/0! | #DIV/0! | #DIV/0! | #DIV/0! | #DIV/0! | #DIV/0! | #DIV/0! | #DIV/0! | #DIV/0! | #DIV/0! | #DIV/0! | 4750 | 0 | 0 | 0 | 0 | 0
1 | 3 | 2012 | 3 | 2 | 0 | 0 | #DIV/0! | #DIV/0! | #DIV/0! | #DIV/0! | #DIV/0! | #DIV/0! | #DIV/0! | #DIV/0! | #DIV/0! | #DIV/0! | #DIV/0! | #DIV/0! | #DIV/0! | #DIV/0! | #DIV/0! | #DIV/0! | #DIV/0! | #DIV/0! | #DIV/0! | #DIV/0! | 4751 | 0 | 0 | 0 | 0 | 0
1 | 4 | 2012 | 4 | 3 | 0 | 0 | #DIV/0! | #DIV/0! | #DIV/0! | #DIV/0! | #DIV/0! | #DIV/0! | #DIV/0! | #DIV/0! | #DIV/0! | #DIV/0! | #DIV/0! | #DIV/0! | #DIV/0! | #DIV/0! | #DIV/0! | #DIV/0! | #DIV/0! | #DIV/0! | #DIV/0! | #DIV/0! | 4752 | 0 | 0 | 0 | 0 | 0
1 | 5 | 2012 | 5 | 4 | 0 | 0 | #DIV/0! | #DIV/0! | #DIV/0! | #DIV/0! | #DIV/0! | #DIV/0! | #DIV/0! | #DIV/0! | #DIV/0! | #DIV/0! | #DIV/0! | #DIV/0! | #DIV/0! | #DIV/0! | #DIV/0! | #DIV/0! | #DIV/0! | #DIV/0! | #DIV/0! | #DIV/0! | 4753 | 0 | 0 | 0 | 0 | 0
1 | 6 | 2012 | 6 | 5 | 0 | 0 | #DIV/0! | #DIV/0! | #DIV/0! | #DIV/0! | #DIV/0! | #DIV/0! | #DIV/0! | #DIV/0! | #DIV/0! | #DIV/0! | #DIV/0! | #DIV/0! | #DIV/0! | #DIV/0! | #DIV/0! | #DIV/0! | #DIV/0! | #DIV/0! | #DIV/0! | #DIV/0! | 4754 | 0 | 0 | 0 | 0 | 0
1 | 7 | 2012 | 7 | 6 | 0 | 0 | #DIV/0! | #DIV/0! | #DIV/0! | #DIV/0! | #DIV/0! | #DIV/0! | #DIV/0! | #DIV/0! | #DIV/0! | #DIV/0! | #DIV/0! | #DIV/0! | #DIV/0! | #DIV/0! | #DIV/0! | #DIV/0! | #DIV/0! | #DIV/0! | #DIV/0! | #DIV/0! | 4755 | 0 | 0 | 0 | 0 | 0
1 | 8 | 2012 | 8 | 7 | 0 | 0 | #DIV/0! | #DIV/0! | #DIV/0! | #DIV/0! | #DIV/0! | #DIV/0! | #DIV/0! | #DIV/0! | #DIV/0! | #DIV/0! | #DIV/0! | #DIV/0! | #DIV/0! | #DIV/0! | #DIV/0! | #DIV/0! | #DIV/0! | #DIV/0! | #DIV/0! | #DIV/0! | 4756 | 0 | 0 | 0 | 0 | 0
1 | 9 | 2012 | 9 | 1 | 0.07 | 0 | #DIV/0! | #DIV/0! | #DIV/0! | #DIV/0! | #DIV/0! | #DIV/0! | #DIV/0! | #DIV/0! | #DIV/0! | #DIV/0! | #DIV/0! | #DIV/0! | #DIV/0! | #DIV/0! | #DIV/0! | #DIV/0! | #DIV/0! | #DIV/0! | #DIV/0! | #DIV/0! | 4757 | 0 | 0 | 0 | 0 | 0
1 | 10 | 2012 | 10 | 2 | 0.0425 | 0 | #DIV/0! | #DIV/0! | #DIV/0! | #DIV/0! | #DIV/0! | #DIV/0! | #DIV/0! | #DIV/0! | #DIV/0! | #DIV/0! | #DIV/0! | #DIV/0! | #DIV/0! | #DIV/0! | #DIV/0! | #DIV/0! | #DIV/0! | #DIV/0! | #DIV/0! | #DIV/0! | 4758 | 0 | 0 | 0 | 0 | 0
1 | 11 | 2012 | 11 | 3 | 0.4175 | 0 | #DIV/0! | #DIV/0! | #DIV/0! | #DIV/0! | #DIV/0! | #DIV/0! | #DIV/0! | #DIV/0! | #DIV/0! | #DIV/0! | #DIV/0! | #DIV/0! | #DIV/0! | #DIV/0! | #DIV/0! | #DIV/0! | #DIV/0! | #DIV/0! | #DIV/0! | #DIV/0! | 4759 | 0 | 0 | 0 | 0 | 0
1 | 12 | 2012 | 12 | 4 | 0.4925 | 0 | #DIV/0! | #DIV/0! | #DIV/0! | #DIV/0! | #DIV/0! | #DIV/0! | #DIV/0! | #DIV/0! | #DIV/0! | #DIV/0! | #DIV/0! | #DIV/0! | #DIV/0! | #DIV/0! | #DIV/0! | #DIV/0! | #DIV/0! | #DIV/0! | #DIV/0! | #DIV/0! | 4760 | 0 | 0 | 0 | 0 | 0
1 | 13 | 2012 | 13 | 5 | 0.0575 | 0 | #DIV/0! | #DIV/0! | #DIV/0! | #DIV/0! | #DIV/0! | #DIV/0! | #DIV/0! | #DIV/0! | #DIV/0! | #DIV/0! | #DIV/0! | #DIV/0! | #DIV/0! | #DIV/0! | #DIV/0! | #DIV/0! | #DIV/0! | #DIV/0! | #DIV/0! | #DIV/0! | 4761 | 0 | 0 | 0 | 0 | 0
1 | 14 | 2012 | 14 | 6 | 0 | 0 | #DIV/0! | #DIV/0! | #DIV/0! | #DIV/0! | #DIV/0! | #DIV/0! | #DIV/0! | #DIV/0! | #DIV/0! | #DIV/0! | #DIV/0! | #DIV/0! | #DIV/0! | #DIV/0! | #DIV/0! | #DIV/0! | #DIV/0! | #DIV/0! | #DIV/0! | #DIV/0! | 4762 | 0 | 0 | 0 | 0 | 0
1 | 15 | 2012 | 15 | 7 | 0 | 0 | #DIV/0! | #DIV/0! | #DIV/0! | #DIV/0! | #DIV/0! | #DIV/0! | #DIV/0! | #DIV/0! | #DIV/0! | #DIV/0! | #DIV/0! | #DIV/0! | #DIV/0! | #DIV/0! | #DIV/0! | #DIV/0! | #DIV/0! | #DIV/0! | #DIV/0! | #DIV/0! | 4763 | 0 | 0 | 0 | 0 | 0
1 | 16 | 2012 | 16 | 1 | 0.0275 | 0 | #DIV/0! | #DIV/0! | #DIV/0! | #DIV/0! | #DIV/0! | #DIV/0! | #DIV/0! | #DIV/0! | #DIV/0! | #DIV/0! | #DIV/0! | #DIV/0! | #DIV/0! | #DIV/0! | #DIV/0! | #DIV/0! | #DIV/0! | #DIV/0! | #DIV/0! | #DIV/0! | 4764 | 0 | 0 | 0 | 0 | 0
1 | 17 | 2012 | 17 | 2 | 0.1575 | 0 | #DIV/0! | #DIV/0! | #DIV/0! | #DIV/0! | #DIV/0! | #DIV/0! | #DIV/0! | #DIV/0! | #DIV/0! | #DIV/0! | #DIV/0! | #DIV/0! | #DIV/0! | #DIV/0! | #DIV/0! | #DIV/0! | #DIV/0! | #DIV/0! | #DIV/0! | #DIV/0! | 4765 | 0 | 0 | 0 | 0 | 0
1 | 18 | 2012 | 18 | 3 | 0.0475 | 0 | #DIV/0! | #DIV/0! | #DIV/0! | #DIV/0! | #DIV/0! | #DIV/0! | #DIV/0! | #DIV/0! | #DIV/0! | #DIV/0! | #DIV/0! | #DIV/0! | #DIV/0! | #DIV/0! | #DIV/0! | #DIV/0! | #DIV/0! | #DIV/0! | #DIV/0! | #DIV/0! | 4766 | 0 | 0 | 0 | 0 | 0
1 | 19 | 2012 | 19 | 4 | 0 | 0 | #DIV/0! | #DIV/0! | #DIV/0! | #DIV/0! | #DIV/0! | #DIV/0! | #DIV/0! | #DIV/0! | #DIV/0! | #DIV/0! | #DIV/0! | #DIV/0! | #DIV/0! | #DIV/0! | #DIV/0! | #DIV/0! | #DIV/0! | #DIV/0! | #DIV/0! | #DIV/0! | 4767 | 0 | 0 | 0 | 0 | 0
1 | 20 | 2012 | 20 | 5 | 0.0425 | 0 | #DIV/0! | #DIV/0! | #DIV/0! | #DIV/0! | #DIV/0! | #DIV/0! | #DIV/0! | #DIV/0! | #DIV/0! | #DIV/0! | #DIV/0! | #DIV/0! | #DIV/0! | #DIV/0! | #DIV/0! | #DIV/0! | #DIV/0! | #DIV/0! | #DIV/0! | #DIV/0! | 4768 | 0 | 0 | 0 | 0 | 0
1 | 21 | 2012 | 21 | 6 | 0.2325 | 0 | #DIV/0! | #DIV/0! | #DIV/0! | #DIV/0! | #DIV/0! | #DIV/0! | #DIV/0! | #DIV/0! | #DIV/0! | #DIV/0! | #DIV/0! | #DIV/0! | #DIV/0! | #DIV/0! | #DIV/0! | #DIV/0! | #DIV/0! | #DIV/0! | #DIV/0! | #DIV/0! | 4769 | 0 | 0 | 0 | 0 | 0
1 | 22 | 2012 | 22 | 7 | 0.0075 | 0 | #DIV/0! | #DIV/0! | #DIV/0! | #DIV/0! | #DIV/0! | #DIV/0! | #DIV/0! | #DIV/0! | #DIV/0! | #DIV/0! | #DIV/0! | #DIV/0! | #DIV/0! | #DIV/0! | #DIV/0! | #DIV/0! | #DIV/0! | #DIV/0! | #DIV/0! | #DIV/0! | 4770 | 0 | 0 | 0 | 0 | 0
1 | 23 | 2012 | 23 | 1 | 0.0275 | 0 | #DIV/0! | #DIV/0! | #DIV/0! | #DIV/0! | #DIV/0! | #DIV/0! | #DIV/0! | #DIV/0! | #DIV/0! | #DIV/0! | #DIV/0! | #DIV/0! | #DIV/0! | #DIV/0! | #DIV/0! | #DIV/0! | #DIV/0! | #DIV/0! | #DIV/0! | #DIV/0! | 4771 | 0 | 0 | 0 | 0 | 0
1 | 24 | 2012 | 24 | 2 | 0.01 | 0 | #DIV/0! | #DIV/0! | #DIV/0! | #DIV/0! | #DIV/0! | #DIV/0! | #DIV/0! | #DIV/0! | #DIV/0! | #DIV/0! | #DIV/0! | #DIV/0! | #DIV/0! | #DIV/0! | #DIV/0! | #DIV/0! | #DIV/0! | #DIV/0! | #DIV/0! | #DIV/0! | 4772 | 0 | 0 | 0 | 0 | 0
1 | 25 | 2012 | 25 | 3 | 0.0025 | 0 | #DIV/0! | #DIV/0! | #DIV/0! | #DIV/0! | #DIV/0! | #DIV/0! | #DIV/0! | #DIV/0! | #DIV/0! | #DIV/0! | #DIV/0! | #DIV/0! | #DIV/0! | #DIV/0! | #DIV/0! | #DIV/0! | #DIV/0! | #DIV/0! | #DIV/0! | #DIV/0! | 4773 | 0 | 0 | 0 | 0 | 0
1 | 26 | 2012 | 26 | 4 | 0.005 | 0 | #DIV/0! | #DIV/0! | #DIV/0! | #DIV/0! | #DIV/0! | #DIV/0! | #DIV/0! | #DIV/0! | #DIV/0! | #DIV/0! | #DIV/0! | #DIV/0! | #DIV/0! | #DIV/0! | #DIV/0! | #DIV/0! | #DIV/0! | #DIV/0! | #DIV/0! | #DIV/0! | 4774 | 0 | 0 | 0 | 0 | 0
1 | 27 | 2012 | 27 | 5 | 0.4325 | 0 | #DIV/0! | #DIV/0! | #DIV/0! | #DIV/0! | #DIV/0! | #DIV/0! | #DIV/0! | #DIV/0! | #DIV/0! | #DIV/0! | #DIV/0! | #DIV/0! | #DIV/0! | #DIV/0! | #DIV/0! | #DIV/0! | #DIV/0! | #DIV/0! | #DIV/0! | #DIV/0! | 4775 | 0 | 0 | 0 | 0 | 0
1 | 28 | 2012 | 28 | 6 | 0.035 | 0 | #DIV/0! | #DIV/0! | #DIV/0! | #DIV/0! | #DIV/0! | #DIV/0! | #DIV/0! | #DIV/0! | #DIV/0! | #DIV/0! | #DIV/0! | #DIV/0! | #DIV/0! | #DIV/0! | #DIV/0! | #DIV/0! | #DIV/0! | #DIV/0! | #DIV/0! | #DIV/0! | 4776 | 0 | 0 | 0 | 0 | 0
1 | 29 | 2012 | 29 | 7 | 0.005 | 0 | #DIV/0! | #DIV/0! | #DIV/0! | #DIV/0! | #DIV/0! | #DIV/0! | #DIV/0! | #DIV/0! | #DIV/0! | #DIV/0! | #DIV/0! | #DIV/0! | #DIV/0! | #DIV/0! | #DIV/0! | #DIV/0! | #DIV/0! | #DIV/0! | #DIV/0! | #DIV/0! | 4777 | 0 | 0 | 0 | 0 | 0
1 | 30 | 2012 | 30 | 1 | 0 | 0 | #DIV/0! | #DIV/0! | #DIV/0! | #DIV/0! | #DIV/0! | #DIV/0! | #DIV/0! | #DIV/0! | #DIV/0! | #DIV/0! | #DIV/0! | #DIV/0! | #DIV/0! | #DIV/0! | #DIV/0! | #DIV/0! | #DIV/0! | #DIV/0! | #DIV/0! | #DIV/0! | 4778 | 0 | 0 | 0 | 0 | 0
1 | 31 | 2012 | 31 | 2 | 0.0025 | 0 | #DIV/0! | #DIV/0! | #DIV/0! | #DIV/0! | #DIV/0! | #DIV/0! | #DIV/0! | #DIV/0! | #DIV/0! | #DIV/0! | #DIV/0! | #DIV/0! | #DIV/0! | #DIV/0! | #DIV/0! | #DIV/0! | #DIV/0! | #DIV/0! | #DIV/0! | #DIV/0! | 4779 | 0 | 0 | 0 | 0 | 0
2 | 1 | 2012 | 32 | 3 | 0.02 | 0 | #DIV/0! | #DIV/0! | #DIV/0! | #DIV/0! | #DIV/0! | #DIV/0! | #DIV/0! | #DIV/0! | #DIV/0! | #DIV/0! | #DIV/0! | #DIV/0! | #DIV/0! | #DIV/0! | #DIV/0! | #DIV/0! | #DIV/0! | #DIV/0! | #DIV/0! | #DIV/0! | 4780 | 0 | 0 | 0 | 0 | 0
2 | 2 | 2012 | 33 | 4 | 0.0725 | 0 | #DIV/0! | #DIV/0! | #DIV/0! | #DIV/0! | #DIV/0! | #DIV/0! | #DIV/0! | #DIV/0! | #DIV/0! | #DIV/0! | #DIV/0! | #DIV/0! | #DIV/0! | #DIV/0! | #DIV/0! | #DIV/0! | #DIV/0! | #DIV/0! | #DIV/0! | #DIV/0! | 4781 | 0 | 0 | 0 | 0 | 0
2 | 3 | 2012 | 34 | 5 | 0.0125 | 0 | #DIV/0! | #DIV/0! | #DIV/0! | #DIV/0! | #DIV/0! | #DIV/0! | #DIV/0! | #DIV/0! | #DIV/0! | #DIV/0! | #DIV/0! | #DIV/0! | #DIV/0! | #DIV/0! | #DIV/0! | #DIV/0! | #DIV/0! | #DIV/0! | #DIV/0! | #DIV/0! | 4782 | 0 | 0 | 0 | 0 | 0
2 | 4 | 2012 | 35 | 6 | 0.09 | 0 | #DIV/0! | #DIV/0! | #DIV/0! | #DIV/0! | #DIV/0! | #DIV/0! | #DIV/0! | #DIV/0! | #DIV/0! | #DIV/0! | #DIV/0! | #DIV/0! | #DIV/0! | #DIV/0! | #DIV/0! | #DIV/0! | #DIV/0! | #DIV/0! | #DIV/0! | #DIV/0! | 4783 | 0 | 0 | 0 | 0 | 0
2 | 5 | 2012 | 36 | 7 | 0.035 | 0 | #DIV/0! | #DIV/0! | #DIV/0! | #DIV/0! | #DIV/0! | #DIV/0! | #DIV/0! | #DIV/0! | #DIV/0! | #DIV/0! | #DIV/0! | #DIV/0! | #DIV/0! | #DIV/0! | #DIV/0! | #DIV/0! | #DIV/0! | #DIV/0! | #DIV/0! | #DIV/0! | 4784 | 0 | 0 | 0 | 0 | 0
2 | 6 | 2012 | 37 | 1 | 0.005 | 0 | #DIV/0! | #DIV/0! | #DIV/0! | #DIV/0! | #DIV/0! | #DIV/0! | #DIV/0! | #DIV/0! | #DIV/0! | #DIV/0! | #DIV/0! | #DIV/0! | #DIV/0! | #DIV/0! | #DIV/0! | #DIV/0! | #DIV/0! | #DIV/0! | #DIV/0! | #DIV/0! | 4785 | 0 | 0 | 0 | 0 | 0
2 | 7 | 2012 | 38 | 2 | 0 | 0 | #DIV/0! | #DIV/0! | #DIV/0! | #DIV/0! | #DIV/0! | #DIV/0! | #DIV/0! | #DIV/0! | #DIV/0! | #DIV/0! | #DIV/0! | #DIV/0! | #DIV/0! | #DIV/0! | #DIV/0! | #DIV/0! | #DIV/0! | #DIV/0! | #DIV/0! | #DIV/0! | 4786 | 0 | 0 | 0 | 0 | 0
2 | 8 | 2012 | 39 | 3 | 0.0775 | 0 | #DIV/0! | #DIV/0! | #DIV/0! | #DIV/0! | #DIV/0! | #DIV/0! | #DIV/0! | #DIV/0! | #DIV/0! | #DIV/0! | #DIV/0! | #DIV/0! | #DIV/0! | #DIV/0! | #DIV/0! | #DIV/0! | #DIV/0! | #DIV/0! | #DIV/0! | #DIV/0! | 4787 | 0 | 0 | 0 | 0 | 0
2 | 9 | 2012 | 40 | 4 | 0.0375 | 0 | #DIV/0! | #DIV/0! | #DIV/0! | #DIV/0! | #DIV/0! | #DIV/0! | #DIV/0! | #DIV/0! | #DIV/0! | #DIV/0! | #DIV/0! | #DIV/0! | #DIV/0! | #DIV/0! | #DIV/0! | #DIV/0! | #DIV/0! | #DIV/0! | #DIV/0! | #DIV/0! | 4788 | 0 | 0 | 0 | 0 | 0
2 | 10 | 2012 | 41 | 5 | 0.0125 | 0 | #DIV/0! | #DIV/0! | #DIV/0! | #DIV/0! | #DIV/0! | #DIV/0! | #DIV/0! | #DIV/0! | #DIV/0! | #DIV/0! | #DIV/0! | #DIV/0! | #DIV/0! | #DIV/0! | #DIV/0! | #DIV/0! | #DIV/0! | #DIV/0! | #DIV/0! | #DIV/0! | 4789 | 0 | 0 | 0 | 0 | 0
2 | 11 | 2012 | 42 | 6 | 0.1775 | 0 | #DIV/0! | #DIV/0! | #DIV/0! | #DIV/0! | #DIV/0! | #DIV/0! | #DIV/0! | #DIV/0! | #DIV/0! | #DIV/0! | #DIV/0! | #DIV/0! | #DIV/0! | #DIV/0! | #DIV/0! | #DIV/0! | #DIV/0! | #DIV/0! | #DIV/0! | #DIV/0! | 4790 | 0 | 0 | 0 | 0 | 0
2 | 12 | 2012 | 43 | 7 | 0.01 | 0 | #DIV/0! | #DIV/0! | #DIV/0! | #DIV/0! | #DIV/0! | #DIV/0! | #DIV/0! | #DIV/0! | #DIV/0! | #DIV/0! | #DIV/0! | #DIV/0! | #DIV/0! | #DIV/0! | #DIV/0! | #DIV/0! | #DIV/0! | #DIV/0! | #DIV/0! | #DIV/0! | 4791 | 0 | 0 | 0 | 0 | 0
2 | 13 | 2012 | 44 | 1 | 0 | 0 | #DIV/0! | #DIV/0! | #DIV/0! | #DIV/0! | #DIV/0! | #DIV/0! | #DIV/0! | #DIV/0! | #DIV/0! | #DIV/0! | #DIV/0! | #DIV/0! | #DIV/0! | #DIV/0! | #DIV/0! | #DIV/0! | #DIV/0! | #DIV/0! | #DIV/0! | #DIV/0! | 4792 | 0 | 0 | 0 | 0 | 0
2 | 14 | 2012 | 45 | 2 | 0 | 0 | #DIV/0! | #DIV/0! | #DIV/0! | #DIV/0! | #DIV/0! | #DIV/0! | #DIV/0! | #DIV/0! | #DIV/0! | #DIV/0! | #DIV/0! | #DIV/0! | #DIV/0! | #DIV/0! | #DIV/0! | #DIV/0! | #DIV/0! | #DIV/0! | #DIV/0! | #DIV/0! | 4793 | 0 | 0 | 0 | 0 | 0
2 | 15 | 2012 | 46 | 3 | 0 | 0 | #DIV/0! | #DIV/0! | #DIV/0! | #DIV/0! | #DIV/0! | #DIV/0! | #DIV/0! | #DIV/0! | #DIV/0! | #DIV/0! | #DIV/0! | #DIV/0! | #DIV/0! | #DIV/0! | #DIV/0! | #DIV/0! | #DIV/0! | #DIV/0! | #DIV/0! | #DIV/0! | 4794 | 0 | 0 | 0 | 0 | 0
2 | 16 | 2012 | 47 | 4 | 0.1025 | 0 | #DIV/0! | #DIV/0! | #DIV/0! | #DIV/0! | #DIV/0! | #DIV/0! | #DIV/0! | #DIV/0! | #DIV/0! | #DIV/0! | #DIV/0! | #DIV/0! | #DIV/0! | #DIV/0! | #DIV/0! | #DIV/0! | #DIV/0! | #DIV/0! | #DIV/0! | #DIV/0! | 4795 | 0 | 0 | 0 | 0 | 0
2 | 17 | 2012 | 48 | 5 | 0.0275 | 0 | #DIV/0! | #DIV/0! | #DIV/0! | #DIV/0! | #DIV/0! | #DIV/0! | #DIV/0! | #DIV/0! | #DIV/0! | #DIV/0! | #DIV/0! | #DIV/0! | #DIV/0! | #DIV/0! | #DIV/0! | #DIV/0! | #DIV/0! | #DIV/0! | #DIV/0! | #DIV/0! | 4796 | 0 | 0 | 0 | 0 | 0
2 | 18 | 2012 | 49 | 6 | 0.005 | 0 | #DIV/0! | #DIV/0! | #DIV/0! | #DIV/0! | #DIV/0! | #DIV/0! | #DIV/0! | #DIV/0! | #DIV/0! | #DIV/0! | #DIV/0! | #DIV/0! | #DIV/0! | #DIV/0! | #DIV/0! | #DIV/0! | #DIV/0! | #DIV/0! | #DIV/0! | #DIV/0! | 4797 | 0 | 0 | 0 | 0 | 0
2 | 19 | 2012 | 50 | 7 | 0.0225 | 0 | #DIV/0! | #DIV/0! | #DIV/0! | #DIV/0! | #DIV/0! | #DIV/0! | #DIV/0! | #DIV/0! | #DIV/0! | #DIV/0! | #DIV/0! | #DIV/0! | #DIV/0! | #DIV/0! | #DIV/0! | #DIV/0! | #DIV/0! | #DIV/0! | #DIV/0! | #DIV/0! | 4798 | 0 | 0 | 0 | 0 | 0
2 | 20 | 2012 | 51 | 1 | 0.04 | 0 | #DIV/0! | #DIV/0! | #DIV/0! | #DIV/0! | #DIV/0! | #DIV/0! | #DIV/0! | #DIV/0! | #DIV/0! | #DIV/0! | #DIV/0! | #DIV/0! | #DIV/0! | #DIV/0! | #DIV/0! | #DIV/0! | #DIV/0! | #DIV/0! | #DIV/0! | #DIV/0! | 4799 | 0 | 0 | 0 | 0 | 0
2 | 21 | 2012 | 52 | 2 | 0.005 | 0 | #DIV/0! | #DIV/0! | #DIV/0! | #DIV/0! | #DIV/0! | #DIV/0! | #DIV/0! | #DIV/0! | #DIV/0! | #DIV/0! | #DIV/0! | #DIV/0! | #DIV/0! | #DIV/0! | #DIV/0! | #DIV/0! | #DIV/0! | #DIV/0! | #DIV/0! | #DIV/0! | 4800 | 0 | 0 | 0 | 0 | 0
2 | 22 | 2012 | 53 | 3 | 0.0025 | 0 | #DIV/0! | #DIV/0! | #DIV/0! | #DIV/0! | #DIV/0! | #DIV/0! | #DIV/0! | #DIV/0! | #DIV/0! | #DIV/0! | #DIV/0! | #DIV/0! | #DIV/0! | #DIV/0! | #DIV/0! | #DIV/0! | #DIV/0! | #DIV/0! | #DIV/0! | #DIV/0! | 4801 | 0 | 0 | 0 | 0 | 0
2 | 23 | 2012 | 54 | 4 | 0.0025 | 0 | #DIV/0! | #DIV/0! | #DIV/0! | #DIV/0! | #DIV/0! | #DIV/0! | #DIV/0! | #DIV/0! | #DIV/0! | #DIV/0! | #DIV/0! | #DIV/0! | #DIV/0! | #DIV/0! | #DIV/0! | #DIV/0! | #DIV/0! | #DIV/0! | #DIV/0! | #DIV/0! | 4802 | 0 | 0 | 0 | 0 | 0
2 | 24 | 2012 | 55 | 5 | 0.1875 | 0 | #DIV/0! | #DIV/0! | #DIV/0! | #DIV/0! | #DIV/0! | #DIV/0! | #DIV/0! | #DIV/0! | #DIV/0! | #DIV/0! | #DIV/0! | #DIV/0! | #DIV/0! | #DIV/0! | #DIV/0! | #DIV/0! | #DIV/0! | #DIV/0! | #DIV/0! | #DIV/0! | 4803 | 0 | 0 | 0 | 0 | 0
2 | 25 | 2012 | 56 | 6 | 0.15 | 0 | #DIV/0! | #DIV/0! | #DIV/0! | #DIV/0! | #DIV/0! | #DIV/0! | #DIV/0! | #DIV/0! | #DIV/0! | #DIV/0! | #DIV/0! | #DIV/0! | #DIV/0! | #DIV/0! | #DIV/0! | #DIV/0! | #DIV/0! | #DIV/0! | #DIV/0! | #DIV/0! | 4804 | 0 | 0 | 0 | 0 | 0
2 | 26 | 2012 | 57 | 7 | 0.0025 | 0 | #DIV/0! | #DIV/0! | #DIV/0! | #DIV/0! | #DIV/0! | #DIV/0! | #DIV/0! | #DIV/0! | #DIV/0! | #DIV/0! | #DIV/0! | #DIV/0! | #DIV/0! | #DIV/0! | #DIV/0! | #DIV/0! | #DIV/0! | #DIV/0! | #DIV/0! | #DIV/0! | 4805 | 0 | 0 | 0 | 0 | 0
2 | 27 | 2012 | 58 | 1 | 0 | 0 | #DIV/0! | #DIV/0! | #DIV/0! | #DIV/0! | #DIV/0! | #DIV/0! | #DIV/0! | #DIV/0! | #DIV/0! | #DIV/0! | #DIV/0! | #DIV/0! | #DIV/0! | #DIV/0! | #DIV/0! | #DIV/0! | #DIV/0! | #DIV/0! | #DIV/0! | #DIV/0! | 4806 | 0 | 0 | 0 | 0 | 0
2 | 28 | 2012 | 59 | 2 | 0 | 0 | #DIV/0! | #DIV/0! | #DIV/0! | #DIV/0! | #DIV/0! | #DIV/0! | #DIV/0! | #DIV/0! | #DIV/0! | #DIV/0! | #DIV/0! | #DIV/0! | #DIV/0! | #DIV/0! | #DIV/0! | #DIV/0! | #DIV/0! | #DIV/0! | #DIV/0! | #DIV/0! | 4807 | 0 | 0 | 0 | 0 | 0
2 | 29 | 2012 | 60 | 3 | 1.1075 | 0 | #DIV/0! | #DIV/0! | #DIV/0! | #DIV/0! | #DIV/0! | #DIV/0! | #DIV/0! | #DIV/0! | #DIV/0! | #DIV/0! | #DIV/0! | #DIV/0! | #DIV/0! | #DIV/0! | #DIV/0! | #DIV/0! | #DIV/0! | #DIV/0! | #DIV/0! | #DIV/0! | 4808 | 0 | 0 | 0 | 0 | 0
3 | 1 | 2012 | 61 | 4 | 0.3525 | 0 | #DIV/0! | #DIV/0! | #DIV/0! | #DIV/0! | #DIV/0! | #DIV/0! | #DIV/0! | #DIV/0! | #DIV/0! | #DIV/0! | #DIV/0! | #DIV/0! | #DIV/0! | #DIV/0! | #DIV/0! | #DIV/0! | #DIV/0! | #DIV/0! | #DIV/0! | #DIV/0! | 4809 | 0 | 0 | 0 | 0 | 0
3 | 2 | 2012 | 62 | 5 | 0.3925 | 0 | #DIV/0! | #DIV/0! | #DIV/0! | #DIV/0! | #DIV/0! | #DIV/0! | #DIV/0! | #DIV/0! | #DIV/0! | #DIV/0! | #DIV/0! | #DIV/0! | #DIV/0! | #DIV/0! | #DIV/0! | #DIV/0! | #DIV/0! | #DIV/0! | #DIV/0! | #DIV/0! | 4810 | 0 | 0 | 0 | 0 | 0
3 | 3 | 2012 | 63 | 6 | 0.275 | 0 | #DIV/0! | #DIV/0! | #DIV/0! | #DIV/0! | #DIV/0! | #DIV/0! | #DIV/0! | #DIV/0! | #DIV/0! | #DIV/0! | #DIV/0! | #DIV/0! | #DIV/0! | #DIV/0! | #DIV/0! | #DIV/0! | #DIV/0! | #DIV/0! | #DIV/0! | #DIV/0! | 4811 | 0 | 0 | 0 | 0 | 0
3 | 4 | 2012 | 64 | 7 | 0.005 | 0 | #DIV/0! | #DIV/0! | #DIV/0! | #DIV/0! | #DIV/0! | #DIV/0! | #DIV/0! | #DIV/0! | #DIV/0! | #DIV/0! | #DIV/0! | #DIV/0! | #DIV/0! | #DIV/0! | #DIV/0! | #DIV/0! | #DIV/0! | #DIV/0! | #DIV/0! | #DIV/0! | 4812 | 0 | 0 | 0 | 0 | 0
3 | 5 | 2012 | 65 | 1 | 0 | 0 | #DIV/0! | #DIV/0! | #DIV/0! | #DIV/0! | #DIV/0! | #DIV/0! | #DIV/0! | #DIV/0! | #DIV/0! | #DIV/0! | #DIV/0! | #DIV/0! | #DIV/0! | #DIV/0! | #DIV/0! | #DIV/0! | #DIV/0! | #DIV/0! | #DIV/0! | #DIV/0! | 4813 | 0 | 0 | 0 | 0 | 0
3 | 6 | 2012 | 66 | 2 | 0 | 0 | #DIV/0! | #DIV/0! | #DIV/0! | #DIV/0! | #DIV/0! | #DIV/0! | #DIV/0! | #DIV/0! | #DIV/0! | #DIV/0! | #DIV/0! | #DIV/0! | #DIV/0! | #DIV/0! | #DIV/0! | #DIV/0! | #DIV/0! | #DIV/0! | #DIV/0! | #DIV/0! | 4814 | 0 | 0 | 0 | 0 | 0
3 | 7 | 2012 | 67 | 3 | 0 | 0 | #DIV/0! | #DIV/0! | #DIV/0! | #DIV/0! | #DIV/0! | #DIV/0! | #DIV/0! | #DIV/0! | #DIV/0! | #DIV/0! | #DIV/0! | #DIV/0! | #DIV/0! | #DIV/0! | #DIV/0! | #DIV/0! | #DIV/0! | #DIV/0! | #DIV/0! | #DIV/0! | 4815 | 0 | 0 | 0 | 0 | 0
3 | 8 | 2012 | 68 | 4 | 0 | 0 | #DIV/0! | #DIV/0! | #DIV/0! | #DIV/0! | #DIV/0! | #DIV/0! | #DIV/0! | #DIV/0! | #DIV/0! | #DIV/0! | #DIV/0! | #DIV/0! | #DIV/0! | #DIV/0! | #DIV/0! | #DIV/0! | #DIV/0! | #DIV/0! | #DIV/0! | #DIV/0! | 4816 | 0 | 0 | 0 | 0 | 0
3 | 9 | 2012 | 69 | 5 | 0.02 | 0 | #DIV/0! | #DIV/0! | #DIV/0! | #DIV/0! | #DIV/0! | #DIV/0! | #DIV/0! | #DIV/0! | #DIV/0! | #DIV/0! | #DIV/0! | #DIV/0! | #DIV/0! | #DIV/0! | #DIV/0! | #DIV/0! | #DIV/0! | #DIV/0! | #DIV/0! | #DIV/0! | 4817 | 0 | 0 | 0 | 0 | 0
3 | 10 | 2012 | 70 | 6 | 0.0025 | 0 | #DIV/0! | #DIV/0! | #DIV/0! | #DIV/0! | #DIV/0! | #DIV/0! | #DIV/0! | #DIV/0! | #DIV/0! | #DIV/0! | #DIV/0! | #DIV/0! | #DIV/0! | #DIV/0! | #DIV/0! | #DIV/0! | #DIV/0! | #DIV/0! | #DIV/0! | #DIV/0! | 4818 | 0 | 0 | 0 | 0 | 0
3 | 11 | 2012 | 71 | 7 | 0 | 0 | #DIV/0! | #DIV/0! | #DIV/0! | #DIV/0! | #DIV/0! | #DIV/0! | #DIV/0! | #DIV/0! | #DIV/0! | #DIV/0! | #DIV/0! | #DIV/0! | #DIV/0! | #DIV/0! | #DIV/0! | #DIV/0! | #DIV/0! | #DIV/0! | #DIV/0! | #DIV/0! | 4819 | 0 | 0 | 0 | 0 | 0
3 | 12 | 2012 | 72 | 1 | 0 | 0 | #DIV/0! | #DIV/0! | #DIV/0! | #DIV/0! | #DIV/0! | #DIV/0! | #DIV/0! | #DIV/0! | #DIV/0! | #DIV/0! | #DIV/0! | #DIV/0! | #DIV/0! | #DIV/0! | #DIV/0! | #DIV/0! | #DIV/0! | #DIV/0! | #DIV/0! | #DIV/0! | 4820 | 0 | 0 | 0 | 0 | 0
3 | 13 | 2012 | 73 | 2 | 0.02 | 0 | #DIV/0! | #DIV/0! | #DIV/0! | #DIV/0! | #DIV/0! | #DIV/0! | #DIV/0! | #DIV/0! | #DIV/0! | #DIV/0! | #DIV/0! | #DIV/0! | #DIV/0! | #DIV/0! | #DIV/0! | #DIV/0! | #DIV/0! | #DIV/0! | #DIV/0! | #DIV/0! | 4821 | 0 | 0 | 0 | 0 | 0
3 | 14 | 2012 | 74 | 3 | 0.0025 | 0 | #DIV/0! | #DIV/0! | #DIV/0! | #DIV/0! | #DIV/0! | #DIV/0! | #DIV/0! | #DIV/0! | #DIV/0! | #DIV/0! | #DIV/0! | #DIV/0! | #DIV/0! | #DIV/0! | #DIV/0! | #DIV/0! | #DIV/0! | #DIV/0! | #DIV/0! | #DIV/0! | 4822 | 0 | 0 | 0 | 0 | 0
3 | 15 | 2012 | 75 | 4 | 0 | 0 | #DIV/0! | #DIV/0! | #DIV/0! | #DIV/0! | #DIV/0! | #DIV/0! | #DIV/0! | #DIV/0! | #DIV/0! | #DIV/0! | #DIV/0! | #DIV/0! | #DIV/0! | #DIV/0! | #DIV/0! | #DIV/0! | #DIV/0! | #DIV/0! | #DIV/0! | #DIV/0! | 4823 | 0 | 0 | 0 | 0 | 0
3 | 16 | 2012 | 76 | 5 | 0.01 | 0 | #DIV/0! | #DIV/0! | #DIV/0! | #DIV/0! | #DIV/0! | #DIV/0! | #DIV/0! | #DIV/0! | #DIV/0! | #DIV/0! | #DIV/0! | #DIV/0! | #DIV/0! | #DIV/0! | #DIV/0! | #DIV/0! | #DIV/0! | #DIV/0! | #DIV/0! | #DIV/0! | 4824 | 0 | 0 | 0 | 0 | 0
3 | 17 | 2012 | 77 | 6 | 0.0025 | 0 | #DIV/0! | #DIV/0! | #DIV/0! | #DIV/0! | #DIV/0! | #DIV/0! | #DIV/0! | #DIV/0! | #DIV/0! | #DIV/0! | #DIV/0! | #DIV/0! | #DIV/0! | #DIV/0! | #DIV/0! | #DIV/0! | #DIV/0! | #DIV/0! | #DIV/0! | #DIV/0! | 4825 | 0 | 0 | 0 | 0 | 0
3 | 18 | 2012 | 78 | 7 | 0 | 0 | #DIV/0! | #DIV/0! | #DIV/0! | #DIV/0! | #DIV/0! | #DIV/0! | #DIV/0! | #DIV/0! | #DIV/0! | #DIV/0! | #DIV/0! | #DIV/0! | #DIV/0! | #DIV/0! | #DIV/0! | #DIV/0! | #DIV/0! | #DIV/0! | #DIV/0! | #DIV/0! | 4826 | 0 | 0 | 0 | 0 | 0
3 | 19 | 2012 | 79 | 1 | 0.015 | 0 | #DIV/0! | #DIV/0! | #DIV/0! | #DIV/0! | #DIV/0! | #DIV/0! | #DIV/0! | #DIV/0! | #DIV/0! | #DIV/0! | #DIV/0! | #DIV/0! | #DIV/0! | #DIV/0! | #DIV/0! | #DIV/0! | #DIV/0! | #DIV/0! | #DIV/0! | #DIV/0! | 4827 | 0 | 0 | 0 | 0 | 0
3 | 20 | 2012 | 80 | 2 | 0.035 | 0 | #DIV/0! | #DIV/0! | #DIV/0! | #DIV/0! | #DIV/0! | #DIV/0! | #DIV/0! | #DIV/0! | #DIV/0! | #DIV/0! | #DIV/0! | #DIV/0! | #DIV/0! | #DIV/0! | #DIV/0! | #DIV/0! | #DIV/0! | #DIV/0! | #DIV/0! | #DIV/0! | 4828 | 0 | 0 | 0 | 0 | 0
3 | 21 | 2012 | 81 | 3 | 0.0025 | 0 | #DIV/0! | #DIV/0! | #DIV/0! | #DIV/0! | #DIV/0! | #DIV/0! | #DIV/0! | #DIV/0! | #DIV/0! | #DIV/0! | #DIV/0! | #DIV/0! | #DIV/0! | #DIV/0! | #DIV/0! | #DIV/0! | #DIV/0! | #DIV/0! | #DIV/0! | #DIV/0! | 4829 | 0 | 0 | 0 | 0 | 0
3 | 22 | 2012 | 82 | 4 | 0.0025 | 0 | #DIV/0! | #DIV/0! | #DIV/0! | #DIV/0! | #DIV/0! | #DIV/0! | #DIV/0! | #DIV/0! | #DIV/0! | #DIV/0! | #DIV/0! | #DIV/0! | #DIV/0! | #DIV/0! | #DIV/0! | #DIV/0! | #DIV/0! | #DIV/0! | #DIV/0! | #DIV/0! | 4830 | 0 | 0 | 0 | 0 | 0
3 | 23 | 2012 | 83 | 5 | 0 | 0 | #DIV/0! | #DIV/0! | #DIV/0! | #DIV/0! | #DIV/0! | #DIV/0! | #DIV/0! | #DIV/0! | #DIV/0! | #DIV/0! | #DIV/0! | #DIV/0! | #DIV/0! | #DIV/0! | #DIV/0! | #DIV/0! | #DIV/0! | #DIV/0! | #DIV/0! | #DIV/0! | 4831 | 0 | 0 | 0 | 0 | 0
3 | 24 | 2012 | 84 | 6 | 0.295 | 0 | #DIV/0! | #DIV/0! | #DIV/0! | #DIV/0! | #DIV/0! | #DIV/0! | #DIV/0! | #DIV/0! | #DIV/0! | #DIV/0! | #DIV/0! | #DIV/0! | #DIV/0! | #DIV/0! | #DIV/0! | #DIV/0! | #DIV/0! | #DIV/0! | #DIV/0! | #DIV/0! | 4832 | 0 | 0 | 0 | 0 | 0
3 | 25 | 2012 | 85 | 7 | 0.195 | 0 | #DIV/0! | #DIV/0! | #DIV/0! | #DIV/0! | #DIV/0! | #DIV/0! | #DIV/0! | #DIV/0! | #DIV/0! | #DIV/0! | #DIV/0! | #DIV/0! | #DIV/0! | #DIV/0! | #DIV/0! | #DIV/0! | #DIV/0! | #DIV/0! | #DIV/0! | #DIV/0! | 4833 | 0 | 0 | 0 | 0 | 0
3 | 26 | 2012 | 86 | 1 | 0.005 | 0 | #DIV/0! | #DIV/0! | #DIV/0! | #DIV/0! | #DIV/0! | #DIV/0! | #DIV/0! | #DIV/0! | #DIV/0! | #DIV/0! | #DIV/0! | #DIV/0! | #DIV/0! | #DIV/0! | #DIV/0! | #DIV/0! | #DIV/0! | #DIV/0! | #DIV/0! | #DIV/0! | 4834 | 0 | 0 | 0 | 0 | 0
3 | 27 | 2012 | 87 | 2 | 0 | 0 | #DIV/0! | #DIV/0! | #DIV/0! | #DIV/0! | #DIV/0! | #DIV/0! | #DIV/0! | #DIV/0! | #DIV/0! | #DIV/0! | #DIV/0! | #DIV/0! | #DIV/0! | #DIV/0! | #DIV/0! | #DIV/0! | #DIV/0! | #DIV/0! | #DIV/0! | #DIV/0! | 4835 | 0 | 0 | 0 | 0 | 0
3 | 28 | 2012 | 88 | 3 | 0.0175 | 0 | #DIV/0! | #DIV/0! | #DIV/0! | #DIV/0! | #DIV/0! | #DIV/0! | #DIV/0! | #DIV/0! | #DIV/0! | #DIV/0! | #DIV/0! | #DIV/0! | #DIV/0! | #DIV/0! | #DIV/0! | #DIV/0! | #DIV/0! | #DIV/0! | #DIV/0! | #DIV/0! | 4836 | 0 | 0 | 0 | 0 | 0
3 | 29 | 2012 | 89 | 4 | 0.0075 | 0 | #DIV/0! | #DIV/0! | #DIV/0! | #DIV/0! | #DIV/0! | #DIV/0! | #DIV/0! | #DIV/0! | #DIV/0! | #DIV/0! | #DIV/0! | #DIV/0! | #DIV/0! | #DIV/0! | #DIV/0! | #DIV/0! | #DIV/0! | #DIV/0! | #DIV/0! | #DIV/0! | 4837 | 0 | 0 | 0 | 0 | 0
3 | 30 | 2012 | 90 | 5 | 0.0025 | 0 | #DIV/0! | #DIV/0! | #DIV/0! | #DIV/0! | #DIV/0! | #DIV/0! | #DIV/0! | #DIV/0! | #DIV/0! | #DIV/0! | #DIV/0! | #DIV/0! | #DIV/0! | #DIV/0! | #DIV/0! | #DIV/0! | #DIV/0! | #DIV/0! | #DIV/0! | #DIV/0! | 4838 | 0 | 0 | 0 | 0 | 0
3 | 31 | 2012 | 91 | 6 | 0.0075 | 0 | #DIV/0! | #DIV/0! | #DIV/0! | #DIV/0! | #DIV/0! | #DIV/0! | #DIV/0! | #DIV/0! | #DIV/0! | #DIV/0! | #DIV/0! | #DIV/0! | #DIV/0! | #DIV/0! | #DIV/0! | #DIV/0! | #DIV/0! | #DIV/0! | #DIV/0! | #DIV/0! | 4839 | 0 | 0 | 0 | 0 | 0
4 | 1 | 2012 | 92 | 7 | 0.06 | 0 | #DIV/0! | #DIV/0! | #DIV/0! | #DIV/0! | #DIV/0! | #DIV/0! | #DIV/0! | #DIV/0! | #DIV/0! | #DIV/0! | #DIV/0! | #DIV/0! | #DIV/0! | #DIV/0! | #DIV/0! | #DIV/0! | #DIV/0! | #DIV/0! | #DIV/0! | #DIV/0! | 4840 | 0 | 0 | 0 | 0 | 0
4 | 2 | 2012 | 93 | 1 | 0.065 | 0 | #DIV/0! | #DIV/0! | #DIV/0! | #DIV/0! | #DIV/0! | #DIV/0! | #DIV/0! | #DIV/0! | #DIV/0! | #DIV/0! | #DIV/0! | #DIV/0! | #DIV/0! | #DIV/0! | #DIV/0! | #DIV/0! | #DIV/0! | #DIV/0! | #DIV/0! | #DIV/0! | 4841 | 0 | 0 | 0 | 0 | 0
4 | 3 | 2012 | 94 | 2 | 0.0025 | 0 | #DIV/0! | #DIV/0! | #DIV/0! | #DIV/0! | #DIV/0! | #DIV/0! | #DIV/0! | #DIV/0! | #DIV/0! | #DIV/0! | #DIV/0! | #DIV/0! | #DIV/0! | #DIV/0! | #DIV/0! | #DIV/0! | #DIV/0! | #DIV/0! | #DIV/0! | #DIV/0! | 4842 | 0 | 0 | 0 | 0 | 0
4 | 4 | 2012 | 95 | 3 | 0 | 0 | #DIV/0! | #DIV/0! | #DIV/0! | #DIV/0! | #DIV/0! | #DIV/0! | #DIV/0! | #DIV/0! | #DIV/0! | #DIV/0! | #DIV/0! | #DIV/0! | #DIV/0! | #DIV/0! | #DIV/0! | #DIV/0! | #DIV/0! | #DIV/0! | #DIV/0! | #DIV/0! | 4843 | 0 | 0 | 0 | 0 | 0
4 | 5 | 2012 | 96 | 4 | 0 | 0 | #DIV/0! | #DIV/0! | #DIV/0! | #DIV/0! | #DIV/0! | #DIV/0! | #DIV/0! | #DIV/0! | #DIV/0! | #DIV/0! | #DIV/0! | #DIV/0! | #DIV/0! | #DIV/0! | #DIV/0! | #DIV/0! | #DIV/0! | #DIV/0! | #DIV/0! | #DIV/0! | 4844 | 0 | 0 | 0 | 0 | 0
4 | 6 | 2012 | 97 | 5 | 0 | 0 | #DIV/0! | #DIV/0! | #DIV/0! | #DIV/0! | #DIV/0! | #DIV/0! | #DIV/0! | #DIV/0! | #DIV/0! | #DIV/0! | #DIV/0! | #DIV/0! | #DIV/0! | #DIV/0! | #DIV/0! | #DIV/0! | #DIV/0! | #DIV/0! | #DIV/0! | #DIV/0! | 4845 | 0 | 0 | 0 | 0 | 0
4 | 7 | 2012 | 98 | 6 | 0 | 0 | #DIV/0! | #DIV/0! | #DIV/0! | #DIV/0! | #DIV/0! | #DIV/0! | #DIV/0! | #DIV/0! | #DIV/0! | #DIV/0! | #DIV/0! | #DIV/0! | #DIV/0! | #DIV/0! | #DIV/0! | #DIV/0! | #DIV/0! | #DIV/0! | #DIV/0! | #DIV/0! | 4846 | 0 | 0 | 0 | 0 | 0
4 | 8 | 2012 | 99 | 7 | 0 | 0 | #DIV/0! | #DIV/0! | #DIV/0! | #DIV/0! | #DIV/0! | #DIV/0! | #DIV/0! | #DIV/0! | #DIV/0! | #DIV/0! | #DIV/0! | #DIV/0! | #DIV/0! | #DIV/0! | #DIV/0! | #DIV/0! | #DIV/0! | #DIV/0! | #DIV/0! | #DIV/0! | 4847 | 0 | 0 | 0 | 0 | 0
4 | 9 | 2012 | 100 | 1 | 0 | 0 | #DIV/0! | #DIV/0! | #DIV/0! | #DIV/0! | #DIV/0! | #DIV/0! | #DIV/0! | #DIV/0! | #DIV/0! | #DIV/0! | #DIV/0! | #DIV/0! | #DIV/0! | #DIV/0! | #DIV/0! | #DIV/0! | #DIV/0! | #DIV/0! | #DIV/0! | #DIV/0! | 4848 | 0 | 0 | 0 | 0 | 0
4 | 10 | 2012 | 101 | 2 | 0 | 0 | #DIV/0! | #DIV/0! | #DIV/0! | #DIV/0! | #DIV/0! | #DIV/0! | #DIV/0! | #DIV/0! | #DIV/0! | #DIV/0! | #DIV/0! | #DIV/0! | #DIV/0! | #DIV/0! | #DIV/0! | #DIV/0! | #DIV/0! | #DIV/0! | #DIV/0! | #DIV/0! | 4849 | 0 | 0 | 0 | 0 | 0
4 | 11 | 2012 | 102 | 3 | 0.0025 | 0 | #DIV/0! | #DIV/0! | #DIV/0! | #DIV/0! | #DIV/0! | #DIV/0! | #DIV/0! | #DIV/0! | #DIV/0! | #DIV/0! | #DIV/0! | #DIV/0! | #DIV/0! | #DIV/0! | #DIV/0! | #DIV/0! | #DIV/0! | #DIV/0! | #DIV/0! | #DIV/0! | 4850 | 0 | 0 | 0 | 0 | 0
4 | 12 | 2012 | 103 | 4 | 0 | 0 | #DIV/0! | #DIV/0! | #DIV/0! | #DIV/0! | #DIV/0! | #DIV/0! | #DIV/0! | #DIV/0! | #DIV/0! | #DIV/0! | #DIV/0! | #DIV/0! | #DIV/0! | #DIV/0! | #DIV/0! | #DIV/0! | #DIV/0! | #DIV/0! | #DIV/0! | #DIV/0! | 4851 | 0 | 0 | 0 | 0 | 0
4 | 13 | 2012 | 104 | 5 | 0 | 0 | #DIV/0! | #DIV/0! | #DIV/0! | #DIV/0! | #DIV/0! | #DIV/0! | #DIV/0! | #DIV/0! | #DIV/0! | #DIV/0! | #DIV/0! | #DIV/0! | #DIV/0! | #DIV/0! | #DIV/0! | #DIV/0! | #DIV/0! | #DIV/0! | #DIV/0! | #DIV/0! | 4852 | 0 | 0 | 0 | 0 | 0
4 | 14 | 2012 | 105 | 6 | 0 | 0 | #DIV/0! | #DIV/0! | #DIV/0! | #DIV/0! | #DIV/0! | #DIV/0! | #DIV/0! | #DIV/0! | #DIV/0! | #DIV/0! | #DIV/0! | #DIV/0! | #DIV/0! | #DIV/0! | #DIV/0! | #DIV/0! | #DIV/0! | #DIV/0! | #DIV/0! | #DIV/0! | 4853 | 0 | 0 | 0 | 0 | 0
4 | 15 | 2012 | 106 | 7 | 0 | 0 | #DIV/0! | #DIV/0! | #DIV/0! | #DIV/0! | #DIV/0! | #DIV/0! | #DIV/0! | #DIV/0! | #DIV/0! | #DIV/0! | #DIV/0! | #DIV/0! | #DIV/0! | #DIV/0! | #DIV/0! | #DIV/0! | #DIV/0! | #DIV/0! | #DIV/0! | #DIV/0! | 4854 | 0 | 0 | 0 | 0 | 0
4 | 16 | 2012 | 107 | 1 | 0 | 0 | #DIV/0! | #DIV/0! | #DIV/0! | #DIV/0! | #DIV/0! | #DIV/0! | #DIV/0! | #DIV/0! | #DIV/0! | #DIV/0! | #DIV/0! | #DIV/0! | #DIV/0! | #DIV/0! | #DIV/0! | #DIV/0! | #DIV/0! | #DIV/0! | #DIV/0! | #DIV/0! | 4855 | 0 | 0 | 0 | 0 | 0
4 | 17 | 2012 | 108 | 2 | 0 | 0 | #DIV/0! | #DIV/0! | #DIV/0! | #DIV/0! | #DIV/0! | #DIV/0! | #DIV/0! | #DIV/0! | #DIV/0! | #DIV/0! | #DIV/0! | #DIV/0! | #DIV/0! | #DIV/0! | #DIV/0! | #DIV/0! | #DIV/0! | #DIV/0! | #DIV/0! | #DIV/0! | 4856 | 0 | 0 | 0 | 0 | 0
4 | 18 | 2012 | 109 | 3 | 0.1125 | 0 | #DIV/0! | #DIV/0! | #DIV/0! | #DIV/0! | #DIV/0! | #DIV/0! | #DIV/0! | #DIV/0! | #DIV/0! | #DIV/0! | #DIV/0! | #DIV/0! | #DIV/0! | #DIV/0! | #DIV/0! | #DIV/0! | #DIV/0! | #DIV/0! | #DIV/0! | #DIV/0! | 4857 | 0 | 0 | 0 | 0 | 0
4 | 19 | 2012 | 110 | 4 | 0.02 | 0 | #DIV/0! | #DIV/0! | #DIV/0! | #DIV/0! | #DIV/0! | #DIV/0! | #DIV/0! | #DIV/0! | #DIV/0! | #DIV/0! | #DIV/0! | #DIV/0! | #DIV/0! | #DIV/0! | #DIV/0! | #DIV/0! | #DIV/0! | #DIV/0! | #DIV/0! | #DIV/0! | 4858 | 0 | 0 | 0 | 0 | 0
4 | 20 | 2012 | 111 | 5 | 0.0025 | 0 | #DIV/0! | #DIV/0! | #DIV/0! | #DIV/0! | #DIV/0! | #DIV/0! | #DIV/0! | #DIV/0! | #DIV/0! | #DIV/0! | #DIV/0! | #DIV/0! | #DIV/0! | #DIV/0! | #DIV/0! | #DIV/0! | #DIV/0! | #DIV/0! | #DIV/0! | #DIV/0! | 4859 | 0 | 0 | 0 | 0 | 0
4 | 21 | 2012 | 112 | 6 | 0.1125 | 0 | #DIV/0! | #DIV/0! | #DIV/0! | #DIV/0! | #DIV/0! | #DIV/0! | #DIV/0! | #DIV/0! | #DIV/0! | #DIV/0! | #DIV/0! | #DIV/0! | #DIV/0! | #DIV/0! | #DIV/0! | #DIV/0! | #DIV/0! | #DIV/0! | #DIV/0! | #DIV/0! | 4860 | 0 | 0 | 0 | 0 | 0
4 | 22 | 2012 | 113 | 7 | 0.92 | 0 | #DIV/0! | #DIV/0! | #DIV/0! | #DIV/0! | #DIV/0! | #DIV/0! | #DIV/0! | #DIV/0! | #DIV/0! | #DIV/0! | #DIV/0! | #DIV/0! | #DIV/0! | #DIV/0! | #DIV/0! | #DIV/0! | #DIV/0! | #DIV/0! | #DIV/0! | #DIV/0! | 4861 | 0 | 0 | 0 | 0 | 0
4 | 23 | 2012 | 114 | 1 | 0.3725 | 0 | #DIV/0! | #DIV/0! | #DIV/0! | #DIV/0! | #DIV/0! | #DIV/0! | #DIV/0! | #DIV/0! | #DIV/0! | #DIV/0! | #DIV/0! | #DIV/0! | #DIV/0! | #DIV/0! | #DIV/0! | #DIV/0! | #DIV/0! | #DIV/0! | #DIV/0! | #DIV/0! | 4862 | 0 | 0 | 0 | 0 | 0
4 | 24 | 2012 | 115 | 2 | 0.0125 | 0 | #DIV/0! | #DIV/0! | #DIV/0! | #DIV/0! | #DIV/0! | #DIV/0! | #DIV/0! | #DIV/0! | #DIV/0! | #DIV/0! | #DIV/0! | #DIV/0! | #DIV/0! | #DIV/0! | #DIV/0! | #DIV/0! | #DIV/0! | #DIV/0! | #DIV/0! | #DIV/0! | 4863 | 0 | 0 | 0 | 0 | 0
4 | 25 | 2012 | 116 | 3 | 0.0025 | 0 | #DIV/0! | #DIV/0! | #DIV/0! | #DIV/0! | #DIV/0! | #DIV/0! | #DIV/0! | #DIV/0! | #DIV/0! | #DIV/0! | #DIV/0! | #DIV/0! | #DIV/0! | #DIV/0! | #DIV/0! | #DIV/0! | #DIV/0! | #DIV/0! | #DIV/0! | #DIV/0! | 4864 | 0 | 0 | 0 | 0 | 0
4 | 26 | 2012 | 117 | 4 | 0.085 | 0 | #DIV/0! | #DIV/0! | #DIV/0! | #DIV/0! | #DIV/0! | #DIV/0! | #DIV/0! | #DIV/0! | #DIV/0! | #DIV/0! | #DIV/0! | #DIV/0! | #DIV/0! | #DIV/0! | #DIV/0! | #DIV/0! | #DIV/0! | #DIV/0! | #DIV/0! | #DIV/0! | 4865 | 0 | 0 | 0 | 0 | 0
4 | 27 | 2012 | 118 | 5 | 0.02 | 0 | #DIV/0! | #DIV/0! | #DIV/0! | #DIV/0! | #DIV/0! | #DIV/0! | #DIV/0! | #DIV/0! | #DIV/0! | #DIV/0! | #DIV/0! | #DIV/0! | #DIV/0! | #DIV/0! | #DIV/0! | #DIV/0! | #DIV/0! | #DIV/0! | #DIV/0! | #DIV/0! | 4866 | 0 | 0 | 0 | 0 | 0
4 | 28 | 2012 | 119 | 6 | 0.0875 | 0 | #DIV/0! | #DIV/0! | #DIV/0! | #DIV/0! | #DIV/0! | #DIV/0! | #DIV/0! | #DIV/0! | #DIV/0! | #DIV/0! | #DIV/0! | #DIV/0! | #DIV/0! | #DIV/0! | #DIV/0! | #DIV/0! | #DIV/0! | #DIV/0! | #DIV/0! | #DIV/0! | 4867 | 0 | 0 | 0 | 0 | 0
4 | 29 | 2012 | 120 | 7 | 0.085 | 0 | #DIV/0! | #DIV/0! | #DIV/0! | #DIV/0! | #DIV/0! | #DIV/0! | #DIV/0! | #DIV/0! | #DIV/0! | #DIV/0! | #DIV/0! | #DIV/0! | #DIV/0! | #DIV/0! | #DIV/0! | #DIV/0! | #DIV/0! | #DIV/0! | #DIV/0! | #DIV/0! | 4868 | 0 | 0 | 0 | 0 | 0
4 | 30 | 2012 | 121 | 1 | 0.0025 | 0 | #DIV/0! | #DIV/0! | #DIV/0! | #DIV/0! | #DIV/0! | #DIV/0! | #DIV/0! | #DIV/0! | #DIV/0! | #DIV/0! | #DIV/0! | #DIV/0! | #DIV/0! | #DIV/0! | #DIV/0! | #DIV/0! | #DIV/0! | #DIV/0! | #DIV/0! | #DIV/0! | 4869 | 0 | 0 | 0 | 0 | 0
5 | 1 | 2012 | 122 | 2 | 0.1025 | 0 | #DIV/0! | #DIV/0! | #DIV/0! | #DIV/0! | #DIV/0! | #DIV/0! | #DIV/0! | #DIV/0! | #DIV/0! | #DIV/0! | #DIV/0! | #DIV/0! | #DIV/0! | #DIV/0! | #DIV/0! | #DIV/0! | #DIV/0! | #DIV/0! | #DIV/0! | #DIV/0! | 4870 | 0 | 0 | 0 | 0 | 0
5 | 2 | 2012 | 123 | 3 | 0.03 | 0 | #DIV/0! | #DIV/0! | #DIV/0! | #DIV/0! | #DIV/0! | #DIV/0! | #DIV/0! | #DIV/0! | #DIV/0! | #DIV/0! | #DIV/0! | #DIV/0! | #DIV/0! | #DIV/0! | #DIV/0! | #DIV/0! | #DIV/0! | #DIV/0! | #DIV/0! | #DIV/0! | 4871 | 0 | 0 | 0 | 0 | 0
5 | 3 | 2012 | 124 | 4 | 0.015 | 0 | #DIV/0! | #DIV/0! | #DIV/0! | #DIV/0! | #DIV/0! | #DIV/0! | #DIV/0! | #DIV/0! | #DIV/0! | #DIV/0! | #DIV/0! | #DIV/0! | #DIV/0! | #DIV/0! | #DIV/0! | #DIV/0! | #DIV/0! | #DIV/0! | #DIV/0! | #DIV/0! | 4872 | 0 | 0 | 0 | 0 | 0
5 | 4 | 2012 | 125 | 5 | 0.0425 | 0 | #DIV/0! | #DIV/0! | #DIV/0! | #DIV/0! | #DIV/0! | #DIV/0! | #DIV/0! | #DIV/0! | #DIV/0! | #DIV/0! | #DIV/0! | #DIV/0! | #DIV/0! | #DIV/0! | #DIV/0! | #DIV/0! | #DIV/0! | #DIV/0! | #DIV/0! | #DIV/0! | 4873 | 0 | 0 | 0 | 0 | 0
5 | 5 | 2012 | 126 | 6 | 0.0275 | 0 | #DIV/0! | #DIV/0! | #DIV/0! | #DIV/0! | #DIV/0! | #DIV/0! | #DIV/0! | #DIV/0! | #DIV/0! | #DIV/0! | #DIV/0! | #DIV/0! | #DIV/0! | #DIV/0! | #DIV/0! | #DIV/0! | #DIV/0! | #DIV/0! | #DIV/0! | #DIV/0! | 4874 | 0 | 0 | 0 | 0 | 0
5 | 6 | 2012 | 127 | 7 | 0.005 | 0 | #DIV/0! | #DIV/0! | #DIV/0! | #DIV/0! | #DIV/0! | #DIV/0! | #DIV/0! | #DIV/0! | #DIV/0! | #DIV/0! | #DIV/0! | #DIV/0! | #DIV/0! | #DIV/0! | #DIV/0! | #DIV/0! | #DIV/0! | #DIV/0! | #DIV/0! | #DIV/0! | 4875 | 0 | 0 | 0 | 0 | 0
5 | 7 | 2012 | 128 | 1 | 0 | 0 | #DIV/0! | #DIV/0! | #DIV/0! | #DIV/0! | #DIV/0! | #DIV/0! | #DIV/0! | #DIV/0! | #DIV/0! | #DIV/0! | #DIV/0! | #DIV/0! | #DIV/0! | #DIV/0! | #DIV/0! | #DIV/0! | #DIV/0! | #DIV/0! | #DIV/0! | #DIV/0! | 4876 | 0 | 0 | 0 | 0 | 0
5 | 8 | 2012 | 129 | 2 | 0.055 | 0 | #DIV/0! | #DIV/0! | #DIV/0! | #DIV/0! | #DIV/0! | #DIV/0! | #DIV/0! | #DIV/0! | #DIV/0! | #DIV/0! | #DIV/0! | #DIV/0! | #DIV/0! | #DIV/0! | #DIV/0! | #DIV/0! | #DIV/0! | #DIV/0! | #DIV/0! | #DIV/0! | 4877 | 0 | 0 | 0 | 0 | 0
5 | 9 | 2012 | 130 | 3 | 0.3525 | 0 | #DIV/0! | #DIV/0! | #DIV/0! | #DIV/0! | #DIV/0! | #DIV/0! | #DIV/0! | #DIV/0! | #DIV/0! | #DIV/0! | #DIV/0! | #DIV/0! | #DIV/0! | #DIV/0! | #DIV/0! | #DIV/0! | #DIV/0! | #DIV/0! | #DIV/0! | #DIV/0! | 4878 | 0 | 0 | 0 | 0 | 0
5 | 10 | 2012 | 131 | 4 | 0.1275 | 0 | #DIV/0! | #DIV/0! | #DIV/0! | #DIV/0! | #DIV/0! | #DIV/0! | #DIV/0! | #DIV/0! | #DIV/0! | #DIV/0! | #DIV/0! | #DIV/0! | #DIV/0! | #DIV/0! | #DIV/0! | #DIV/0! | #DIV/0! | #DIV/0! | #DIV/0! | #DIV/0! | 4879 | 0 | 0 | 0 | 0 | 0
5 | 11 | 2012 | 132 | 5 | 0 | 0 | #DIV/0! | #DIV/0! | #DIV/0! | #DIV/0! | #DIV/0! | #DIV/0! | #DIV/0! | #DIV/0! | #DIV/0! | #DIV/0! | #DIV/0! | #DIV/0! | #DIV/0! | #DIV/0! | #DIV/0! | #DIV/0! | #DIV/0! | #DIV/0! | #DIV/0! | #DIV/0! | 4880 | 0 | 0 | 0 | 0 | 0
5 | 12 | 2012 | 133 | 6 | 0 | 0 | #DIV/0! | #DIV/0! | #DIV/0! | #DIV/0! | #DIV/0! | #DIV/0! | #DIV/0! | #DIV/0! | #DIV/0! | #DIV/0! | #DIV/0! | #DIV/0! | #DIV/0! | #DIV/0! | #DIV/0! | #DIV/0! | #DIV/0! | #DIV/0! | #DIV/0! | #DIV/0! | 4881 | 0 | 0 | 0 | 0 | 0
5 | 13 | 2012 | 134 | 7 | 0 | 0 | #DIV/0! | #DIV/0! | #DIV/0! | #DIV/0! | #DIV/0! | #DIV/0! | #DIV/0! | #DIV/0! | #DIV/0! | #DIV/0! | #DIV/0! | #DIV/0! | #DIV/0! | #DIV/0! | #DIV/0! | #DIV/0! | #DIV/0! | #DIV/0! | #DIV/0! | #DIV/0! | 4882 | 0 | 0 | 0 | 0 | 0
5 | 14 | 2012 | 135 | 1 | 0.235 | 0 | #DIV/0! | #DIV/0! | #DIV/0! | #DIV/0! | #DIV/0! | #DIV/0! | #DIV/0! | #DIV/0! | #DIV/0! | #DIV/0! | #DIV/0! | #DIV/0! | #DIV/0! | #DIV/0! | #DIV/0! | #DIV/0! | #DIV/0! | #DIV/0! | #DIV/0! | #DIV/0! | 4883 | 0 | 0 | 0 | 0 | 0
5 | 15 | 2012 | 136 | 2 | 0.7875 | 0 | #DIV/0! | #DIV/0! | #DIV/0! | #DIV/0! | #DIV/0! | #DIV/0! | #DIV/0! | #DIV/0! | #DIV/0! | #DIV/0! | #DIV/0! | #DIV/0! | #DIV/0! | #DIV/0! | #DIV/0! | #DIV/0! | #DIV/0! | #DIV/0! | #DIV/0! | #DIV/0! | 4884 | 0 | 0 | 0 | 0 | 0
5 | 16 | 2012 | 137 | 3 | 0.04 | 0 | #DIV/0! | #DIV/0! | #DIV/0! | #DIV/0! | #DIV/0! | #DIV/0! | #DIV/0! | #DIV/0! | #DIV/0! | #DIV/0! | #DIV/0! | #DIV/0! | #DIV/0! | #DIV/0! | #DIV/0! | #DIV/0! | #DIV/0! | #DIV/0! | #DIV/0! | #DIV/0! | 4885 | 0 | 0 | 0 | 0 | 0
5 | 17 | 2012 | 138 | 4 | 0.0025 | 0 | #DIV/0! | #DIV/0! | #DIV/0! | #DIV/0! | #DIV/0! | #DIV/0! | #DIV/0! | #DIV/0! | #DIV/0! | #DIV/0! | #DIV/0! | #DIV/0! | #DIV/0! | #DIV/0! | #DIV/0! | #DIV/0! | #DIV/0! | #DIV/0! | #DIV/0! | #DIV/0! | 4886 | 0 | 0 | 0 | 0 | 0
5 | 18 | 2012 | 139 | 5 | 0 | 0 | #DIV/0! | #DIV/0! | #DIV/0! | #DIV/0! | #DIV/0! | #DIV/0! | #DIV/0! | #DIV/0! | #DIV/0! | #DIV/0! | #DIV/0! | #DIV/0! | #DIV/0! | #DIV/0! | #DIV/0! | #DIV/0! | #DIV/0! | #DIV/0! | #DIV/0! | #DIV/0! | 4887 | 0 | 0 | 0 | 0 | 0
5 | 19 | 2012 | 140 | 6 | 0 | 0 | #DIV/0! | #DIV/0! | #DIV/0! | #DIV/0! | #DIV/0! | #DIV/0! | #DIV/0! | #DIV/0! | #DIV/0! | #DIV/0! | #DIV/0! | #DIV/0! | #DIV/0! | #DIV/0! | #DIV/0! | #DIV/0! | #DIV/0! | #DIV/0! | #DIV/0! | #DIV/0! | 4888 | 0 | 0 | 0 | 0 | 0
5 | 20 | 2012 | 141 | 7 | 0.015 | 0 | #DIV/0! | #DIV/0! | #DIV/0! | #DIV/0! | #DIV/0! | #DIV/0! | #DIV/0! | #DIV/0! | #DIV/0! | #DIV/0! | #DIV/0! | #DIV/0! | #DIV/0! | #DIV/0! | #DIV/0! | #DIV/0! | #DIV/0! | #DIV/0! | #DIV/0! | #DIV/0! | 4889 | 0 | 0 | 0 | 0 | 0
5 | 21 | 2012 | 142 | 1 | 0.2475 | 0 | #DIV/0! | #DIV/0! | #DIV/0! | #DIV/0! | #DIV/0! | #DIV/0! | #DIV/0! | #DIV/0! | #DIV/0! | #DIV/0! | #DIV/0! | #DIV/0! | #DIV/0! | #DIV/0! | #DIV/0! | #DIV/0! | #DIV/0! | #DIV/0! | #DIV/0! | #DIV/0! | 4890 | 0 | 0 | 0 | 0 | 0
5 | 22 | 2012 | 143 | 2 | 0.15 | 0 | #DIV/0! | #DIV/0! | #DIV/0! | #DIV/0! | #DIV/0! | #DIV/0! | #DIV/0! | #DIV/0! | #DIV/0! | #DIV/0! | #DIV/0! | #DIV/0! | #DIV/0! | #DIV/0! | #DIV/0! | #DIV/0! | #DIV/0! | #DIV/0! | #DIV/0! | #DIV/0! | 4891 | 0 | 0 | 0 | 0 | 0
5 | 23 | 2012 | 144 | 3 | 0.445 | 0 | #DIV/0! | #DIV/0! | #DIV/0! | #DIV/0! | #DIV/0! | #DIV/0! | #DIV/0! | #DIV/0! | #DIV/0! | #DIV/0! | #DIV/0! | #DIV/0! | #DIV/0! | #DIV/0! | #DIV/0! | #DIV/0! | #DIV/0! | #DIV/0! | #DIV/0! | #DIV/0! | 4892 | 0 | 0 | 0 | 0 | 0
5 | 24 | 2012 | 145 | 4 | 0.04 | 0 | #DIV/0! | #DIV/0! | #DIV/0! | #DIV/0! | #DIV/0! | #DIV/0! | #DIV/0! | #DIV/0! | #DIV/0! | #DIV/0! | #DIV/0! | #DIV/0! | #DIV/0! | #DIV/0! | #DIV/0! | #DIV/0! | #DIV/0! | #DIV/0! | #DIV/0! | #DIV/0! | 4893 | 0 | 0 | 0 | 0 | 0
5 | 25 | 2012 | 146 | 5 | 0 | 0 | #DIV/0! | #DIV/0! | #DIV/0! | #DIV/0! | #DIV/0! | #DIV/0! | #DIV/0! | #DIV/0! | #DIV/0! | #DIV/0! | #DIV/0! | #DIV/0! | #DIV/0! | #DIV/0! | #DIV/0! | #DIV/0! | #DIV/0! | #DIV/0! | #DIV/0! | #DIV/0! | 4894 | 0 | 0 | 0 | 0 | 0
5 | 26 | 2012 | 147 | 6 | 0 | 0 | #DIV/0! | #DIV/0! | #DIV/0! | #DIV/0! | #DIV/0! | #DIV/0! | #DIV/0! | #DIV/0! | #DIV/0! | #DIV/0! | #DIV/0! | #DIV/0! | #DIV/0! | #DIV/0! | #DIV/0! | #DIV/0! | #DIV/0! | #DIV/0! | #DIV/0! | #DIV/0! | 4895 | 0 | 0 | 0 | 0 | 0
5 | 27 | 2012 | 148 | 7 | 0.1475 | 0 | #DIV/0! | #DIV/0! | #DIV/0! | #DIV/0! | #DIV/0! | #DIV/0! | #DIV/0! | #DIV/0! | #DIV/0! | #DIV/0! | #DIV/0! | #DIV/0! | #DIV/0! | #DIV/0! | #DIV/0! | #DIV/0! | #DIV/0! | #DIV/0! | #DIV/0! | #DIV/0! | 4896 | 0 | 0 | 0 | 0 | 0
5 | 28 | 2012 | 149 | 1 | 0.005 | 0 | #DIV/0! | #DIV/0! | #DIV/0! | #DIV/0! | #DIV/0! | #DIV/0! | #DIV/0! | #DIV/0! | #DIV/0! | #DIV/0! | #DIV/0! | #DIV/0! | #DIV/0! | #DIV/0! | #DIV/0! | #DIV/0! | #DIV/0! | #DIV/0! | #DIV/0! | #DIV/0! | 4897 | 0 | 0 | 0 | 0 | 0
5 | 29 | 2012 | 150 | 2 | 0.39 | 0 | #DIV/0! | #DIV/0! | #DIV/0! | #DIV/0! | #DIV/0! | #DIV/0! | #DIV/0! | #DIV/0! | #DIV/0! | #DIV/0! | #DIV/0! | #DIV/0! | #DIV/0! | #DIV/0! | #DIV/0! | #DIV/0! | #DIV/0! | #DIV/0! | #DIV/0! | #DIV/0! | 4898 | 0 | 0 | 0 | 0 | 0
5 | 30 | 2012 | 151 | 3 | 0.145 | 0 | #DIV/0! | #DIV/0! | #DIV/0! | #DIV/0! | #DIV/0! | #DIV/0! | #DIV/0! | #DIV/0! | #DIV/0! | #DIV/0! | #DIV/0! | #DIV/0! | #DIV/0! | #DIV/0! | #DIV/0! | #DIV/0! | #DIV/0! | #DIV/0! | #DIV/0! | #DIV/0! | 4899 | 0 | 0 | 0 | 0 | 0
5 | 31 | 2012 | 152 | 4 | 0.0025 | 0 | #DIV/0! | #DIV/0! | #DIV/0! | #DIV/0! | #DIV/0! | #DIV/0! | #DIV/0! | #DIV/0! | #DIV/0! | #DIV/0! | #DIV/0! | #DIV/0! | #DIV/0! | #DIV/0! | #DIV/0! | #DIV/0! | #DIV/0! | #DIV/0! | #DIV/0! | #DIV/0! | 4900 | 0 | 0 | 0 | 0 | 0
6 | 1 | 2012 | 153 | 5 | 0.85 | 0 | #DIV/0! | #DIV/0! | #DIV/0! | #DIV/0! | #DIV/0! | #DIV/0! | #DIV/0! | #DIV/0! | #DIV/0! | #DIV/0! | #DIV/0! | #DIV/0! | #DIV/0! | #DIV/0! | #DIV/0! | #DIV/0! | #DIV/0! | #DIV/0! | #DIV/0! | #DIV/0! | 4901 | 0 | 0 | 0 | 0 | 0
6 | 2 | 2012 | 154 | 6 | 0.21 | 0 | #DIV/0! | #DIV/0! | #DIV/0! | #DIV/0! | #DIV/0! | #DIV/0! | #DIV/0! | #DIV/0! | #DIV/0! | #DIV/0! | #DIV/0! | #DIV/0! | #DIV/0! | #DIV/0! | #DIV/0! | #DIV/0! | #DIV/0! | #DIV/0! | #DIV/0! | #DIV/0! | 4902 | 0 | 0 | 0 | 0 | 0
6 | 3 | 2012 | 155 | 7 | 0.0025 | 0 | #DIV/0! | #DIV/0! | #DIV/0! | #DIV/0! | #DIV/0! | #DIV/0! | #DIV/0! | #DIV/0! | #DIV/0! | #DIV/0! | #DIV/0! | #DIV/0! | #DIV/0! | #DIV/0! | #DIV/0! | #DIV/0! | #DIV/0! | #DIV/0! | #DIV/0! | #DIV/0! | 4903 | 0 | 0 | 0 | 0 | 0
6 | 4 | 2012 | 156 | 1 | 0.015 | 0 | #DIV/0! | #DIV/0! | #DIV/0! | #DIV/0! | #DIV/0! | #DIV/0! | #DIV/0! | #DIV/0! | #DIV/0! | #DIV/0! | #DIV/0! | #DIV/0! | #DIV/0! | #DIV/0! | #DIV/0! | #DIV/0! | #DIV/0! | #DIV/0! | #DIV/0! | #DIV/0! | 4904 | 0 | 0 | 0 | 0 | 0
6 | 5 | 2012 | 157 | 2 | 0.005 | 0 | #DIV/0! | #DIV/0! | #DIV/0! | #DIV/0! | #DIV/0! | #DIV/0! | #DIV/0! | #DIV/0! | #DIV/0! | #DIV/0! | #DIV/0! | #DIV/0! | #DIV/0! | #DIV/0! | #DIV/0! | #DIV/0! | #DIV/0! | #DIV/0! | #DIV/0! | #DIV/0! | 4905 | 0 | 0 | 0 | 0 | 0
6 | 6 | 2012 | 158 | 3 | 0.0075 | 0 | #DIV/0! | #DIV/0! | #DIV/0! | #DIV/0! | #DIV/0! | #DIV/0! | #DIV/0! | #DIV/0! | #DIV/0! | #DIV/0! | #DIV/0! | #DIV/0! | #DIV/0! | #DIV/0! | #DIV/0! | #DIV/0! | #DIV/0! | #DIV/0! | #DIV/0! | #DIV/0! | 4906 | 0 | 0 | 0 | 0 | 0
6 | 7 | 2012 | 159 | 4 | 0.14 | 0 | #DIV/0! | #DIV/0! | #DIV/0! | #DIV/0! | #DIV/0! | #DIV/0! | #DIV/0! | #DIV/0! | #DIV/0! | #DIV/0! | #DIV/0! | #DIV/0! | #DIV/0! | #DIV/0! | #DIV/0! | #DIV/0! | #DIV/0! | #DIV/0! | #DIV/0! | #DIV/0! | 4907 | 0 | 0 | 0 | 0 | 0
6 | 8 | 2012 | 160 | 5 | 0.005 | 0 | #DIV/0! | #DIV/0! | #DIV/0! | #DIV/0! | #DIV/0! | #DIV/0! | #DIV/0! | #DIV/0! | #DIV/0! | #DIV/0! | #DIV/0! | #DIV/0! | #DIV/0! | #DIV/0! | #DIV/0! | #DIV/0! | #DIV/0! | #DIV/0! | #DIV/0! | #DIV/0! | 4908 | 0 | 0 | 0 | 0 | 0
6 | 9 | 2012 | 161 | 6 | 0 | 0 | #DIV/0! | #DIV/0! | #DIV/0! | #DIV/0! | #DIV/0! | #DIV/0! | #DIV/0! | #DIV/0! | #DIV/0! | #DIV/0! | #DIV/0! | #DIV/0! | #DIV/0! | #DIV/0! | #DIV/0! | #DIV/0! | #DIV/0! | #DIV/0! | #DIV/0! | #DIV/0! | 4909 | 0 | 0 | 0 | 0 | 0
6 | 10 | 2012 | 162 | 7 | 0 | 0 | #DIV/0! | #DIV/0! | #DIV/0! | #DIV/0! | #DIV/0! | #DIV/0! | #DIV/0! | #DIV/0! | #DIV/0! | #DIV/0! | #DIV/0! | #DIV/0! | #DIV/0! | #DIV/0! | #DIV/0! | #DIV/0! | #DIV/0! | #DIV/0! | #DIV/0! | #DIV/0! | 4910 | 0 | 0 | 0 | 0 | 0
6 | 11 | 2012 | 163 | 1 | 0 | 0 | #DIV/0! | #DIV/0! | #DIV/0! | #DIV/0! | #DIV/0! | #DIV/0! | #DIV/0! | #DIV/0! | #DIV/0! | #DIV/0! | #DIV/0! | #DIV/0! | #DIV/0! | #DIV/0! | #DIV/0! | #DIV/0! | #DIV/0! | #DIV/0! | #DIV/0! | #DIV/0! | 4911 | 0 | 0 | 0 | 0 | 0
6 | 12 | 2012 | 164 | 2 | 0.32 | 0 | #DIV/0! | #DIV/0! | #DIV/0! | #DIV/0! | #DIV/0! | #DIV/0! | #DIV/0! | #DIV/0! | #DIV/0! | #DIV/0! | #DIV/0! | #DIV/0! | #DIV/0! | #DIV/0! | #DIV/0! | #DIV/0! | #DIV/0! | #DIV/0! | #DIV/0! | #DIV/0! | 4912 | 0 | 0 | 0 | 0 | 0
6 | 13 | 2012 | 165 | 3 | 0.04 | 0 | #DIV/0! | #DIV/0! | #DIV/0! | #DIV/0! | #DIV/0! | #DIV/0! | #DIV/0! | #DIV/0! | #DIV/0! | #DIV/0! | #DIV/0! | #DIV/0! | #DIV/0! | #DIV/0! | #DIV/0! | #DIV/0! | #DIV/0! | #DIV/0! | #DIV/0! | #DIV/0! | 4913 | 0 | 0 | 0 | 0 | 0
6 | 14 | 2012 | 166 | 4 | 0.0025 | 0 | #DIV/0! | #DIV/0! | #DIV/0! | #DIV/0! | #DIV/0! | #DIV/0! | #DIV/0! | #DIV/0! | #DIV/0! | #DIV/0! | #DIV/0! | #DIV/0! | #DIV/0! | #DIV/0! | #DIV/0! | #DIV/0! | #DIV/0! | #DIV/0! | #DIV/0! | #DIV/0! | 4914 | 0 | 0 | 0 | 0 | 0
6 | 15 | 2012 | 167 | 5 | 0 | 0 | #DIV/0! | #DIV/0! | #DIV/0! | #DIV/0! | #DIV/0! | #DIV/0! | #DIV/0! | #DIV/0! | #DIV/0! | #DIV/0! | #DIV/0! | #DIV/0! | #DIV/0! | #DIV/0! | #DIV/0! | #DIV/0! | #DIV/0! | #DIV/0! | #DIV/0! | #DIV/0! | 4915 | 0 | 0 | 0 | 0 | 0
6 | 16 | 2012 | 168 | 6 | 0 | 0 | #DIV/0! | #DIV/0! | #DIV/0! | #DIV/0! | #DIV/0! | #DIV/0! | #DIV/0! | #DIV/0! | #DIV/0! | #DIV/0! | #DIV/0! | #DIV/0! | #DIV/0! | #DIV/0! | #DIV/0! | #DIV/0! | #DIV/0! | #DIV/0! | #DIV/0! | #DIV/0! | 4916 | 0 | 0 | 0 | 0 | 0
6 | 17 | 2012 | 169 | 7 | 0 | 0 | #DIV/0! | #DIV/0! | #DIV/0! | #DIV/0! | #DIV/0! | #DIV/0! | #DIV/0! | #DIV/0! | #DIV/0! | #DIV/0! | #DIV/0! | #DIV/0! | #DIV/0! | #DIV/0! | #DIV/0! | #DIV/0! | #DIV/0! | #DIV/0! | #DIV/0! | #DIV/0! | 4917 | 0 | 0 | 0 | 0 | 0
6 | 18 | 2012 | 170 | 1 | 0.1375 | 0 | #DIV/0! | #DIV/0! | #DIV/0! | #DIV/0! | #DIV/0! | #DIV/0! | #DIV/0! | #DIV/0! | #DIV/0! | #DIV/0! | #DIV/0! | #DIV/0! | #DIV/0! | #DIV/0! | #DIV/0! | #DIV/0! | #DIV/0! | #DIV/0! | #DIV/0! | #DIV/0! | 4918 | 0 | 0 | 0 | 0 | 0
6 | 19 | 2012 | 171 | 2 | 0.005 | 0 | #DIV/0! | #DIV/0! | #DIV/0! | #DIV/0! | #DIV/0! | #DIV/0! | #DIV/0! | #DIV/0! | #DIV/0! | #DIV/0! | #DIV/0! | #DIV/0! | #DIV/0! | #DIV/0! | #DIV/0! | #DIV/0! | #DIV/0! | #DIV/0! | #DIV/0! | #DIV/0! | 4919 | 0 | 0 | 0 | 0 | 0
6 | 20 | 2012 | 172 | 3 | 0 | 0 | #DIV/0! | #DIV/0! | #DIV/0! | #DIV/0! | #DIV/0! | #DIV/0! | #DIV/0! | #DIV/0! | #DIV/0! | #DIV/0! | #DIV/0! | #DIV/0! | #DIV/0! | #DIV/0! | #DIV/0! | #DIV/0! | #DIV/0! | #DIV/0! | #DIV/0! | #DIV/0! | 4920 | 0 | 0 | 0 | 0 | 0
6 | 21 | 2012 | 173 | 4 | 0 | 0 | #DIV/0! | #DIV/0! | #DIV/0! | #DIV/0! | #DIV/0! | #DIV/0! | #DIV/0! | #DIV/0! | #DIV/0! | #DIV/0! | #DIV/0! | #DIV/0! | #DIV/0! | #DIV/0! | #DIV/0! | #DIV/0! | #DIV/0! | #DIV/0! | #DIV/0! | #DIV/0! | 4921 | 0 | 0 | 0 | 0 | 0
6 | 22 | 2012 | 174 | 5 | 0.03 | 0 | #DIV/0! | #DIV/0! | #DIV/0! | #DIV/0! | #DIV/0! | #DIV/0! | #DIV/0! | #DIV/0! | #DIV/0! | #DIV/0! | #DIV/0! | #DIV/0! | #DIV/0! | #DIV/0! | #DIV/0! | #DIV/0! | #DIV/0! | #DIV/0! | #DIV/0! | #DIV/0! | 4922 | 0 | 0 | 0 | 0 | 0
6 | 23 | 2012 | 175 | 6 | 0.0325 | 0 | #DIV/0! | #DIV/0! | #DIV/0! | #DIV/0! | #DIV/0! | #DIV/0! | #DIV/0! | #DIV/0! | #DIV/0! | #DIV/0! | #DIV/0! | #DIV/0! | #DIV/0! | #DIV/0! | #DIV/0! | #DIV/0! | #DIV/0! | #DIV/0! | #DIV/0! | #DIV/0! | 4923 | 0 | 0 | 0 | 0 | 0
6 | 24 | 2012 | 176 | 7 | 0 | 0 | #DIV/0! | #DIV/0! | #DIV/0! | #DIV/0! | #DIV/0! | #DIV/0! | #DIV/0! | #DIV/0! | #DIV/0! | #DIV/0! | #DIV/0! | #DIV/0! | #DIV/0! | #DIV/0! | #DIV/0! | #DIV/0! | #DIV/0! | #DIV/0! | #DIV/0! | #DIV/0! | 4924 | 0 | 0 | 0 | 0 | 0
6 | 25 | 2012 | 177 | 1 | 0 | 0 | #DIV/0! | #DIV/0! | #DIV/0! | #DIV/0! | #DIV/0! | #DIV/0! | #DIV/0! | #DIV/0! | #DIV/0! | #DIV/0! | #DIV/0! | #DIV/0! | #DIV/0! | #DIV/0! | #DIV/0! | #DIV/0! | #DIV/0! | #DIV/0! | #DIV/0! | #DIV/0! | 4925 | 0 | 0 | 0 | 0 | 0
6 | 26 | 2012 | 178 | 2 | 0 | 0 | #DIV/0! | #DIV/0! | #DIV/0! | #DIV/0! | #DIV/0! | #DIV/0! | #DIV/0! | #DIV/0! | #DIV/0! | #DIV/0! | #DIV/0! | #DIV/0! | #DIV/0! | #DIV/0! | #DIV/0! | #DIV/0! | #DIV/0! | #DIV/0! | #DIV/0! | #DIV/0! | 4926 | 0 | 0 | 0 | 0 | 0
6 | 27 | 2012 | 179 | 3 | 0 | 0 | #DIV/0! | #DIV/0! | #DIV/0! | #DIV/0! | #DIV/0! | #DIV/0! | #DIV/0! | #DIV/0! | #DIV/0! | #DIV/0! | #DIV/0! | #DIV/0! | #DIV/0! | #DIV/0! | #DIV/0! | #DIV/0! | #DIV/0! | #DIV/0! | #DIV/0! | #DIV/0! | 4927 | 0 | 0 | 0 | 0 | 0
6 | 28 | 2012 | 180 | 4 | 0 | 0 | #DIV/0! | #DIV/0! | #DIV/0! | #DIV/0! | #DIV/0! | #DIV/0! | #DIV/0! | #DIV/0! | #DIV/0! | #DIV/0! | #DIV/0! | #DIV/0! | #DIV/0! | #DIV/0! | #DIV/0! | #DIV/0! | #DIV/0! | #DIV/0! | #DIV/0! | #DIV/0! | 4928 | 0 | 0 | 0 | 0 | 0
6 | 29 | 2012 | 181 | 5 | 0.37 | 0 | #DIV/0! | #DIV/0! | #DIV/0! | #DIV/0! | #DIV/0! | #DIV/0! | #DIV/0! | #DIV/0! | #DIV/0! | #DIV/0! | #DIV/0! | #DIV/0! | #DIV/0! | #DIV/0! | #DIV/0! | #DIV/0! | #DIV/0! | #DIV/0! | #DIV/0! | #DIV/0! | 4929 | 0 | 0 | 0 | 0 | 0
6 | 30 | 2012 | 182 | 6 | 0.155 | 0 | #DIV/0! | #DIV/0! | #DIV/0! | #DIV/0! | #DIV/0! | #DIV/0! | #DIV/0! | #DIV/0! | #DIV/0! | #DIV/0! | #DIV/0! | #DIV/0! | #DIV/0! | #DIV/0! | #DIV/0! | #DIV/0! | #DIV/0! | #DIV/0! | #DIV/0! | #DIV/0! | 4930 | 0 | 0 | 0 | 0 | 0
7 | 1 | 2012 | 183 | 7 | 0.0025 | 0 | #DIV/0! | #DIV/0! | #DIV/0! | #DIV/0! | #DIV/0! | #DIV/0! | #DIV/0! | #DIV/0! | #DIV/0! | #DIV/0! | #DIV/0! | #DIV/0! | #DIV/0! | #DIV/0! | #DIV/0! | #DIV/0! | #DIV/0! | #DIV/0! | #DIV/0! | #DIV/0! | 4931 | 0 | 0 | 0 | 0 | 0
7 | 2 | 2012 | 184 | 1 | 0.01 | 0 | #DIV/0! | #DIV/0! | #DIV/0! | #DIV/0! | #DIV/0! | #DIV/0! | #DIV/0! | #DIV/0! | #DIV/0! | #DIV/0! | #DIV/0! | #DIV/0! | #DIV/0! | #DIV/0! | #DIV/0! | #DIV/0! | #DIV/0! | #DIV/0! | #DIV/0! | #DIV/0! | 4932 | 0 | 0 | 0 | 0 | 0
7 | 3 | 2012 | 185 | 2 | 0.0625 | 0 | #DIV/0! | #DIV/0! | #DIV/0! | #DIV/0! | #DIV/0! | #DIV/0! | #DIV/0! | #DIV/0! | #DIV/0! | #DIV/0! | #DIV/0! | #DIV/0! | #DIV/0! | #DIV/0! | #DIV/0! | #DIV/0! | #DIV/0! | #DIV/0! | #DIV/0! | #DIV/0! | 4933 | 0 | 0 | 0 | 0 | 0
7 | 4 | 2012 | 186 | 3 | 0.0825 | 0 | #DIV/0! | #DIV/0! | #DIV/0! | #DIV/0! | #DIV/0! | #DIV/0! | #DIV/0! | #DIV/0! | #DIV/0! | #DIV/0! | #DIV/0! | #DIV/0! | #DIV/0! | #DIV/0! | #DIV/0! | #DIV/0! | #DIV/0! | #DIV/0! | #DIV/0! | #DIV/0! | 4934 | 0 | 0 | 0 | 0 | 0
7 | 5 | 2012 | 187 | 4 | 0.0025 | 0 | #DIV/0! | #DIV/0! | #DIV/0! | #DIV/0! | #DIV/0! | #DIV/0! | #DIV/0! | #DIV/0! | #DIV/0! | #DIV/0! | #DIV/0! | #DIV/0! | #DIV/0! | #DIV/0! | #DIV/0! | #DIV/0! | #DIV/0! | #DIV/0! | #DIV/0! | #DIV/0! | 4935 | 0 | 0 | 0 | 0 | 0
7 | 6 | 2012 | 188 | 5 | 0 | 0 | #DIV/0! | #DIV/0! | #DIV/0! | #DIV/0! | #DIV/0! | #DIV/0! | #DIV/0! | #DIV/0! | #DIV/0! | #DIV/0! | #DIV/0! | #DIV/0! | #DIV/0! | #DIV/0! | #DIV/0! | #DIV/0! | #DIV/0! | #DIV/0! | #DIV/0! | #DIV/0! | 4936 | 0 | 0 | 0 | 0 | 0
7 | 7 | 2012 | 189 | 6 | 0 | 0 | #DIV/0! | #DIV/0! | #DIV/0! | #DIV/0! | #DIV/0! | #DIV/0! | #DIV/0! | #DIV/0! | #DIV/0! | #DIV/0! | #DIV/0! | #DIV/0! | #DIV/0! | #DIV/0! | #DIV/0! | #DIV/0! | #DIV/0! | #DIV/0! | #DIV/0! | #DIV/0! | 4937 | 0 | 0 | 0 | 0 | 0
7 | 8 | 2012 | 190 | 7 | 0.1725 | 0 | #DIV/0! | #DIV/0! | #DIV/0! | #DIV/0! | #DIV/0! | #DIV/0! | #DIV/0! | #DIV/0! | #DIV/0! | #DIV/0! | #DIV/0! | #DIV/0! | #DIV/0! | #DIV/0! | #DIV/0! | #DIV/0! | #DIV/0! | #DIV/0! | #DIV/0! | #DIV/0! | 4938 | 0 | 0 | 0 | 0 | 0
7 | 9 | 2012 | 191 | 1 | 0.2775 | 0 | #DIV/0! | #DIV/0! | #DIV/0! | #DIV/0! | #DIV/0! | #DIV/0! | #DIV/0! | #DIV/0! | #DIV/0! | #DIV/0! | #DIV/0! | #DIV/0! | #DIV/0! | #DIV/0! | #DIV/0! | #DIV/0! | #DIV/0! | #DIV/0! | #DIV/0! | #DIV/0! | 4939 | 0 | 0 | 0 | 0 | 0
7 | 10 | 2012 | 192 | 2 | 0.155 | 0 | #DIV/0! | #DIV/0! | #DIV/0! | #DIV/0! | #DIV/0! | #DIV/0! | #DIV/0! | #DIV/0! | #DIV/0! | #DIV/0! | #DIV/0! | #DIV/0! | #DIV/0! | #DIV/0! | #DIV/0! | #DIV/0! | #DIV/0! | #DIV/0! | #DIV/0! | #DIV/0! | 4940 | 0 | 0 | 0 | 0 | 0
7 | 11 | 2012 | 193 | 3 | 0 | 0 | #DIV/0! | #DIV/0! | #DIV/0! | #DIV/0! | #DIV/0! | #DIV/0! | #DIV/0! | #DIV/0! | #DIV/0! | #DIV/0! | #DIV/0! | #DIV/0! | #DIV/0! | #DIV/0! | #DIV/0! | #DIV/0! | #DIV/0! | #DIV/0! | #DIV/0! | #DIV/0! | 4941 | 0 | 0 | 0 | 0 | 0
7 | 12 | 2012 | 194 | 4 | 0 | 0 | #DIV/0! | #DIV/0! | #DIV/0! | #DIV/0! | #DIV/0! | #DIV/0! | #DIV/0! | #DIV/0! | #DIV/0! | #DIV/0! | #DIV/0! | #DIV/0! | #DIV/0! | #DIV/0! | #DIV/0! | #DIV/0! | #DIV/0! | #DIV/0! | #DIV/0! | #DIV/0! | 4942 | 0 | 0 | 0 | 0 | 0
7 | 13 | 2012 | 195 | 5 | 0 | 0 | #DIV/0! | #DIV/0! | #DIV/0! | #DIV/0! | #DIV/0! | #DIV/0! | #DIV/0! | #DIV/0! | #DIV/0! | #DIV/0! | #DIV/0! | #DIV/0! | #DIV/0! | #DIV/0! | #DIV/0! | #DIV/0! | #DIV/0! | #DIV/0! | #DIV/0! | #DIV/0! | 4943 | 0 | 0 | 0 | 0 | 0
7 | 14 | 2012 | 196 | 6 | 0.1125 | 0 | #DIV/0! | #DIV/0! | #DIV/0! | #DIV/0! | #DIV/0! | #DIV/0! | #DIV/0! | #DIV/0! | #DIV/0! | #DIV/0! | #DIV/0! | #DIV/0! | #DIV/0! | #DIV/0! | #DIV/0! | #DIV/0! | #DIV/0! | #DIV/0! | #DIV/0! | #DIV/0! | 4944 | 0 | 0 | 0 | 0 | 0
7 | 15 | 2012 | 197 | 7 | 0.0575 | 0 | #DIV/0! | #DIV/0! | #DIV/0! | #DIV/0! | #DIV/0! | #DIV/0! | #DIV/0! | #DIV/0! | #DIV/0! | #DIV/0! | #DIV/0! | #DIV/0! | #DIV/0! | #DIV/0! | #DIV/0! | #DIV/0! | #DIV/0! | #DIV/0! | #DIV/0! | #DIV/0! | 4945 | 0 | 0 | 0 | 0 | 0
7 | 16 | 2012 | 198 | 1 | 0.0125 | 0 | #DIV/0! | #DIV/0! | #DIV/0! | #DIV/0! | #DIV/0! | #DIV/0! | #DIV/0! | #DIV/0! | #DIV/0! | #DIV/0! | #DIV/0! | #DIV/0! | #DIV/0! | #DIV/0! | #DIV/0! | #DIV/0! | #DIV/0! | #DIV/0! | #DIV/0! | #DIV/0! | 4946 | 0 | 0 | 0 | 0 | 0
7 | 17 | 2012 | 199 | 2 | 0.01 | 0 | #DIV/0! | #DIV/0! | #DIV/0! | #DIV/0! | #DIV/0! | #DIV/0! | #DIV/0! | #DIV/0! | #DIV/0! | #DIV/0! | #DIV/0! | #DIV/0! | #DIV/0! | #DIV/0! | #DIV/0! | #DIV/0! | #DIV/0! | #DIV/0! | #DIV/0! | #DIV/0! | 4947 | 0 | 0 | 0 | 0 | 0
7 | 18 | 2012 | 200 | 3 | 0.02 | 0 | #DIV/0! | #DIV/0! | #DIV/0! | #DIV/0! | #DIV/0! | #DIV/0! | #DIV/0! | #DIV/0! | #DIV/0! | #DIV/0! | #DIV/0! | #DIV/0! | #DIV/0! | #DIV/0! | #DIV/0! | #DIV/0! | #DIV/0! | #DIV/0! | #DIV/0! | #DIV/0! | 4948 | 0 | 0 | 0 | 0 | 0
7 | 19 | 2012 | 201 | 4 | 0.575 | 0 | #DIV/0! | #DIV/0! | #DIV/0! | #DIV/0! | #DIV/0! | #DIV/0! | #DIV/0! | #DIV/0! | #DIV/0! | #DIV/0! | #DIV/0! | #DIV/0! | #DIV/0! | #DIV/0! | #DIV/0! | #DIV/0! | #DIV/0! | #DIV/0! | #DIV/0! | #DIV/0! | 4949 | 0 | 0 | 0 | 0 | 0
7 | 20 | 2012 | 202 | 5 | 0.3225 | 0 | #DIV/0! | #DIV/0! | #DIV/0! | #DIV/0! | #DIV/0! | #DIV/0! | #DIV/0! | #DIV/0! | #DIV/0! | #DIV/0! | #DIV/0! | #DIV/0! | #DIV/0! | #DIV/0! | #DIV/0! | #DIV/0! | #DIV/0! | #DIV/0! | #DIV/0! | #DIV/0! | 4950 | 0 | 0 | 0 | 0 | 0
7 | 21 | 2012 | 203 | 6 | 0.4225 | 0 | #DIV/0! | #DIV/0! | #DIV/0! | #DIV/0! | #DIV/0! | #DIV/0! | #DIV/0! | #DIV/0! | #DIV/0! | #DIV/0! | #DIV/0! | #DIV/0! | #DIV/0! | #DIV/0! | #DIV/0! | #DIV/0! | #DIV/0! | #DIV/0! | #DIV/0! | #DIV/0! | 4951 | 0 | 0 | 0 | 0 | 0
7 | 22 | 2012 | 204 | 7 | 0.0675 | 0 | #DIV/0! | #DIV/0! | #DIV/0! | #DIV/0! | #DIV/0! | #DIV/0! | #DIV/0! | #DIV/0! | #DIV/0! | #DIV/0! | #DIV/0! | #DIV/0! | #DIV/0! | #DIV/0! | #DIV/0! | #DIV/0! | #DIV/0! | #DIV/0! | #DIV/0! | #DIV/0! | 4952 | 0 | 0 | 0 | 0 | 0
7 | 23 | 2012 | 205 | 1 | 0.005 | 0 | #DIV/0! | #DIV/0! | #DIV/0! | #DIV/0! | #DIV/0! | #DIV/0! | #DIV/0! | #DIV/0! | #DIV/0! | #DIV/0! | #DIV/0! | #DIV/0! | #DIV/0! | #DIV/0! | #DIV/0! | #DIV/0! | #DIV/0! | #DIV/0! | #DIV/0! | #DIV/0! | 4953 | 0 | 0 | 0 | 0 | 0
7 | 24 | 2012 | 206 | 2 | 0 | 0 | #DIV/0! | #DIV/0! | #DIV/0! | #DIV/0! | #DIV/0! | #DIV/0! | #DIV/0! | #DIV/0! | #DIV/0! | #DIV/0! | #DIV/0! | #DIV/0! | #DIV/0! | #DIV/0! | #DIV/0! | #DIV/0! | #DIV/0! | #DIV/0! | #DIV/0! | #DIV/0! | 4954 | 0 | 0 | 0 | 0 | 0
7 | 25 | 2012 | 207 | 3 | 0 | 0 | #DIV/0! | #DIV/0! | #DIV/0! | #DIV/0! | #DIV/0! | #DIV/0! | #DIV/0! | #DIV/0! | #DIV/0! | #DIV/0! | #DIV/0! | #DIV/0! | #DIV/0! | #DIV/0! | #DIV/0! | #DIV/0! | #DIV/0! | #DIV/0! | #DIV/0! | #DIV/0! | 4955 | 0 | 0 | 0 | 0 | 0
7 | 26 | 2012 | 208 | 4 | 0.0575 | 0 | #DIV/0! | #DIV/0! | #DIV/0! | #DIV/0! | #DIV/0! | #DIV/0! | #DIV/0! | #DIV/0! | #DIV/0! | #DIV/0! | #DIV/0! | #DIV/0! | #DIV/0! | #DIV/0! | #DIV/0! | #DIV/0! | #DIV/0! | #DIV/0! | #DIV/0! | #DIV/0! | 4956 | 0 | 0 | 0 | 0 | 0
7 | 27 | 2012 | 209 | 5 | 0.005 | 0 | #DIV/0! | #DIV/0! | #DIV/0! | #DIV/0! | #DIV/0! | #DIV/0! | #DIV/0! | #DIV/0! | #DIV/0! | #DIV/0! | #DIV/0! | #DIV/0! | #DIV/0! | #DIV/0! | #DIV/0! | #DIV/0! | #DIV/0! | #DIV/0! | #DIV/0! | #DIV/0! | 4957 | 0 | 0 | 0 | 0 | 0
7 | 28 | 2012 | 210 | 6 | 0.0675 | 0 | #DIV/0! | #DIV/0! | #DIV/0! | #DIV/0! | #DIV/0! | #DIV/0! | #DIV/0! | #DIV/0! | #DIV/0! | #DIV/0! | #DIV/0! | #DIV/0! | #DIV/0! | #DIV/0! | #DIV/0! | #DIV/0! | #DIV/0! | #DIV/0! | #DIV/0! | #DIV/0! | 4958 | 0 | 0 | 0 | 0 | 0
7 | 29 | 2012 | 211 | 7 | 0.0025 | 0 | #DIV/0! | #DIV/0! | #DIV/0! | #DIV/0! | #DIV/0! | #DIV/0! | #DIV/0! | #DIV/0! | #DIV/0! | #DIV/0! | #DIV/0! | #DIV/0! | #DIV/0! | #DIV/0! | #DIV/0! | #DIV/0! | #DIV/0! | #DIV/0! | #DIV/0! | #DIV/0! | 4959 | 0 | 0 | 0 | 0 | 0
7 | 30 | 2012 | 212 | 1 | 0.0075 | 0 | #DIV/0! | #DIV/0! | #DIV/0! | #DIV/0! | #DIV/0! | #DIV/0! | #DIV/0! | #DIV/0! | #DIV/0! | #DIV/0! | #DIV/0! | #DIV/0! | #DIV/0! | #DIV/0! | #DIV/0! | #DIV/0! | #DIV/0! | #DIV/0! | #DIV/0! | #DIV/0! | 4960 | 0 | 0 | 0 | 0 | 0
7 | 31 | 2012 | 213 | 2 | 0.01 | 0 | #DIV/0! | #DIV/0! | #DIV/0! | #DIV/0! | #DIV/0! | #DIV/0! | #DIV/0! | #DIV/0! | #DIV/0! | #DIV/0! | #DIV/0! | #DIV/0! | #DIV/0! | #DIV/0! | #DIV/0! | #DIV/0! | #DIV/0! | #DIV/0! | #DIV/0! | #DIV/0! | 4961 | 0 | 0 | 0 | 0 | 0
8 | 1 | 2012 | 214 | 3 | 0.1475 | 0 | #DIV/0! | #DIV/0! | #DIV/0! | #DIV/0! | #DIV/0! | #DIV/0! | #DIV/0! | #DIV/0! | #DIV/0! | #DIV/0! | #DIV/0! | #DIV/0! | #DIV/0! | #DIV/0! | #DIV/0! | #DIV/0! | #DIV/0! | #DIV/0! | #DIV/0! | #DIV/0! | 4962 | 0 | 0 | 0 | 0 | 0
8 | 2 | 2012 | 215 | 4 | 0.0175 | 0 | #DIV/0! | #DIV/0! | #DIV/0! | #DIV/0! | #DIV/0! | #DIV/0! | #DIV/0! | #DIV/0! | #DIV/0! | #DIV/0! | #DIV/0! | #DIV/0! | #DIV/0! | #DIV/0! | #DIV/0! | #DIV/0! | #DIV/0! | #DIV/0! | #DIV/0! | #DIV/0! | 4963 | 0 | 0 | 0 | 0 | 0
8 | 3 | 2012 | 216 | 5 | 0 | 0 | #DIV/0! | #DIV/0! | #DIV/0! | #DIV/0! | #DIV/0! | #DIV/0! | #DIV/0! | #DIV/0! | #DIV/0! | #DIV/0! | #DIV/0! | #DIV/0! | #DIV/0! | #DIV/0! | #DIV/0! | #DIV/0! | #DIV/0! | #DIV/0! | #DIV/0! | #DIV/0! | 4964 | 0 | 0 | 0 | 0 | 0
8 | 4 | 2012 | 217 | 6 | 0 | 0 | #DIV/0! | #DIV/0! | #DIV/0! | #DIV/0! | #DIV/0! | #DIV/0! | #DIV/0! | #DIV/0! | #DIV/0! | #DIV/0! | #DIV/0! | #DIV/0! | #DIV/0! | #DIV/0! | #DIV/0! | #DIV/0! | #DIV/0! | #DIV/0! | #DIV/0! | #DIV/0! | 4965 | 0 | 0 | 0 | 0 | 0
8 | 5 | 2012 | 218 | 7 | 0.045 | 0 | #DIV/0! | #DIV/0! | #DIV/0! | #DIV/0! | #DIV/0! | #DIV/0! | #DIV/0! | #DIV/0! | #DIV/0! | #DIV/0! | #DIV/0! | #DIV/0! | #DIV/0! | #DIV/0! | #DIV/0! | #DIV/0! | #DIV/0! | #DIV/0! | #DIV/0! | #DIV/0! | 4966 | 0 | 0 | 0 | 0 | 0
8 | 6 | 2012 | 219 | 1 | 0.0225 | 0 | #DIV/0! | #DIV/0! | #DIV/0! | #DIV/0! | #DIV/0! | #DIV/0! | #DIV/0! | #DIV/0! | #DIV/0! | #DIV/0! | #DIV/0! | #DIV/0! | #DIV/0! | #DIV/0! | #DIV/0! | #DIV/0! | #DIV/0! | #DIV/0! | #DIV/0! | #DIV/0! | 4967 | 0 | 0 | 0 | 0 | 0
8 | 7 | 2012 | 220 | 2 | 0.0025 | 0 | #DIV/0! | #DIV/0! | #DIV/0! | #DIV/0! | #DIV/0! | #DIV/0! | #DIV/0! | #DIV/0! | #DIV/0! | #DIV/0! | #DIV/0! | #DIV/0! | #DIV/0! | #DIV/0! | #DIV/0! | #DIV/0! | #DIV/0! | #DIV/0! | #DIV/0! | #DIV/0! | 4968 | 0 | 0 | 0 | 0 | 0
8 | 8 | 2012 | 221 | 3 | 0.0025 | 0 | #DIV/0! | #DIV/0! | #DIV/0! | #DIV/0! | #DIV/0! | #DIV/0! | #DIV/0! | #DIV/0! | #DIV/0! | #DIV/0! | #DIV/0! | #DIV/0! | #DIV/0! | #DIV/0! | #DIV/0! | #DIV/0! | #DIV/0! | #DIV/0! | #DIV/0! | #DIV/0! | 4969 | 0 | 0 | 0 | 0 | 0
8 | 9 | 2012 | 222 | 4 | 0.065 | 0 | #DIV/0! | #DIV/0! | #DIV/0! | #DIV/0! | #DIV/0! | #DIV/0! | #DIV/0! | #DIV/0! | #DIV/0! | #DIV/0! | #DIV/0! | #DIV/0! | #DIV/0! | #DIV/0! | #DIV/0! | #DIV/0! | #DIV/0! | #DIV/0! | #DIV/0! | #DIV/0! | 4970 | 0 | 0 | 0 | 0 | 0
8 | 10 | 2012 | 223 | 5 | 0.3825 | 0 | #DIV/0! | #DIV/0! | #DIV/0! | #DIV/0! | #DIV/0! | #DIV/0! | #DIV/0! | #DIV/0! | #DIV/0! | #DIV/0! | #DIV/0! | #DIV/0! | #DIV/0! | #DIV/0! | #DIV/0! | #DIV/0! | #DIV/0! | #DIV/0! | #DIV/0! | #DIV/0! | 4971 | 0 | 0 | 0 | 0 | 0
8 | 11 | 2012 | 224 | 6 | 0.5375 | 0 | #DIV/0! | #DIV/0! | #DIV/0! | #DIV/0! | #DIV/0! | #DIV/0! | #DIV/0! | #DIV/0! | #DIV/0! | #DIV/0! | #DIV/0! | #DIV/0! | #DIV/0! | #DIV/0! | #DIV/0! | #DIV/0! | #DIV/0! | #DIV/0! | #DIV/0! | #DIV/0! | 4972 | 0 | 0 | 0 | 0 | 0
8 | 12 | 2012 | 225 | 7 | 0.005 | 0 | #DIV/0! | #DIV/0! | #DIV/0! | #DIV/0! | #DIV/0! | #DIV/0! | #DIV/0! | #DIV/0! | #DIV/0! | #DIV/0! | #DIV/0! | #DIV/0! | #DIV/0! | #DIV/0! | #DIV/0! | #DIV/0! | #DIV/0! | #DIV/0! | #DIV/0! | #DIV/0! | 4973 | 0 | 0 | 0 | 0 | 0
8 | 13 | 2012 | 226 | 1 | 0 | 0 | #DIV/0! | #DIV/0! | #DIV/0! | #DIV/0! | #DIV/0! | #DIV/0! | #DIV/0! | #DIV/0! | #DIV/0! | #DIV/0! | #DIV/0! | #DIV/0! | #DIV/0! | #DIV/0! | #DIV/0! | #DIV/0! | #DIV/0! | #DIV/0! | #DIV/0! | #DIV/0! | 4974 | 0 | 0 | 0 | 0 | 0
8 | 14 | 2012 | 227 | 2 | 0.135 | 0 | #DIV/0! | #DIV/0! | #DIV/0! | #DIV/0! | #DIV/0! | #DIV/0! | #DIV/0! | #DIV/0! | #DIV/0! | #DIV/0! | #DIV/0! | #DIV/0! | #DIV/0! | #DIV/0! | #DIV/0! | #DIV/0! | #DIV/0! | #DIV/0! | #DIV/0! | #DIV/0! | 4975 | 0 | 0 | 0 | 0 | 0
8 | 15 | 2012 | 228 | 3 | 0.0125 | 0 | #DIV/0! | #DIV/0! | #DIV/0! | #DIV/0! | #DIV/0! | #DIV/0! | #DIV/0! | #DIV/0! | #DIV/0! | #DIV/0! | #DIV/0! | #DIV/0! | #DIV/0! | #DIV/0! | #DIV/0! | #DIV/0! | #DIV/0! | #DIV/0! | #DIV/0! | #DIV/0! | 4976 | 0 | 0 | 0 | 0 | 0
8 | 16 | 2012 | 229 | 4 | 0.0025 | 0 | #DIV/0! | #DIV/0! | #DIV/0! | #DIV/0! | #DIV/0! | #DIV/0! | #DIV/0! | #DIV/0! | #DIV/0! | #DIV/0! | #DIV/0! | #DIV/0! | #DIV/0! | #DIV/0! | #DIV/0! | #DIV/0! | #DIV/0! | #DIV/0! | #DIV/0! | #DIV/0! | 4977 | 0 | 0 | 0 | 0 | 0
8 | 17 | 2012 | 230 | 5 | 0.1275 | 0 | #DIV/0! | #DIV/0! | #DIV/0! | #DIV/0! | #DIV/0! | #DIV/0! | #DIV/0! | #DIV/0! | #DIV/0! | #DIV/0! | #DIV/0! | #DIV/0! | #DIV/0! | #DIV/0! | #DIV/0! | #DIV/0! | #DIV/0! | #DIV/0! | #DIV/0! | #DIV/0! | 4978 | 0 | 0 | 0 | 0 | 0
8 | 18 | 2012 | 231 | 6 | 0.08 | 0 | #DIV/0! | #DIV/0! | #DIV/0! | #DIV/0! | #DIV/0! | #DIV/0! | #DIV/0! | #DIV/0! | #DIV/0! | #DIV/0! | #DIV/0! | #DIV/0! | #DIV/0! | #DIV/0! | #DIV/0! | #DIV/0! | #DIV/0! | #DIV/0! | #DIV/0! | #DIV/0! | 4979 | 0 | 0 | 0 | 0 | 0
8 | 19 | 2012 | 232 | 7 | 0.18 | 0 | #DIV/0! | #DIV/0! | #DIV/0! | #DIV/0! | #DIV/0! | #DIV/0! | #DIV/0! | #DIV/0! | #DIV/0! | #DIV/0! | #DIV/0! | #DIV/0! | #DIV/0! | #DIV/0! | #DIV/0! | #DIV/0! | #DIV/0! | #DIV/0! | #DIV/0! | #DIV/0! | 4980 | 0 | 0 | 0 | 0 | 0
8 | 20 | 2012 | 233 | 1 | 0.2375 | 0 | #DIV/0! | #DIV/0! | #DIV/0! | #DIV/0! | #DIV/0! | #DIV/0! | #DIV/0! | #DIV/0! | #DIV/0! | #DIV/0! | #DIV/0! | #DIV/0! | #DIV/0! | #DIV/0! | #DIV/0! | #DIV/0! | #DIV/0! | #DIV/0! | #DIV/0! | #DIV/0! | 4981 | 0 | 0 | 0 | 0 | 0
8 | 21 | 2012 | 234 | 2 | 0.1525 | 0 | #DIV/0! | #DIV/0! | #DIV/0! | #DIV/0! | #DIV/0! | #DIV/0! | #DIV/0! | #DIV/0! | #DIV/0! | #DIV/0! | #DIV/0! | #DIV/0! | #DIV/0! | #DIV/0! | #DIV/0! | #DIV/0! | #DIV/0! | #DIV/0! | #DIV/0! | #DIV/0! | 4982 | 0 | 0 | 0 | 0 | 0
8 | 22 | 2012 | 235 | 3 | 0.0875 | 0 | #DIV/0! | #DIV/0! | #DIV/0! | #DIV/0! | #DIV/0! | #DIV/0! | #DIV/0! | #DIV/0! | #DIV/0! | #DIV/0! | #DIV/0! | #DIV/0! | #DIV/0! | #DIV/0! | #DIV/0! | #DIV/0! | #DIV/0! | #DIV/0! | #DIV/0! | #DIV/0! | 4983 | 0 | 0 | 0 | 0 | 0
8 | 23 | 2012 | 236 | 4 | 0.0475 | 0 | #DIV/0! | #DIV/0! | #DIV/0! | #DIV/0! | #DIV/0! | #DIV/0! | #DIV/0! | #DIV/0! | #DIV/0! | #DIV/0! | #DIV/0! | #DIV/0! | #DIV/0! | #DIV/0! | #DIV/0! | #DIV/0! | #DIV/0! | #DIV/0! | #DIV/0! | #DIV/0! | 4984 | 0 | 0 | 0 | 0 | 0
8 | 24 | 2012 | 237 | 5 | 0.0025 | 0 | #DIV/0! | #DIV/0! | #DIV/0! | #DIV/0! | #DIV/0! | #DIV/0! | #DIV/0! | #DIV/0! | #DIV/0! | #DIV/0! | #DIV/0! | #DIV/0! | #DIV/0! | #DIV/0! | #DIV/0! | #DIV/0! | #DIV/0! | #DIV/0! | #DIV/0! | #DIV/0! | 4985 | 0 | 0 | 0 | 0 | 0
8 | 25 | 2012 | 238 | 6 | 0.0475 | 0 | #DIV/0! | #DIV/0! | #DIV/0! | #DIV/0! | #DIV/0! | #DIV/0! | #DIV/0! | #DIV/0! | #DIV/0! | #DIV/0! | #DIV/0! | #DIV/0! | #DIV/0! | #DIV/0! | #DIV/0! | #DIV/0! | #DIV/0! | #DIV/0! | #DIV/0! | #DIV/0! | 4986 | 0 | 0 | 0 | 0 | 0
8 | 26 | 2012 | 239 | 7 | 1.07 | 0 | #DIV/0! | #DIV/0! | #DIV/0! | #DIV/0! | #DIV/0! | #DIV/0! | #DIV/0! | #DIV/0! | #DIV/0! | #DIV/0! | #DIV/0! | #DIV/0! | #DIV/0! | #DIV/0! | #DIV/0! | #DIV/0! | #DIV/0! | #DIV/0! | #DIV/0! | #DIV/0! | 4987 | 0 | 0 | 0 | 0 | 0
8 | 27 | 2012 | 240 | 1 | 0.105 | 0 | #DIV/0! | #DIV/0! | #DIV/0! | #DIV/0! | #DIV/0! | #DIV/0! | #DIV/0! | #DIV/0! | #DIV/0! | #DIV/0! | #DIV/0! | #DIV/0! | #DIV/0! | #DIV/0! | #DIV/0! | #DIV/0! | #DIV/0! | #DIV/0! | #DIV/0! | #DIV/0! | 4988 | 0 | 0 | 0 | 0 | 0
8 | 28 | 2012 | 241 | 2 | 0.02 | 0 | #DIV/0! | #DIV/0! | #DIV/0! | #DIV/0! | #DIV/0! | #DIV/0! | #DIV/0! | #DIV/0! | #DIV/0! | #DIV/0! | #DIV/0! | #DIV/0! | #DIV/0! | #DIV/0! | #DIV/0! | #DIV/0! | #DIV/0! | #DIV/0! | #DIV/0! | #DIV/0! | 4989 | 0 | 0 | 0 | 0 | 0
8 | 29 | 2012 | 242 | 3 | 0 | 0 | #DIV/0! | #DIV/0! | #DIV/0! | #DIV/0! | #DIV/0! | #DIV/0! | #DIV/0! | #DIV/0! | #DIV/0! | #DIV/0! | #DIV/0! | #DIV/0! | #DIV/0! | #DIV/0! | #DIV/0! | #DIV/0! | #DIV/0! | #DIV/0! | #DIV/0! | #DIV/0! | 4990 | 0 | 0 | 0 | 0 | 0
8 | 30 | 2012 | 243 | 4 | 0 | 0 | #DIV/0! | #DIV/0! | #DIV/0! | #DIV/0! | #DIV/0! | #DIV/0! | #DIV/0! | #DIV/0! | #DIV/0! | #DIV/0! | #DIV/0! | #DIV/0! | #DIV/0! | #DIV/0! | #DIV/0! | #DIV/0! | #DIV/0! | #DIV/0! | #DIV/0! | #DIV/0! | 4991 | 0 | 0 | 0 | 0 | 0
8 | 31 | 2012 | 244 | 5 | 0 | 0 | #DIV/0! | #DIV/0! | #DIV/0! | #DIV/0! | #DIV/0! | #DIV/0! | #DIV/0! | #DIV/0! | #DIV/0! | #DIV/0! | #DIV/0! | #DIV/0! | #DIV/0! | #DIV/0! | #DIV/0! | #DIV/0! | #DIV/0! | #DIV/0! | #DIV/0! | #DIV/0! | 4992 | 0 | 0 | 0 | 0 | 0
9 | 1 | 2012 | 245 | 6 | 0.49 | 0 | #DIV/0! | #DIV/0! | #DIV/0! | #DIV/0! | #DIV/0! | #DIV/0! | #DIV/0! | #DIV/0! | #DIV/0! | #DIV/0! | #DIV/0! | #DIV/0! | #DIV/0! | #DIV/0! | #DIV/0! | #DIV/0! | #DIV/0! | #DIV/0! | #DIV/0! | #DIV/0! | 4993 | 0 | 0 | 0 | 0 | 0
9 | 2 | 2012 | 246 | 7 | 0.335 | 0 | #DIV/0! | #DIV/0! | #DIV/0! | #DIV/0! | #DIV/0! | #DIV/0! | #DIV/0! | #DIV/0! | #DIV/0! | #DIV/0! | #DIV/0! | #DIV/0! | #DIV/0! | #DIV/0! | #DIV/0! | #DIV/0! | #DIV/0! | #DIV/0! | #DIV/0! | #DIV/0! | 4994 | 0 | 0 | 0 | 0 | 0
9 | 3 | 2012 | 247 | 1 | 0.0075 | 0 | #DIV/0! | #DIV/0! | #DIV/0! | #DIV/0! | #DIV/0! | #DIV/0! | #DIV/0! | #DIV/0! | #DIV/0! | #DIV/0! | #DIV/0! | #DIV/0! | #DIV/0! | #DIV/0! | #DIV/0! | #DIV/0! | #DIV/0! | #DIV/0! | #DIV/0! | #DIV/0! | 4995 | 0 | 0 | 0 | 0 | 0
9 | 4 | 2012 | 248 | 2 | 0.0075 | 0 | #DIV/0! | #DIV/0! | #DIV/0! | #DIV/0! | #DIV/0! | #DIV/0! | #DIV/0! | #DIV/0! | #DIV/0! | #DIV/0! | #DIV/0! | #DIV/0! | #DIV/0! | #DIV/0! | #DIV/0! | #DIV/0! | #DIV/0! | #DIV/0! | #DIV/0! | #DIV/0! | 4996 | 0 | 0 | 0 | 0 | 0
9 | 5 | 2012 | 249 | 3 | 0.1225 | 0 | #DIV/0! | #DIV/0! | #DIV/0! | #DIV/0! | #DIV/0! | #DIV/0! | #DIV/0! | #DIV/0! | #DIV/0! | #DIV/0! | #DIV/0! | #DIV/0! | #DIV/0! | #DIV/0! | #DIV/0! | #DIV/0! | #DIV/0! | #DIV/0! | #DIV/0! | #DIV/0! | 4997 | 0 | 0 | 0 | 0 | 0
9 | 6 | 2012 | 250 | 4 | 0.0725 | 0 | #DIV/0! | #DIV/0! | #DIV/0! | #DIV/0! | #DIV/0! | #DIV/0! | #DIV/0! | #DIV/0! | #DIV/0! | #DIV/0! | #DIV/0! | #DIV/0! | #DIV/0! | #DIV/0! | #DIV/0! | #DIV/0! | #DIV/0! | #DIV/0! | #DIV/0! | #DIV/0! | 4998 | 0 | 0 | 0 | 0 | 0
9 | 7 | 2012 | 251 | 5 | 0.05 | 0 | #DIV/0! | #DIV/0! | #DIV/0! | #DIV/0! | #DIV/0! | #DIV/0! | #DIV/0! | #DIV/0! | #DIV/0! | #DIV/0! | #DIV/0! | #DIV/0! | #DIV/0! | #DIV/0! | #DIV/0! | #DIV/0! | #DIV/0! | #DIV/0! | #DIV/0! | #DIV/0! | 4999 | 0 | 0 | 0 | 0 | 0
9 | 8 | 2012 | 252 | 6 | 0.275 | 0 | #DIV/0! | #DIV/0! | #DIV/0! | #DIV/0! | #DIV/0! | #DIV/0! | #DIV/0! | #DIV/0! | #DIV/0! | #DIV/0! | #DIV/0! | #DIV/0! | #DIV/0! | #DIV/0! | #DIV/0! | #DIV/0! | #DIV/0! | #DIV/0! | #DIV/0! | #DIV/0! | 5000 | 0 | 0 | 0 | 0 | 0
9 | 9 | 2012 | 253 | 7 | 0.1675 | 0 | #DIV/0! | #DIV/0! | #DIV/0! | #DIV/0! | #DIV/0! | #DIV/0! | #DIV/0! | #DIV/0! | #DIV/0! | #DIV/0! | #DIV/0! | #DIV/0! | #DIV/0! | #DIV/0! | #DIV/0! | #DIV/0! | #DIV/0! | #DIV/0! | #DIV/0! | #DIV/0! | 5001 | 0 | 0 | 0 | 0 | 0
9 | 10 | 2012 | 254 | 1 | 0.0025 | 0 | #DIV/0! | #DIV/0! | #DIV/0! | #DIV/0! | #DIV/0! | #DIV/0! | #DIV/0! | #DIV/0! | #DIV/0! | #DIV/0! | #DIV/0! | #DIV/0! | #DIV/0! | #DIV/0! | #DIV/0! | #DIV/0! | #DIV/0! | #DIV/0! | #DIV/0! | #DIV/0! | 5002 | 0 | 0 | 0 | 0 | 0
9 | 11 | 2012 | 255 | 2 | 0 | 0 | #DIV/0! | #DIV/0! | #DIV/0! | #DIV/0! | #DIV/0! | #DIV/0! | #DIV/0! | #DIV/0! | #DIV/0! | #DIV/0! | #DIV/0! | #DIV/0! | #DIV/0! | #DIV/0! | #DIV/0! | #DIV/0! | #DIV/0! | #DIV/0! | #DIV/0! | #DIV/0! | 5003 | 0 | 0 | 0 | 0 | 0
9 | 12 | 2012 | 256 | 3 | 0 | 0 | #DIV/0! | #DIV/0! | #DIV/0! | #DIV/0! | #DIV/0! | #DIV/0! | #DIV/0! | #DIV/0! | #DIV/0! | #DIV/0! | #DIV/0! | #DIV/0! | #DIV/0! | #DIV/0! | #DIV/0! | #DIV/0! | #DIV/0! | #DIV/0! | #DIV/0! | #DIV/0! | 5004 | 0 | 0 | 0 | 0 | 0
9 | 13 | 2012 | 257 | 4 | 0 | 0 | #DIV/0! | #DIV/0! | #DIV/0! | #DIV/0! | #DIV/0! | #DIV/0! | #DIV/0! | #DIV/0! | #DIV/0! | #DIV/0! | #DIV/0! | #DIV/0! | #DIV/0! | #DIV/0! | #DIV/0! | #DIV/0! | #DIV/0! | #DIV/0! | #DIV/0! | #DIV/0! | 5005 | 0 | 0 | 0 | 0 | 0
9 | 14 | 2012 | 258 | 5 | 0 | 0 | #DIV/0! | #DIV/0! | #DIV/0! | #DIV/0! | #DIV/0! | #DIV/0! | #DIV/0! | #DIV/0! | #DIV/0! | #DIV/0! | #DIV/0! | #DIV/0! | #DIV/0! | #DIV/0! | #DIV/0! | #DIV/0! | #DIV/0! | #DIV/0! | #DIV/0! | #DIV/0! | 5006 | 0 | 0 | 0 | 0 | 0
9 | 15 | 2012 | 259 | 6 | 0 | 0 | #DIV/0! | #DIV/0! | #DIV/0! | #DIV/0! | #DIV/0! | #DIV/0! | #DIV/0! | #DIV/0! | #DIV/0! | #DIV/0! | #DIV/0! | #DIV/0! | #DIV/0! | #DIV/0! | #DIV/0! | #DIV/0! | #DIV/0! | #DIV/0! | #DIV/0! | #DIV/0! | 5007 | 0 | 0 | 0 | 0 | 0
9 | 16 | 2012 | 260 | 7 | 0 | 0 | #DIV/0! | #DIV/0! | #DIV/0! | #DIV/0! | #DIV/0! | #DIV/0! | #DIV/0! | #DIV/0! | #DIV/0! | #DIV/0! | #DIV/0! | #DIV/0! | #DIV/0! | #DIV/0! | #DIV/0! | #DIV/0! | #DIV/0! | #DIV/0! | #DIV/0! | #DIV/0! | 5008 | 0 | 0 | 0 | 0 | 0
9 | 17 | 2012 | 261 | 1 | 0.055 | 0 | #DIV/0! | #DIV/0! | #DIV/0! | #DIV/0! | #DIV/0! | #DIV/0! | #DIV/0! | #DIV/0! | #DIV/0! | #DIV/0! | #DIV/0! | #DIV/0! | #DIV/0! | #DIV/0! | #DIV/0! | #DIV/0! | #DIV/0! | #DIV/0! | #DIV/0! | #DIV/0! | 5009 | 0 | 0 | 0 | 0 | 0
9 | 18 | 2012 | 262 | 2 | 0.7275 | 0 | #DIV/0! | #DIV/0! | #DIV/0! | #DIV/0! | #DIV/0! | #DIV/0! | #DIV/0! | #DIV/0! | #DIV/0! | #DIV/0! | #DIV/0! | #DIV/0! | #DIV/0! | #DIV/0! | #DIV/0! | #DIV/0! | #DIV/0! | #DIV/0! | #DIV/0! | #DIV/0! | 5010 | 0 | 0 | 0 | 0 | 0
9 | 19 | 2012 | 263 | 3 | 0.2075 | 0 | #DIV/0! | #DIV/0! | #DIV/0! | #DIV/0! | #DIV/0! | #DIV/0! | #DIV/0! | #DIV/0! | #DIV/0! | #DIV/0! | #DIV/0! | #DIV/0! | #DIV/0! | #DIV/0! | #DIV/0! | #DIV/0! | #DIV/0! | #DIV/0! | #DIV/0! | #DIV/0! | 5011 | 0 | 0 | 0 | 0 | 0
9 | 20 | 2012 | 264 | 4 | 0.0025 | 0 | #DIV/0! | #DIV/0! | #DIV/0! | #DIV/0! | #DIV/0! | #DIV/0! | #DIV/0! | #DIV/0! | #DIV/0! | #DIV/0! | #DIV/0! | #DIV/0! | #DIV/0! | #DIV/0! | #DIV/0! | #DIV/0! | #DIV/0! | #DIV/0! | #DIV/0! | #DIV/0! | 5012 | 0 | 0 | 0 | 0 | 0
9 | 21 | 2012 | 265 | 5 | 0 | 0 | #DIV/0! | #DIV/0! | #DIV/0! | #DIV/0! | #DIV/0! | #DIV/0! | #DIV/0! | #DIV/0! | #DIV/0! | #DIV/0! | #DIV/0! | #DIV/0! | #DIV/0! | #DIV/0! | #DIV/0! | #DIV/0! | #DIV/0! | #DIV/0! | #DIV/0! | #DIV/0! | 5013 | 0 | 0 | 0 | 0 | 0
9 | 22 | 2012 | 266 | 6 | 0.0675 | 0 | #DIV/0! | #DIV/0! | #DIV/0! | #DIV/0! | #DIV/0! | #DIV/0! | #DIV/0! | #DIV/0! | #DIV/0! | #DIV/0! | #DIV/0! | #DIV/0! | #DIV/0! | #DIV/0! | #DIV/0! | #DIV/0! | #DIV/0! | #DIV/0! | #DIV/0! | #DIV/0! | 5014 | 0 | 0 | 0 | 0 | 0
9 | 23 | 2012 | 267 | 7 | 0 | 0 | #DIV/0! | #DIV/0! | #DIV/0! | #DIV/0! | #DIV/0! | #DIV/0! | #DIV/0! | #DIV/0! | #DIV/0! | #DIV/0! | #DIV/0! | #DIV/0! | #DIV/0! | #DIV/0! | #DIV/0! | #DIV/0! | #DIV/0! | #DIV/0! | #DIV/0! | #DIV/0! | 5015 | 0 | 0 | 0 | 0 | 0
9 | 24 | 2012 | 268 | 1 | 0 | 0 | #DIV/0! | #DIV/0! | #DIV/0! | #DIV/0! | #DIV/0! | #DIV/0! | #DIV/0! | #DIV/0! | #DIV/0! | #DIV/0! | #DIV/0! | #DIV/0! | #DIV/0! | #DIV/0! | #DIV/0! | #DIV/0! | #DIV/0! | #DIV/0! | #DIV/0! | #DIV/0! | 5016 | 0 | 0 | 0 | 0 | 0
9 | 25 | 2012 | 269 | 2 | 0 | 0 | #DIV/0! | #DIV/0! | #DIV/0! | #DIV/0! | #DIV/0! | #DIV/0! | #DIV/0! | #DIV/0! | #DIV/0! | #DIV/0! | #DIV/0! | #DIV/0! | #DIV/0! | #DIV/0! | #DIV/0! | #DIV/0! | #DIV/0! | #DIV/0! | #DIV/0! | #DIV/0! | 5017 | 0 | 0 | 0 | 0 | 0
9 | 26 | 2012 | 270 | 3 | 0.04 | 0 | #DIV/0! | #DIV/0! | #DIV/0! | #DIV/0! | #DIV/0! | #DIV/0! | #DIV/0! | #DIV/0! | #DIV/0! | #DIV/0! | #DIV/0! | #DIV/0! | #DIV/0! | #DIV/0! | #DIV/0! | #DIV/0! | #DIV/0! | #DIV/0! | #DIV/0! | #DIV/0! | 5018 | 0 | 0 | 0 | 0 | 0
9 | 27 | 2012 | 271 | 4 | 0.2825 | 0 | #DIV/0! | #DIV/0! | #DIV/0! | #DIV/0! | #DIV/0! | #DIV/0! | #DIV/0! | #DIV/0! | #DIV/0! | #DIV/0! | #DIV/0! | #DIV/0! | #DIV/0! | #DIV/0! | #DIV/0! | #DIV/0! | #DIV/0! | #DIV/0! | #DIV/0! | #DIV/0! | 5019 | 0 | 0 | 0 | 0 | 0
9 | 28 | 2012 | 272 | 5 | 0.2225 | 0 | #DIV/0! | #DIV/0! | #DIV/0! | #DIV/0! | #DIV/0! | #DIV/0! | #DIV/0! | #DIV/0! | #DIV/0! | #DIV/0! | #DIV/0! | #DIV/0! | #DIV/0! | #DIV/0! | #DIV/0! | #DIV/0! | #DIV/0! | #DIV/0! | #DIV/0! | #DIV/0! | 5020 | 0 | 0 | 0 | 0 | 0
9 | 29 | 2012 | 273 | 6 | 0.045 | 0 | #DIV/0! | #DIV/0! | #DIV/0! | #DIV/0! | #DIV/0! | #DIV/0! | #DIV/0! | #DIV/0! | #DIV/0! | #DIV/0! | #DIV/0! | #DIV/0! | #DIV/0! | #DIV/0! | #DIV/0! | #DIV/0! | #DIV/0! | #DIV/0! | #DIV/0! | #DIV/0! | 5021 | 0 | 0 | 0 | 0 | 0
9 | 30 | 2012 | 274 | 7 | 0.015 | 0 | #DIV/0! | #DIV/0! | #DIV/0! | #DIV/0! | #DIV/0! | #DIV/0! | #DIV/0! | #DIV/0! | #DIV/0! | #DIV/0! | #DIV/0! | #DIV/0! | #DIV/0! | #DIV/0! | #DIV/0! | #DIV/0! | #DIV/0! | #DIV/0! | #DIV/0! | #DIV/0! | 5022 | 0 | 0 | 0 | 0 | 0
10 | 1 | 2012 | 275 | 1 | 0.0075 | 0 | #DIV/0! | #DIV/0! | #DIV/0! | #DIV/0! | #DIV/0! | #DIV/0! | #DIV/0! | #DIV/0! | #DIV/0! | #DIV/0! | #DIV/0! | #DIV/0! | #DIV/0! | #DIV/0! | #DIV/0! | #DIV/0! | #DIV/0! | #DIV/0! | #DIV/0! | #DIV/0! | 5023 | 0 | 0 | 0 | 0 | 0
10 | 2 | 2012 | 276 | 2 | 0.835 | 0 | #DIV/0! | #DIV/0! | #DIV/0! | #DIV/0! | #DIV/0! | #DIV/0! | #DIV/0! | #DIV/0! | #DIV/0! | #DIV/0! | #DIV/0! | #DIV/0! | #DIV/0! | #DIV/0! | #DIV/0! | #DIV/0! | #DIV/0! | #DIV/0! | #DIV/0! | #DIV/0! | 5024 | 0 | 0 | 0 | 0 | 0
10 | 3 | 2012 | 277 | 3 | 0.0425 | 0 | #DIV/0! | #DIV/0! | #DIV/0! | #DIV/0! | #DIV/0! | #DIV/0! | #DIV/0! | #DIV/0! | #DIV/0! | #DIV/0! | #DIV/0! | #DIV/0! | #DIV/0! | #DIV/0! | #DIV/0! | #DIV/0! | #DIV/0! | #DIV/0! | #DIV/0! | #DIV/0! | 5025 | 0 | 0 | 0 | 0 | 0
10 | 4 | 2012 | 278 | 4 | 0.015 | 0 | #DIV/0! | #DIV/0! | #DIV/0! | #DIV/0! | #DIV/0! | #DIV/0! | #DIV/0! | #DIV/0! | #DIV/0! | #DIV/0! | #DIV/0! | #DIV/0! | #DIV/0! | #DIV/0! | #DIV/0! | #DIV/0! | #DIV/0! | #DIV/0! | #DIV/0! | #DIV/0! | 5026 | 0 | 0 | 0 | 0 | 0
10 | 5 | 2012 | 279 | 5 | 0.0025 | 0 | #DIV/0! | #DIV/0! | #DIV/0! | #DIV/0! | #DIV/0! | #DIV/0! | #DIV/0! | #DIV/0! | #DIV/0! | #DIV/0! | #DIV/0! | #DIV/0! | #DIV/0! | #DIV/0! | #DIV/0! | #DIV/0! | #DIV/0! | #DIV/0! | #DIV/0! | #DIV/0! | 5027 | 0 | 0 | 0 | 0 | 0
10 | 6 | 2012 | 280 | 6 | 0.0025 | 0 | #DIV/0! | #DIV/0! | #DIV/0! | #DIV/0! | #DIV/0! | #DIV/0! | #DIV/0! | #DIV/0! | #DIV/0! | #DIV/0! | #DIV/0! | #DIV/0! | #DIV/0! | #DIV/0! | #DIV/0! | #DIV/0! | #DIV/0! | #DIV/0! | #DIV/0! | #DIV/0! | 5028 | 0 | 0 | 0 | 0 | 0
10 | 7 | 2012 | 281 | 7 | 0.085 | 0 | #DIV/0! | #DIV/0! | #DIV/0! | #DIV/0! | #DIV/0! | #DIV/0! | #DIV/0! | #DIV/0! | #DIV/0! | #DIV/0! | #DIV/0! | #DIV/0! | #DIV/0! | #DIV/0! | #DIV/0! | #DIV/0! | #DIV/0! | #DIV/0! | #DIV/0! | #DIV/0! | 5029 | 0 | 0 | 0 | 0 | 0
10 | 8 | 2012 | 282 | 1 | 0.0575 | 0 | #DIV/0! | #DIV/0! | #DIV/0! | #DIV/0! | #DIV/0! | #DIV/0! | #DIV/0! | #DIV/0! | #DIV/0! | #DIV/0! | #DIV/0! | #DIV/0! | #DIV/0! | #DIV/0! | #DIV/0! | #DIV/0! | #DIV/0! | #DIV/0! | #DIV/0! | #DIV/0! | 5030 | 0 | 0 | 0 | 0 | 0
10 | 9 | 2012 | 283 | 2 | 0.105 | 0 | #DIV/0! | #DIV/0! | #DIV/0! | #DIV/0! | #DIV/0! | #DIV/0! | #DIV/0! | #DIV/0! | #DIV/0! | #DIV/0! | #DIV/0! | #DIV/0! | #DIV/0! | #DIV/0! | #DIV/0! | #DIV/0! | #DIV/0! | #DIV/0! | #DIV/0! | #DIV/0! | 5031 | 0 | 0 | 0 | 0 | 0
10 | 10 | 2012 | 284 | 3 | 0.005 | 0 | #DIV/0! | #DIV/0! | #DIV/0! | #DIV/0! | #DIV/0! | #DIV/0! | #DIV/0! | #DIV/0! | #DIV/0! | #DIV/0! | #DIV/0! | #DIV/0! | #DIV/0! | #DIV/0! | #DIV/0! | #DIV/0! | #DIV/0! | #DIV/0! | #DIV/0! | #DIV/0! | 5032 | 0 | 0 | 0 | 0 | 0
10 | 11 | 2012 | 285 | 4 | 0.0025 | 0 | #DIV/0! | #DIV/0! | #DIV/0! | #DIV/0! | #DIV/0! | #DIV/0! | #DIV/0! | #DIV/0! | #DIV/0! | #DIV/0! | #DIV/0! | #DIV/0! | #DIV/0! | #DIV/0! | #DIV/0! | #DIV/0! | #DIV/0! | #DIV/0! | #DIV/0! | #DIV/0! | 5033 | 0 | 0 | 0 | 0 | 0
10 | 12 | 2012 | 286 | 5 | 0 | 0 | #DIV/0! | #DIV/0! | #DIV/0! | #DIV/0! | #DIV/0! | #DIV/0! | #DIV/0! | #DIV/0! | #DIV/0! | #DIV/0! | #DIV/0! | #DIV/0! | #DIV/0! | #DIV/0! | #DIV/0! | #DIV/0! | #DIV/0! | #DIV/0! | #DIV/0! | #DIV/0! | 5034 | 0 | 0 | 0 | 0 | 0
10 | 13 | 2012 | 287 | 6 | 0 | 0 | #DIV/0! | #DIV/0! | #DIV/0! | #DIV/0! | #DIV/0! | #DIV/0! | #DIV/0! | #DIV/0! | #DIV/0! | #DIV/0! | #DIV/0! | #DIV/0! | #DIV/0! | #DIV/0! | #DIV/0! | #DIV/0! | #DIV/0! | #DIV/0! | #DIV/0! | #DIV/0! | 5035 | 0 | 0 | 0 | 0 | 0
10 | 14 | 2012 | 288 | 7 | 0 | 0 | #DIV/0! | #DIV/0! | #DIV/0! | #DIV/0! | #DIV/0! | #DIV/0! | #DIV/0! | #DIV/0! | #DIV/0! | #DIV/0! | #DIV/0! | #DIV/0! | #DIV/0! | #DIV/0! | #DIV/0! | #DIV/0! | #DIV/0! | #DIV/0! | #DIV/0! | #DIV/0! | 5036 | 0 | 0 | 0 | 0 | 0
10 | 15 | 2012 | 289 | 1 | 0.2125 | 0 | #DIV/0! | #DIV/0! | #DIV/0! | #DIV/0! | #DIV/0! | #DIV/0! | #DIV/0! | #DIV/0! | #DIV/0! | #DIV/0! | #DIV/0! | #DIV/0! | #DIV/0! | #DIV/0! | #DIV/0! | #DIV/0! | #DIV/0! | #DIV/0! | #DIV/0! | #DIV/0! | 5037 | 0 | 0 | 0 | 0 | 0
10 | 16 | 2012 | 290 | 2 | 0.025 | 0 | #DIV/0! | #DIV/0! | #DIV/0! | #DIV/0! | #DIV/0! | #DIV/0! | #DIV/0! | #DIV/0! | #DIV/0! | #DIV/0! | #DIV/0! | #DIV/0! | #DIV/0! | #DIV/0! | #DIV/0! | #DIV/0! | #DIV/0! | #DIV/0! | #DIV/0! | #DIV/0! | 5038 | 0 | 0 | 0 | 0 | 0
10 | 17 | 2012 | 291 | 3 | 0.0025 | 0 | #DIV/0! | #DIV/0! | #DIV/0! | #DIV/0! | #DIV/0! | #DIV/0! | #DIV/0! | #DIV/0! | #DIV/0! | #DIV/0! | #DIV/0! | #DIV/0! | #DIV/0! | #DIV/0! | #DIV/0! | #DIV/0! | #DIV/0! | #DIV/0! | #DIV/0! | #DIV/0! | 5039 | 0 | 0 | 0 | 0 | 0
10 | 18 | 2012 | 292 | 4 | 0.105 | 0 | #DIV/0! | #DIV/0! | #DIV/0! | #DIV/0! | #DIV/0! | #DIV/0! | #DIV/0! | #DIV/0! | #DIV/0! | #DIV/0! | #DIV/0! | #DIV/0! | #DIV/0! | #DIV/0! | #DIV/0! | #DIV/0! | #DIV/0! | #DIV/0! | #DIV/0! | #DIV/0! | 5040 | 0 | 0 | 0 | 0 | 0
10 | 19 | 2012 | 293 | 5 | 0.3025 | 0 | #DIV/0! | #DIV/0! | #DIV/0! | #DIV/0! | #DIV/0! | #DIV/0! | #DIV/0! | #DIV/0! | #DIV/0! | #DIV/0! | #DIV/0! | #DIV/0! | #DIV/0! | #DIV/0! | #DIV/0! | #DIV/0! | #DIV/0! | #DIV/0! | #DIV/0! | #DIV/0! | 5041 | 0 | 0 | 0 | 0 | 0
10 | 20 | 2012 | 294 | 6 | 0.0375 | 0 | #DIV/0! | #DIV/0! | #DIV/0! | #DIV/0! | #DIV/0! | #DIV/0! | #DIV/0! | #DIV/0! | #DIV/0! | #DIV/0! | #DIV/0! | #DIV/0! | #DIV/0! | #DIV/0! | #DIV/0! | #DIV/0! | #DIV/0! | #DIV/0! | #DIV/0! | #DIV/0! | 5042 | 0 | 0 | 0 | 0 | 0
10 | 21 | 2012 | 295 | 7 | 0.0025 | 0 | #DIV/0! | #DIV/0! | #DIV/0! | #DIV/0! | #DIV/0! | #DIV/0! | #DIV/0! | #DIV/0! | #DIV/0! | #DIV/0! | #DIV/0! | #DIV/0! | #DIV/0! | #DIV/0! | #DIV/0! | #DIV/0! | #DIV/0! | #DIV/0! | #DIV/0! | #DIV/0! | 5043 | 0 | 0 | 0 | 0 | 0
10 | 22 | 2012 | 296 | 1 | 0 | 0 | #DIV/0! | #DIV/0! | #DIV/0! | #DIV/0! | #DIV/0! | #DIV/0! | #DIV/0! | #DIV/0! | #DIV/0! | #DIV/0! | #DIV/0! | #DIV/0! | #DIV/0! | #DIV/0! | #DIV/0! | #DIV/0! | #DIV/0! | #DIV/0! | #DIV/0! | #DIV/0! | 5044 | 0 | 0 | 0 | 0 | 0
10 | 23 | 2012 | 297 | 2 | 0 | 0 | #DIV/0! | #DIV/0! | #DIV/0! | #DIV/0! | #DIV/0! | #DIV/0! | #DIV/0! | #DIV/0! | #DIV/0! | #DIV/0! | #DIV/0! | #DIV/0! | #DIV/0! | #DIV/0! | #DIV/0! | #DIV/0! | #DIV/0! | #DIV/0! | #DIV/0! | #DIV/0! | 5045 | 0 | 0 | 0 | 0 | 0
10 | 24 | 2012 | 298 | 3 | 0 | 0 | #DIV/0! | #DIV/0! | #DIV/0! | #DIV/0! | #DIV/0! | #DIV/0! | #DIV/0! | #DIV/0! | #DIV/0! | #DIV/0! | #DIV/0! | #DIV/0! | #DIV/0! | #DIV/0! | #DIV/0! | #DIV/0! | #DIV/0! | #DIV/0! | #DIV/0! | #DIV/0! | 5046 | 0 | 0 | 0 | 0 | 0
10 | 25 | 2012 | 299 | 4 | 0 | 0 | #DIV/0! | #DIV/0! | #DIV/0! | #DIV/0! | #DIV/0! | #DIV/0! | #DIV/0! | #DIV/0! | #DIV/0! | #DIV/0! | #DIV/0! | #DIV/0! | #DIV/0! | #DIV/0! | #DIV/0! | #DIV/0! | #DIV/0! | #DIV/0! | #DIV/0! | #DIV/0! | 5047 | 0 | 0 | 0 | 0 | 0
10 | 26 | 2012 | 300 | 5 | 0 | 0 | #DIV/0! | #DIV/0! | #DIV/0! | #DIV/0! | #DIV/0! | #DIV/0! | #DIV/0! | #DIV/0! | #DIV/0! | #DIV/0! | #DIV/0! | #DIV/0! | #DIV/0! | #DIV/0! | #DIV/0! | #DIV/0! | #DIV/0! | #DIV/0! | #DIV/0! | #DIV/0! | 5048 | 0 | 0 | 0 | 0 | 0
10 | 27 | 2012 | 301 | 6 | 0 | 0 | #DIV/0! | #DIV/0! | #DIV/0! | #DIV/0! | #DIV/0! | #DIV/0! | #DIV/0! | #DIV/0! | #DIV/0! | #DIV/0! | #DIV/0! | #DIV/0! | #DIV/0! | #DIV/0! | #DIV/0! | #DIV/0! | #DIV/0! | #DIV/0! | #DIV/0! | #DIV/0! | 5049 | 0 | 0 | 0 | 0 | 0
10 | 28 | 2012 | 302 | 7 | 0.1975 | 0 | #DIV/0! | #DIV/0! | #DIV/0! | #DIV/0! | #DIV/0! | #DIV/0! | #DIV/0! | #DIV/0! | #DIV/0! | #DIV/0! | #DIV/0! | #DIV/0! | #DIV/0! | #DIV/0! | #DIV/0! | #DIV/0! | #DIV/0! | #DIV/0! | #DIV/0! | #DIV/0! | 5050 | 0 | 0 | 0 | 0 | 0
10 | 29 | 2012 | 303 | 1 | 3.6475 | 0 | #DIV/0! | #DIV/0! | #DIV/0! | #DIV/0! | #DIV/0! | #DIV/0! | #DIV/0! | #DIV/0! | #DIV/0! | #DIV/0! | #DIV/0! | #DIV/0! | #DIV/0! | #DIV/0! | #DIV/0! | #DIV/0! | #DIV/0! | #DIV/0! | #DIV/0! | #DIV/0! | 5051 | 0 | 0 | 0 | 0 | 0
10 | 30 | 2012 | 304 | 2 | 2.065 | 0 | #DIV/0! | #DIV/0! | #DIV/0! | #DIV/0! | #DIV/0! | #DIV/0! | #DIV/0! | #DIV/0! | #DIV/0! | #DIV/0! | #DIV/0! | #DIV/0! | #DIV/0! | #DIV/0! | #DIV/0! | #DIV/0! | #DIV/0! | #DIV/0! | #DIV/0! | #DIV/0! | 5052 | 0 | 0 | 0 | 0 | 0
10 | 31 | 2012 | 305 | 3 | 0.0625 | 0 | #DIV/0! | #DIV/0! | #DIV/0! | #DIV/0! | #DIV/0! | #DIV/0! | #DIV/0! | #DIV/0! | #DIV/0! | #DIV/0! | #DIV/0! | #DIV/0! | #DIV/0! | #DIV/0! | #DIV/0! | #DIV/0! | #DIV/0! | #DIV/0! | #DIV/0! | #DIV/0! | 5053 | 0 | 0 | 0 | 0 | 0
11 | 1 | 2012 | 306 | 4 | 0.0025 | 0 | #DIV/0! | #DIV/0! | #DIV/0! | #DIV/0! | #DIV/0! | #DIV/0! | #DIV/0! | #DIV/0! | #DIV/0! | #DIV/0! | #DIV/0! | #DIV/0! | #DIV/0! | #DIV/0! | #DIV/0! | #DIV/0! | #DIV/0! | #DIV/0! | #DIV/0! | #DIV/0! | 5054 | 0 | 0 | 0 | 0 | 0
11 | 2 | 2012 | 307 | 5 | 0 | 0 | #DIV/0! | #DIV/0! | #DIV/0! | #DIV/0! | #DIV/0! | #DIV/0! | #DIV/0! | #DIV/0! | #DIV/0! | #DIV/0! | #DIV/0! | #DIV/0! | #DIV/0! | #DIV/0! | #DIV/0! | #DIV/0! | #DIV/0! | #DIV/0! | #DIV/0! | #DIV/0! | 5055 | 0 | 0 | 0 | 0 | 0
11 | 3 | 2012 | 308 | 6 | 0 | 0 | #DIV/0! | #DIV/0! | #DIV/0! | #DIV/0! | #DIV/0! | #DIV/0! | #DIV/0! | #DIV/0! | #DIV/0! | #DIV/0! | #DIV/0! | #DIV/0! | #DIV/0! | #DIV/0! | #DIV/0! | #DIV/0! | #DIV/0! | #DIV/0! | #DIV/0! | #DIV/0! | 5056 | 0 | 0 | 0 | 0 | 0
11 | 4 | 2012 | 309 | 7 | 0 | 0 | #DIV/0! | #DIV/0! | #DIV/0! | #DIV/0! | #DIV/0! | #DIV/0! | #DIV/0! | #DIV/0! | #DIV/0! | #DIV/0! | #DIV/0! | #DIV/0! | #DIV/0! | #DIV/0! | #DIV/0! | #DIV/0! | #DIV/0! | #DIV/0! | #DIV/0! | #DIV/0! | 5057 | 0 | 0 | 0 | 0 | 0
11 | 5 | 2012 | 310 | 1 | 0 | 0 | #DIV/0! | #DIV/0! | #DIV/0! | #DIV/0! | #DIV/0! | #DIV/0! | #DIV/0! | #DIV/0! | #DIV/0! | #DIV/0! | #DIV/0! | #DIV/0! | #DIV/0! | #DIV/0! | #DIV/0! | #DIV/0! | #DIV/0! | #DIV/0! | #DIV/0! | #DIV/0! | 5058 | 0 | 0 | 0 | 0 | 0
11 | 6 | 2012 | 311 | 2 | 0 | 0 | #DIV/0! | #DIV/0! | #DIV/0! | #DIV/0! | #DIV/0! | #DIV/0! | #DIV/0! | #DIV/0! | #DIV/0! | #DIV/0! | #DIV/0! | #DIV/0! | #DIV/0! | #DIV/0! | #DIV/0! | #DIV/0! | #DIV/0! | #DIV/0! | #DIV/0! | #DIV/0! | 5059 | 0 | 0 | 0 | 0 | 0
11 | 7 | 2012 | 312 | 3 | 0.02 | 0 | #DIV/0! | #DIV/0! | #DIV/0! | #DIV/0! | #DIV/0! | #DIV/0! | #DIV/0! | #DIV/0! | #DIV/0! | #DIV/0! | #DIV/0! | #DIV/0! | #DIV/0! | #DIV/0! | #DIV/0! | #DIV/0! | #DIV/0! | #DIV/0! | #DIV/0! | #DIV/0! | 5060 | 0 | 0 | 0 | 0 | 0
11 | 8 | 2012 | 313 | 4 | 0.02 | 0 | #DIV/0! | #DIV/0! | #DIV/0! | #DIV/0! | #DIV/0! | #DIV/0! | #DIV/0! | #DIV/0! | #DIV/0! | #DIV/0! | #DIV/0! | #DIV/0! | #DIV/0! | #DIV/0! | #DIV/0! | #DIV/0! | #DIV/0! | #DIV/0! | #DIV/0! | #DIV/0! | 5061 | 0 | 0 | 0 | 0 | 0
11 | 9 | 2012 | 314 | 5 | 0.0025 | 0 | #DIV/0! | #DIV/0! | #DIV/0! | #DIV/0! | #DIV/0! | #DIV/0! | #DIV/0! | #DIV/0! | #DIV/0! | #DIV/0! | #DIV/0! | #DIV/0! | #DIV/0! | #DIV/0! | #DIV/0! | #DIV/0! | #DIV/0! | #DIV/0! | #DIV/0! | #DIV/0! | 5062 | 0 | 0 | 0 | 0 | 0
11 | 10 | 2012 | 315 | 6 | 0 | 0 | #DIV/0! | #DIV/0! | #DIV/0! | #DIV/0! | #DIV/0! | #DIV/0! | #DIV/0! | #DIV/0! | #DIV/0! | #DIV/0! | #DIV/0! | #DIV/0! | #DIV/0! | #DIV/0! | #DIV/0! | #DIV/0! | #DIV/0! | #DIV/0! | #DIV/0! | #DIV/0! | 5063 | 0 | 0 | 0 | 0 | 0
11 | 11 | 2012 | 316 | 7 | 0 | 0 | #DIV/0! | #DIV/0! | #DIV/0! | #DIV/0! | #DIV/0! | #DIV/0! | #DIV/0! | #DIV/0! | #DIV/0! | #DIV/0! | #DIV/0! | #DIV/0! | #DIV/0! | #DIV/0! | #DIV/0! | #DIV/0! | #DIV/0! | #DIV/0! | #DIV/0! | #DIV/0! | 5064 | 0 | 0 | 0 | 0 | 0
11 | 12 | 2012 | 317 | 1 | 0.05 | 0 | #DIV/0! | #DIV/0! | #DIV/0! | #DIV/0! | #DIV/0! | #DIV/0! | #DIV/0! | #DIV/0! | #DIV/0! | #DIV/0! | #DIV/0! | #DIV/0! | #DIV/0! | #DIV/0! | #DIV/0! | #DIV/0! | #DIV/0! | #DIV/0! | #DIV/0! | #DIV/0! | 5065 | 0 | 0 | 0 | 0 | 0
11 | 13 | 2012 | 318 | 2 | 0.5275 | 0 | #DIV/0! | #DIV/0! | #DIV/0! | #DIV/0! | #DIV/0! | #DIV/0! | #DIV/0! | #DIV/0! | #DIV/0! | #DIV/0! | #DIV/0! | #DIV/0! | #DIV/0! | #DIV/0! | #DIV/0! | #DIV/0! | #DIV/0! | #DIV/0! | #DIV/0! | #DIV/0! | 5066 | 0 | 0 | 0 | 0 | 0
11 | 14 | 2012 | 319 | 3 | 0.0425 | 0 | #DIV/0! | #DIV/0! | #DIV/0! | #DIV/0! | #DIV/0! | #DIV/0! | #DIV/0! | #DIV/0! | #DIV/0! | #DIV/0! | #DIV/0! | #DIV/0! | #DIV/0! | #DIV/0! | #DIV/0! | #DIV/0! | #DIV/0! | #DIV/0! | #DIV/0! | #DIV/0! | 5067 | 0 | 0 | 0 | 0 | 0
11 | 15 | 2012 | 320 | 4 | 0.0025 | 0 | #DIV/0! | #DIV/0! | #DIV/0! | #DIV/0! | #DIV/0! | #DIV/0! | #DIV/0! | #DIV/0! | #DIV/0! | #DIV/0! | #DIV/0! | #DIV/0! | #DIV/0! | #DIV/0! | #DIV/0! | #DIV/0! | #DIV/0! | #DIV/0! | #DIV/0! | #DIV/0! | 5068 | 0 | 0 | 0 | 0 | 0
11 | 16 | 2012 | 321 | 5 | 0 | 0 | #DIV/0! | #DIV/0! | #DIV/0! | #DIV/0! | #DIV/0! | #DIV/0! | #DIV/0! | #DIV/0! | #DIV/0! | #DIV/0! | #DIV/0! | #DIV/0! | #DIV/0! | #DIV/0! | #DIV/0! | #DIV/0! | #DIV/0! | #DIV/0! | #DIV/0! | #DIV/0! | 5069 | 0 | 0 | 0 | 0 | 0
11 | 17 | 2012 | 322 | 6 | 0 | 0 | #DIV/0! | #DIV/0! | #DIV/0! | #DIV/0! | #DIV/0! | #DIV/0! | #DIV/0! | #DIV/0! | #DIV/0! | #DIV/0! | #DIV/0! | #DIV/0! | #DIV/0! | #DIV/0! | #DIV/0! | #DIV/0! | #DIV/0! | #DIV/0! | #DIV/0! | #DIV/0! | 5070 | 0 | 0 | 0 | 0 | 0
11 | 18 | 2012 | 323 | 7 | 0 | 0 | #DIV/0! | #DIV/0! | #DIV/0! | #DIV/0! | #DIV/0! | #DIV/0! | #DIV/0! | #DIV/0! | #DIV/0! | #DIV/0! | #DIV/0! | #DIV/0! | #DIV/0! | #DIV/0! | #DIV/0! | #DIV/0! | #DIV/0! | #DIV/0! | #DIV/0! | #DIV/0! | 5071 | 0 | 0 | 0 | 0 | 0
11 | 19 | 2012 | 324 | 1 | 0 | 0 | #DIV/0! | #DIV/0! | #DIV/0! | #DIV/0! | #DIV/0! | #DIV/0! | #DIV/0! | #DIV/0! | #DIV/0! | #DIV/0! | #DIV/0! | #DIV/0! | #DIV/0! | #DIV/0! | #DIV/0! | #DIV/0! | #DIV/0! | #DIV/0! | #DIV/0! | #DIV/0! | 5072 | 0 | 0 | 0 | 0 | 0
11 | 20 | 2012 | 325 | 2 | 0 | 0 | #DIV/0! | #DIV/0! | #DIV/0! | #DIV/0! | #DIV/0! | #DIV/0! | #DIV/0! | #DIV/0! | #DIV/0! | #DIV/0! | #DIV/0! | #DIV/0! | #DIV/0! | #DIV/0! | #DIV/0! | #DIV/0! | #DIV/0! | #DIV/0! | #DIV/0! | #DIV/0! | 5073 | 0 | 0 | 0 | 0 | 0
11 | 21 | 2012 | 326 | 3 | 0 | 0 | #DIV/0! | #DIV/0! | #DIV/0! | #DIV/0! | #DIV/0! | #DIV/0! | #DIV/0! | #DIV/0! | #DIV/0! | #DIV/0! | #DIV/0! | #DIV/0! | #DIV/0! | #DIV/0! | #DIV/0! | #DIV/0! | #DIV/0! | #DIV/0! | #DIV/0! | #DIV/0! | 5074 | 0 | 0 | 0 | 0 | 0
11 | 22 | 2012 | 327 | 4 | 0 | 0 | #DIV/0! | #DIV/0! | #DIV/0! | #DIV/0! | #DIV/0! | #DIV/0! | #DIV/0! | #DIV/0! | #DIV/0! | #DIV/0! | #DIV/0! | #DIV/0! | #DIV/0! | #DIV/0! | #DIV/0! | #DIV/0! | #DIV/0! | #DIV/0! | #DIV/0! | #DIV/0! | 5075 | 0 | 0 | 0 | 0 | 0
11 | 23 | 2012 | 328 | 5 | 0 | 0 | #DIV/0! | #DIV/0! | #DIV/0! | #DIV/0! | #DIV/0! | #DIV/0! | #DIV/0! | #DIV/0! | #DIV/0! | #DIV/0! | #DIV/0! | #DIV/0! | #DIV/0! | #DIV/0! | #DIV/0! | #DIV/0! | #DIV/0! | #DIV/0! | #DIV/0! | #DIV/0! | 5076 | 0 | 0 | 0 | 0 | 0
11 | 24 | 2012 | 329 | 6 | 0.0025 | 0 | #DIV/0! | #DIV/0! | #DIV/0! | #DIV/0! | #DIV/0! | #DIV/0! | #DIV/0! | #DIV/0! | #DIV/0! | #DIV/0! | #DIV/0! | #DIV/0! | #DIV/0! | #DIV/0! | #DIV/0! | #DIV/0! | #DIV/0! | #DIV/0! | #DIV/0! | #DIV/0! | 5077 | 0 | 0 | 0 | 0 | 0
11 | 25 | 2012 | 330 | 7 | 0 | 0 | #DIV/0! | #DIV/0! | #DIV/0! | #DIV/0! | #DIV/0! | #DIV/0! | #DIV/0! | #DIV/0! | #DIV/0! | #DIV/0! | #DIV/0! | #DIV/0! | #DIV/0! | #DIV/0! | #DIV/0! | #DIV/0! | #DIV/0! | #DIV/0! | #DIV/0! | #DIV/0! | 5078 | 0 | 0 | 0 | 0 | 0
11 | 26 | 2012 | 331 | 1 | 0 | 0 | #DIV/0! | #DIV/0! | #DIV/0! | #DIV/0! | #DIV/0! | #DIV/0! | #DIV/0! | #DIV/0! | #DIV/0! | #DIV/0! | #DIV/0! | #DIV/0! | #DIV/0! | #DIV/0! | #DIV/0! | #DIV/0! | #DIV/0! | #DIV/0! | #DIV/0! | #DIV/0! | 5079 | 0 | 0 | 0 | 0 | 0
11 | 27 | 2012 | 332 | 2 | 0.0875 | 0 | #DIV/0! | #DIV/0! | #DIV/0! | #DIV/0! | #DIV/0! | #DIV/0! | #DIV/0! | #DIV/0! | #DIV/0! | #DIV/0! | #DIV/0! | #DIV/0! | #DIV/0! | #DIV/0! | #DIV/0! | #DIV/0! | #DIV/0! | #DIV/0! | #DIV/0! | #DIV/0! | 5080 | 0 | 0 | 0 | 0 | 0
11 | 28 | 2012 | 333 | 3 | 0.02 | 0 | #DIV/0! | #DIV/0! | #DIV/0! | #DIV/0! | #DIV/0! | #DIV/0! | #DIV/0! | #DIV/0! | #DIV/0! | #DIV/0! | #DIV/0! | #DIV/0! | #DIV/0! | #DIV/0! | #DIV/0! | #DIV/0! | #DIV/0! | #DIV/0! | #DIV/0! | #DIV/0! | 5081 | 0 | 0 | 0 | 0 | 0
11 | 29 | 2012 | 334 | 4 | 0 | 0 | #DIV/0! | #DIV/0! | #DIV/0! | #DIV/0! | #DIV/0! | #DIV/0! | #DIV/0! | #DIV/0! | #DIV/0! | #DIV/0! | #DIV/0! | #DIV/0! | #DIV/0! | #DIV/0! | #DIV/0! | #DIV/0! | #DIV/0! | #DIV/0! | #DIV/0! | #DIV/0! | 5082 | 0 | 0 | 0 | 0 | 0
11 | 30 | 2012 | 335 | 5 | 0.005 | 0 | #DIV/0! | #DIV/0! | #DIV/0! | #DIV/0! | #DIV/0! | #DIV/0! | #DIV/0! | #DIV/0! | #DIV/0! | #DIV/0! | #DIV/0! | #DIV/0! | #DIV/0! | #DIV/0! | #DIV/0! | #DIV/0! | #DIV/0! | #DIV/0! | #DIV/0! | #DIV/0! | 5083 | 0 | 0 | 0 | 0 | 0
12 | 1 | 2012 | 336 | 6 | 0 | 0 | #DIV/0! | #DIV/0! | #DIV/0! | #DIV/0! | #DIV/0! | #DIV/0! | #DIV/0! | #DIV/0! | #DIV/0! | #DIV/0! | #DIV/0! | #DIV/0! | #DIV/0! | #DIV/0! | #DIV/0! | #DIV/0! | #DIV/0! | #DIV/0! | #DIV/0! | #DIV/0! | 5084 | 0 | 0 | 0 | 0 | 0
12 | 2 | 2012 | 337 | 7 | 0.01 | 0 | #DIV/0! | #DIV/0! | #DIV/0! | #DIV/0! | #DIV/0! | #DIV/0! | #DIV/0! | #DIV/0! | #DIV/0! | #DIV/0! | #DIV/0! | #DIV/0! | #DIV/0! | #DIV/0! | #DIV/0! | #DIV/0! | #DIV/0! | #DIV/0! | #DIV/0! | #DIV/0! | 5085 | 0 | 0 | 0 | 0 | 0
12 | 3 | 2012 | 338 | 1 | 0.0025 | 0 | #DIV/0! | #DIV/0! | #DIV/0! | #DIV/0! | #DIV/0! | #DIV/0! | #DIV/0! | #DIV/0! | #DIV/0! | #DIV/0! | #DIV/0! | #DIV/0! | #DIV/0! | #DIV/0! | #DIV/0! | #DIV/0! | #DIV/0! | #DIV/0! | #DIV/0! | #DIV/0! | 5086 | 0 | 0 | 0 | 0 | 0
12 | 4 | 2012 | 339 | 2 | 0 | 0 | #DIV/0! | #DIV/0! | #DIV/0! | #DIV/0! | #DIV/0! | #DIV/0! | #DIV/0! | #DIV/0! | #DIV/0! | #DIV/0! | #DIV/0! | #DIV/0! | #DIV/0! | #DIV/0! | #DIV/0! | #DIV/0! | #DIV/0! | #DIV/0! | #DIV/0! | #DIV/0! | 5087 | 0 | 0 | 0 | 0 | 0
12 | 5 | 2012 | 340 | 3 | 0.005 | 0 | #DIV/0! | #DIV/0! | #DIV/0! | #DIV/0! | #DIV/0! | #DIV/0! | #DIV/0! | #DIV/0! | #DIV/0! | #DIV/0! | #DIV/0! | #DIV/0! | #DIV/0! | #DIV/0! | #DIV/0! | #DIV/0! | #DIV/0! | #DIV/0! | #DIV/0! | #DIV/0! | 5088 | 0 | 0 | 0 | 0 | 0
12 | 6 | 2012 | 341 | 4 | 0.0025 | 0 | #DIV/0! | #DIV/0! | #DIV/0! | #DIV/0! | #DIV/0! | #DIV/0! | #DIV/0! | #DIV/0! | #DIV/0! | #DIV/0! | #DIV/0! | #DIV/0! | #DIV/0! | #DIV/0! | #DIV/0! | #DIV/0! | #DIV/0! | #DIV/0! | #DIV/0! | #DIV/0! | 5089 | 0 | 0 | 0 | 0 | 0
12 | 7 | 2012 | 342 | 5 | 0.0225 | 0 | #DIV/0! | #DIV/0! | #DIV/0! | #DIV/0! | #DIV/0! | #DIV/0! | #DIV/0! | #DIV/0! | #DIV/0! | #DIV/0! | #DIV/0! | #DIV/0! | #DIV/0! | #DIV/0! | #DIV/0! | #DIV/0! | #DIV/0! | #DIV/0! | #DIV/0! | #DIV/0! | 5090 | 0 | 0 | 0 | 0 | 0
12 | 8 | 2012 | 343 | 6 | 0.045 | 0 | #DIV/0! | #DIV/0! | #DIV/0! | #DIV/0! | #DIV/0! | #DIV/0! | #DIV/0! | #DIV/0! | #DIV/0! | #DIV/0! | #DIV/0! | #DIV/0! | #DIV/0! | #DIV/0! | #DIV/0! | #DIV/0! | #DIV/0! | #DIV/0! | #DIV/0! | #DIV/0! | 5091 | 0 | 0 | 0 | 0 | 0
12 | 9 | 2012 | 344 | 7 | 0.1275 | 0 | #DIV/0! | #DIV/0! | #DIV/0! | #DIV/0! | #DIV/0! | #DIV/0! | #DIV/0! | #DIV/0! | #DIV/0! | #DIV/0! | #DIV/0! | #DIV/0! | #DIV/0! | #DIV/0! | #DIV/0! | #DIV/0! | #DIV/0! | #DIV/0! | #DIV/0! | #DIV/0! | 5092 | 0 | 0 | 0 | 0 | 0
12 | 10 | 2012 | 345 | 1 | 0.0275 | 0 | #DIV/0! | #DIV/0! | #DIV/0! | #DIV/0! | #DIV/0! | #DIV/0! | #DIV/0! | #DIV/0! | #DIV/0! | #DIV/0! | #DIV/0! | #DIV/0! | #DIV/0! | #DIV/0! | #DIV/0! | #DIV/0! | #DIV/0! | #DIV/0! | #DIV/0! | #DIV/0! | 5093 | 0 | 0 | 0 | 0 | 0
12 | 11 | 2012 | 346 | 2 | 0.0825 | 0 | #DIV/0! | #DIV/0! | #DIV/0! | #DIV/0! | #DIV/0! | #DIV/0! | #DIV/0! | #DIV/0! | #DIV/0! | #DIV/0! | #DIV/0! | #DIV/0! | #DIV/0! | #DIV/0! | #DIV/0! | #DIV/0! | #DIV/0! | #DIV/0! | #DIV/0! | #DIV/0! | 5094 | 0 | 0 | 0 | 0 | 0
12 | 12 | 2012 | 347 | 3 | 0.0025 | 0 | #DIV/0! | #DIV/0! | #DIV/0! | #DIV/0! | #DIV/0! | #DIV/0! | #DIV/0! | #DIV/0! | #DIV/0! | #DIV/0! | #DIV/0! | #DIV/0! | #DIV/0! | #DIV/0! | #DIV/0! | #DIV/0! | #DIV/0! | #DIV/0! | #DIV/0! | #DIV/0! | 5095 | 0 | 0 | 0 | 0 | 0
12 | 13 | 2012 | 348 | 4 | 0 | 0 | #DIV/0! | #DIV/0! | #DIV/0! | #DIV/0! | #DIV/0! | #DIV/0! | #DIV/0! | #DIV/0! | #DIV/0! | #DIV/0! | #DIV/0! | #DIV/0! | #DIV/0! | #DIV/0! | #DIV/0! | #DIV/0! | #DIV/0! | #DIV/0! | #DIV/0! | #DIV/0! | 5096 | 0 | 0 | 0 | 0 | 0
12 | 14 | 2012 | 349 | 5 | 0 | 0 | #DIV/0! | #DIV/0! | #DIV/0! | #DIV/0! | #DIV/0! | #DIV/0! | #DIV/0! | #DIV/0! | #DIV/0! | #DIV/0! | #DIV/0! | #DIV/0! | #DIV/0! | #DIV/0! | #DIV/0! | #DIV/0! | #DIV/0! | #DIV/0! | #DIV/0! | #DIV/0! | 5097 | 0 | 0 | 0 | 0 | 0
12 | 15 | 2012 | 350 | 6 | 0.0025 | 0 | #DIV/0! | #DIV/0! | #DIV/0! | #DIV/0! | #DIV/0! | #DIV/0! | #DIV/0! | #DIV/0! | #DIV/0! | #DIV/0! | #DIV/0! | #DIV/0! | #DIV/0! | #DIV/0! | #DIV/0! | #DIV/0! | #DIV/0! | #DIV/0! | #DIV/0! | #DIV/0! | 5098 | 0 | 0 | 0 | 0 | 0
12 | 16 | 2012 | 351 | 7 | 0.0575 | 0 | #DIV/0! | #DIV/0! | #DIV/0! | #DIV/0! | #DIV/0! | #DIV/0! | #DIV/0! | #DIV/0! | #DIV/0! | #DIV/0! | #DIV/0! | #DIV/0! | #DIV/0! | #DIV/0! | #DIV/0! | #DIV/0! | #DIV/0! | #DIV/0! | #DIV/0! | #DIV/0! | 5099 | 0 | 0 | 0 | 0 | 0
12 | 17 | 2012 | 352 | 1 | 0.0675 | 0 | #DIV/0! | #DIV/0! | #DIV/0! | #DIV/0! | #DIV/0! | #DIV/0! | #DIV/0! | #DIV/0! | #DIV/0! | #DIV/0! | #DIV/0! | #DIV/0! | #DIV/0! | #DIV/0! | #DIV/0! | #DIV/0! | #DIV/0! | #DIV/0! | #DIV/0! | #DIV/0! | 5100 | 0 | 0 | 0 | 0 | 0
12 | 18 | 2012 | 353 | 2 | 0.015 | 0 | #DIV/0! | #DIV/0! | #DIV/0! | #DIV/0! | #DIV/0! | #DIV/0! | #DIV/0! | #DIV/0! | #DIV/0! | #DIV/0! | #DIV/0! | #DIV/0! | #DIV/0! | #DIV/0! | #DIV/0! | #DIV/0! | #DIV/0! | #DIV/0! | #DIV/0! | #DIV/0! | 5101 | 0 | 0 | 0 | 0 | 0
12 | 19 | 2012 | 354 | 3 | 0 | 0 | #DIV/0! | #DIV/0! | #DIV/0! | #DIV/0! | #DIV/0! | #DIV/0! | #DIV/0! | #DIV/0! | #DIV/0! | #DIV/0! | #DIV/0! | #DIV/0! | #DIV/0! | #DIV/0! | #DIV/0! | #DIV/0! | #DIV/0! | #DIV/0! | #DIV/0! | #DIV/0! | 5102 | 0 | 0 | 0 | 0 | 0
12 | 20 | 2012 | 355 | 4 | 0.44 | 0 | #DIV/0! | #DIV/0! | #DIV/0! | #DIV/0! | #DIV/0! | #DIV/0! | #DIV/0! | #DIV/0! | #DIV/0! | #DIV/0! | #DIV/0! | #DIV/0! | #DIV/0! | #DIV/0! | #DIV/0! | #DIV/0! | #DIV/0! | #DIV/0! | #DIV/0! | #DIV/0! | 5103 | 0 | 0 | 0 | 0 | 0
12 | 21 | 2012 | 356 | 5 | 0.495 | 0 | #DIV/0! | #DIV/0! | #DIV/0! | #DIV/0! | #DIV/0! | #DIV/0! | #DIV/0! | #DIV/0! | #DIV/0! | #DIV/0! | #DIV/0! | #DIV/0! | #DIV/0! | #DIV/0! | #DIV/0! | #DIV/0! | #DIV/0! | #DIV/0! | #DIV/0! | #DIV/0! | 5104 | 0 | 0 | 0 | 0 | 0
12 | 22 | 2012 | 357 | 6 | 0.0025 | 0 | #DIV/0! | #DIV/0! | #DIV/0! | #DIV/0! | #DIV/0! | #DIV/0! | #DIV/0! | #DIV/0! | #DIV/0! | #DIV/0! | #DIV/0! | #DIV/0! | #DIV/0! | #DIV/0! | #DIV/0! | #DIV/0! | #DIV/0! | #DIV/0! | #DIV/0! | #DIV/0! | 5105 | 0 | 0 | 0 | 0 | 0
12 | 23 | 2012 | 358 | 7 | 0 | 0 | #DIV/0! | #DIV/0! | #DIV/0! | #DIV/0! | #DIV/0! | #DIV/0! | #DIV/0! | #DIV/0! | #DIV/0! | #DIV/0! | #DIV/0! | #DIV/0! | #DIV/0! | #DIV/0! | #DIV/0! | #DIV/0! | #DIV/0! | #DIV/0! | #DIV/0! | #DIV/0! | 5106 | 0 | 0 | 0 | 0 | 0
12 | 24 | 2012 | 359 | 1 | 0.1275 | 0 | #DIV/0! | #DIV/0! | #DIV/0! | #DIV/0! | #DIV/0! | #DIV/0! | #DIV/0! | #DIV/0! | #DIV/0! | #DIV/0! | #DIV/0! | #DIV/0! | #DIV/0! | #DIV/0! | #DIV/0! | #DIV/0! | #DIV/0! | #DIV/0! | #DIV/0! | #DIV/0! | 5107 | 0 | 0 | 0 | 0 | 0
12 | 25 | 2012 | 360 | 2 | 0.0425 | 0 | #DIV/0! | #DIV/0! | #DIV/0! | #DIV/0! | #DIV/0! | #DIV/0! | #DIV/0! | #DIV/0! | #DIV/0! | #DIV/0! | #DIV/0! | #DIV/0! | #DIV/0! | #DIV/0! | #DIV/0! | #DIV/0! | #DIV/0! | #DIV/0! | #DIV/0! | #DIV/0! | 5108 | 0 | 0 | 0 | 0 | 0
12 | 26 | 2012 | 361 | 3 | 0.975 | 0 | #DIV/0! | #DIV/0! | #DIV/0! | #DIV/0! | #DIV/0! | #DIV/0! | #DIV/0! | #DIV/0! | #DIV/0! | #DIV/0! | #DIV/0! | #DIV/0! | #DIV/0! | #DIV/0! | #DIV/0! | #DIV/0! | #DIV/0! | #DIV/0! | #DIV/0! | #DIV/0! | 5109 | 0 | 0 | 0 | 0 | 0
12 | 27 | 2012 | 362 | 4 | 0.3825 | 0 | #DIV/0! | #DIV/0! | #DIV/0! | #DIV/0! | #DIV/0! | #DIV/0! | #DIV/0! | #DIV/0! | #DIV/0! | #DIV/0! | #DIV/0! | #DIV/0! | #DIV/0! | #DIV/0! | #DIV/0! | #DIV/0! | #DIV/0! | #DIV/0! | #DIV/0! | #DIV/0! | 5110 | 0 | 0 | 0 | 0 | 0
12 | 28 | 2012 | 363 | 5 | 0.0025 | 0 | #DIV/0! | #DIV/0! | #DIV/0! | #DIV/0! | #DIV/0! | #DIV/0! | #DIV/0! | #DIV/0! | #DIV/0! | #DIV/0! | #DIV/0! | #DIV/0! | #DIV/0! | #DIV/0! | #DIV/0! | #DIV/0! | #DIV/0! | #DIV/0! | #DIV/0! | #DIV/0! | 5111 | 0 | 0 | 0 | 0 | 0
12 | 29 | 2012 | 364 | 6 | 0.1075 | 0 | #DIV/0! | #DIV/0! | #DIV/0! | #DIV/0! | #DIV/0! | #DIV/0! | #DIV/0! | #DIV/0! | #DIV/0! | #DIV/0! | #DIV/0! | #DIV/0! | #DIV/0! | #DIV/0! | #DIV/0! | #DIV/0! | #DIV/0! | #DIV/0! | #DIV/0! | #DIV/0! | 5112 | 0 | 0 | 0 | 0 | 0
12 | 30 | 2012 | 365 | 7 | 0.0525 | 0 | #DIV/0! | #DIV/0! | #DIV/0! | #DIV/0! | #DIV/0! | #DIV/0! | #DIV/0! | #DIV/0! | #DIV/0! | #DIV/0! | #DIV/0! | #DIV/0! | #DIV/0! | #DIV/0! | #DIV/0! | #DIV/0! | #DIV/0! | #DIV/0! | #DIV/0! | #DIV/0! | 5113 | 0 | 0 | 0 | 0 | 0
12 | 31 | 2012 | 1 | 1 | 0 | 0 | #DIV/0! | #DIV/0! | #DIV/0! | #DIV/0! | #DIV/0! | #DIV/0! | #DIV/0! | #DIV/0! | #DIV/0! | #DIV/0! | #DIV/0! | #DIV/0! | #DIV/0! | #DIV/0! | #DIV/0! | #DIV/0! | #DIV/0! | #DIV/0! | #DIV/0! | #DIV/0! | 5114 | 0 | 0 | 0 | 0 | 0
1 | 1 | 2013 | 2 | 2 | 0.0025 | 0 | #DIV/0! | #DIV/0! | #DIV/0! | #DIV/0! | #DIV/0! | #DIV/0! | #DIV/0! | #DIV/0! | #DIV/0! | #DIV/0! | #DIV/0! | #DIV/0! | #DIV/0! | #DIV/0! | #DIV/0! | #DIV/0! | #DIV/0! | #DIV/0! | #DIV/0! | #DIV/0! | 5115 | 0 | 0 | 0 | 0 | 0
1 | 2 | 2013 | 3 | 3 | 0 | 0 | #DIV/0! | #DIV/0! | #DIV/0! | #DIV/0! | #DIV/0! | #DIV/0! | #DIV/0! | #DIV/0! | #DIV/0! | #DIV/0! | #DIV/0! | #DIV/0! | #DIV/0! | #DIV/0! | #DIV/0! | #DIV/0! | #DIV/0! | #DIV/0! | #DIV/0! | #DIV/0! | 5116 | 0 | 0 | 0 | 0 | 0
1 | 3 | 2013 | 4 | 4 | 0 | 0 | #DIV/0! | #DIV/0! | #DIV/0! | #DIV/0! | #DIV/0! | #DIV/0! | #DIV/0! | #DIV/0! | #DIV/0! | #DIV/0! | #DIV/0! | #DIV/0! | #DIV/0! | #DIV/0! | #DIV/0! | #DIV/0! | #DIV/0! | #DIV/0! | #DIV/0! | #DIV/0! | 5117 | 0 | 0 | 0 | 0 | 0
1 | 4 | 2013 | 5 | 5 | 0 | 0 | #DIV/0! | #DIV/0! | #DIV/0! | #DIV/0! | #DIV/0! | #DIV/0! | #DIV/0! | #DIV/0! | #DIV/0! | #DIV/0! | #DIV/0! | #DIV/0! | #DIV/0! | #DIV/0! | #DIV/0! | #DIV/0! | #DIV/0! | #DIV/0! | #DIV/0! | #DIV/0! | 5118 | 0 | 0 | 0 | 0 | 0
1 | 5 | 2013 | 6 | 6 | 0.0025 | 0 | #DIV/0! | #DIV/0! | #DIV/0! | #DIV/0! | #DIV/0! | #DIV/0! | #DIV/0! | #DIV/0! | #DIV/0! | #DIV/0! | #DIV/0! | #DIV/0! | #DIV/0! | #DIV/0! | #DIV/0! | #DIV/0! | #DIV/0! | #DIV/0! | #DIV/0! | #DIV/0! | 5119 | 0 | 0 | 0 | 0 | 0
1 | 6 | 2013 | 7 | 7 | 0.0025 | 0 | #DIV/0! | #DIV/0! | #DIV/0! | #DIV/0! | #DIV/0! | #DIV/0! | #DIV/0! | #DIV/0! | #DIV/0! | #DIV/0! | #DIV/0! | #DIV/0! | #DIV/0! | #DIV/0! | #DIV/0! | #DIV/0! | #DIV/0! | #DIV/0! | #DIV/0! | #DIV/0! | 5120 | 0 | 0 | 0 | 0 | 0
1 | 7 | 2013 | 8 | 1 | 0 | 0 | #DIV/0! | #DIV/0! | #DIV/0! | #DIV/0! | #DIV/0! | #DIV/0! | #DIV/0! | #DIV/0! | #DIV/0! | #DIV/0! | #DIV/0! | #DIV/0! | #DIV/0! | #DIV/0! | #DIV/0! | #DIV/0! | #DIV/0! | #DIV/0! | #DIV/0! | #DIV/0! | 5121 | 0 | 0 | 0 | 0 | 0
1 | 8 | 2013 | 9 | 2 | 0 | 0 | #DIV/0! | #DIV/0! | #DIV/0! | #DIV/0! | #DIV/0! | #DIV/0! | #DIV/0! | #DIV/0! | #DIV/0! | #DIV/0! | #DIV/0! | #DIV/0! | #DIV/0! | #DIV/0! | #DIV/0! | #DIV/0! | #DIV/0! | #DIV/0! | #DIV/0! | #DIV/0! | 5122 | 0 | 0 | 0 | 0 | 0
1 | 9 | 2013 | 10 | 3 | 0.0075 | 0 | #DIV/0! | #DIV/0! | #DIV/0! | #DIV/0! | #DIV/0! | #DIV/0! | #DIV/0! | #DIV/0! | #DIV/0! | #DIV/0! | #DIV/0! | #DIV/0! | #DIV/0! | #DIV/0! | #DIV/0! | #DIV/0! | #DIV/0! | #DIV/0! | #DIV/0! | #DIV/0! | 5123 | 0 | 0 | 0 | 0 | 0
1 | 10 | 2013 | 11 | 4 | 0.0025 | 0 | #DIV/0! | #DIV/0! | #DIV/0! | #DIV/0! | #DIV/0! | #DIV/0! | #DIV/0! | #DIV/0! | #DIV/0! | #DIV/0! | #DIV/0! | #DIV/0! | #DIV/0! | #DIV/0! | #DIV/0! | #DIV/0! | #DIV/0! | #DIV/0! | #DIV/0! | #DIV/0! | 5124 | 0 | 0 | 0 | 0 | 0
1 | 11 | 2013 | 12 | 5 | 0.025 | 0 | #DIV/0! | #DIV/0! | #DIV/0! | #DIV/0! | #DIV/0! | #DIV/0! | #DIV/0! | #DIV/0! | #DIV/0! | #DIV/0! | #DIV/0! | #DIV/0! | #DIV/0! | #DIV/0! | #DIV/0! | #DIV/0! | #DIV/0! | #DIV/0! | #DIV/0! | #DIV/0! | 5125 | 0 | 0 | 0 | 0 | 0
1 | 12 | 2013 | 13 | 6 | 0.0075 | 0 | #DIV/0! | #DIV/0! | #DIV/0! | #DIV/0! | #DIV/0! | #DIV/0! | #DIV/0! | #DIV/0! | #DIV/0! | #DIV/0! | #DIV/0! | #DIV/0! | #DIV/0! | #DIV/0! | #DIV/0! | #DIV/0! | #DIV/0! | #DIV/0! | #DIV/0! | #DIV/0! | 5126 | 0 | 0 | 0 | 0 | 0
1 | 13 | 2013 | 14 | 7 | 0.005 | 0 | #DIV/0! | #DIV/0! | #DIV/0! | #DIV/0! | #DIV/0! | #DIV/0! | #DIV/0! | #DIV/0! | #DIV/0! | #DIV/0! | #DIV/0! | #DIV/0! | #DIV/0! | #DIV/0! | #DIV/0! | #DIV/0! | #DIV/0! | #DIV/0! | #DIV/0! | #DIV/0! | 5127 | 0 | 0 | 0 | 0 | 0
1 | 14 | 2013 | 15 | 1 | 0.095 | 0 | #DIV/0! | #DIV/0! | #DIV/0! | #DIV/0! | #DIV/0! | #DIV/0! | #DIV/0! | #DIV/0! | #DIV/0! | #DIV/0! | #DIV/0! | #DIV/0! | #DIV/0! | #DIV/0! | #DIV/0! | #DIV/0! | #DIV/0! | #DIV/0! | #DIV/0! | #DIV/0! | 5128 | 0 | 0 | 0 | 0 | 0
1 | 15 | 2013 | 16 | 2 | 0.615 | 0 | #DIV/0! | #DIV/0! | #DIV/0! | #DIV/0! | #DIV/0! | #DIV/0! | #DIV/0! | #DIV/0! | #DIV/0! | #DIV/0! | #DIV/0! | #DIV/0! | #DIV/0! | #DIV/0! | #DIV/0! | #DIV/0! | #DIV/0! | #DIV/0! | #DIV/0! | #DIV/0! | 5129 | 0 | 0 | 0 | 0 | 0
1 | 16 | 2013 | 17 | 3 | 0.47 | 0 | #DIV/0! | #DIV/0! | #DIV/0! | #DIV/0! | #DIV/0! | #DIV/0! | #DIV/0! | #DIV/0! | #DIV/0! | #DIV/0! | #DIV/0! | #DIV/0! | #DIV/0! | #DIV/0! | #DIV/0! | #DIV/0! | #DIV/0! | #DIV/0! | #DIV/0! | #DIV/0! | 5130 | 0 | 0 | 0 | 0 | 0
1 | 17 | 2013 | 18 | 4 | 0.0375 | 0 | #DIV/0! | #DIV/0! | #DIV/0! | #DIV/0! | #DIV/0! | #DIV/0! | #DIV/0! | #DIV/0! | #DIV/0! | #DIV/0! | #DIV/0! | #DIV/0! | #DIV/0! | #DIV/0! | #DIV/0! | #DIV/0! | #DIV/0! | #DIV/0! | #DIV/0! | #DIV/0! | 5131 | 0 | 0 | 0 | 0 | 0
1 | 18 | 2013 | 19 | 5 | 0.0125 | 0 | #DIV/0! | #DIV/0! | #DIV/0! | #DIV/0! | #DIV/0! | #DIV/0! | #DIV/0! | #DIV/0! | #DIV/0! | #DIV/0! | #DIV/0! | #DIV/0! | #DIV/0! | #DIV/0! | #DIV/0! | #DIV/0! | #DIV/0! | #DIV/0! | #DIV/0! | #DIV/0! | 5132 | 0 | 0 | 0 | 0 | 0
1 | 19 | 2013 | 20 | 6 | 0 | 0 | #DIV/0! | #DIV/0! | #DIV/0! | #DIV/0! | #DIV/0! | #DIV/0! | #DIV/0! | #DIV/0! | #DIV/0! | #DIV/0! | #DIV/0! | #DIV/0! | #DIV/0! | #DIV/0! | #DIV/0! | #DIV/0! | #DIV/0! | #DIV/0! | #DIV/0! | #DIV/0! | 5133 | 0 | 0 | 0 | 0 | 0
1 | 20 | 2013 | 21 | 7 | 0 | 0 | #DIV/0! | #DIV/0! | #DIV/0! | #DIV/0! | #DIV/0! | #DIV/0! | #DIV/0! | #DIV/0! | #DIV/0! | #DIV/0! | #DIV/0! | #DIV/0! | #DIV/0! | #DIV/0! | #DIV/0! | #DIV/0! | #DIV/0! | #DIV/0! | #DIV/0! | #DIV/0! | 5134 | 0 | 0 | 0 | 0 | 0
1 | 21 | 2013 | 22 | 1 | 0 | 0 | #DIV/0! | #DIV/0! | #DIV/0! | #DIV/0! | #DIV/0! | #DIV/0! | #DIV/0! | #DIV/0! | #DIV/0! | #DIV/0! | #DIV/0! | #DIV/0! | #DIV/0! | #DIV/0! | #DIV/0! | #DIV/0! | #DIV/0! | #DIV/0! | #DIV/0! | #DIV/0! | 5135 | 0 | 0 | 0 | 0 | 0
1 | 22 | 2013 | 23 | 2 | 0 | 0 | #DIV/0! | #DIV/0! | #DIV/0! | #DIV/0! | #DIV/0! | #DIV/0! | #DIV/0! | #DIV/0! | #DIV/0! | #DIV/0! | #DIV/0! | #DIV/0! | #DIV/0! | #DIV/0! | #DIV/0! | #DIV/0! | #DIV/0! | #DIV/0! | #DIV/0! | #DIV/0! | 5136 | 0 | 0 | 0 | 0 | 0
1 | 23 | 2013 | 24 | 3 | 0 | 0 | #DIV/0! | #DIV/0! | #DIV/0! | #DIV/0! | #DIV/0! | #DIV/0! | #DIV/0! | #DIV/0! | #DIV/0! | #DIV/0! | #DIV/0! | #DIV/0! | #DIV/0! | #DIV/0! | #DIV/0! | #DIV/0! | #DIV/0! | #DIV/0! | #DIV/0! | #DIV/0! | 5137 | 0 | 0 | 0 | 0 | 0
1 | 24 | 2013 | 25 | 4 | 0.053333 | 0 | #DIV/0! | #DIV/0! | #DIV/0! | #DIV/0! | #DIV/0! | #DIV/0! | #DIV/0! | #DIV/0! | #DIV/0! | #DIV/0! | #DIV/0! | #DIV/0! | #DIV/0! | #DIV/0! | #DIV/0! | #DIV/0! | #DIV/0! | #DIV/0! | #DIV/0! | #DIV/0! | 5138 | 0 | 0 | 0 | 0 | 0
1 | 25 | 2013 | 26 | 5 | 0.03 | 0 | #DIV/0! | #DIV/0! | #DIV/0! | #DIV/0! | #DIV/0! | #DIV/0! | #DIV/0! | #DIV/0! | #DIV/0! | #DIV/0! | #DIV/0! | #DIV/0! | #DIV/0! | #DIV/0! | #DIV/0! | #DIV/0! | #DIV/0! | #DIV/0! | #DIV/0! | #DIV/0! | 5139 | 0 | 0 | 0 | 0 | 0
1 | 26 | 2013 | 27 | 6 | 0 | 0 | #DIV/0! | #DIV/0! | #DIV/0! | #DIV/0! | #DIV/0! | #DIV/0! | #DIV/0! | #DIV/0! | #DIV/0! | #DIV/0! | #DIV/0! | #DIV/0! | #DIV/0! | #DIV/0! | #DIV/0! | #DIV/0! | #DIV/0! | #DIV/0! | #DIV/0! | #DIV/0! | 5140 | 0 | 0 | 0 | 0 | 0
1 | 27 | 2013 | 28 | 7 | 0 | 0 | #DIV/0! | #DIV/0! | #DIV/0! | #DIV/0! | #DIV/0! | #DIV/0! | #DIV/0! | #DIV/0! | #DIV/0! | #DIV/0! | #DIV/0! | #DIV/0! | #DIV/0! | #DIV/0! | #DIV/0! | #DIV/0! | #DIV/0! | #DIV/0! | #DIV/0! | #DIV/0! | 5141 | 0 | 0 | 0 | 0 | 0
1 | 28 | 2013 | 29 | 1 | 0.14 | 0 | #DIV/0! | #DIV/0! | #DIV/0! | #DIV/0! | #DIV/0! | #DIV/0! | #DIV/0! | #DIV/0! | #DIV/0! | #DIV/0! | #DIV/0! | #DIV/0! | #DIV/0! | #DIV/0! | #DIV/0! | #DIV/0! | #DIV/0! | #DIV/0! | #DIV/0! | #DIV/0! | 5142 | 0 | 0 | 0 | 0 | 0
1 | 29 | 2013 | 30 | 2 | 0.025 | 0 | #DIV/0! | #DIV/0! | #DIV/0! | #DIV/0! | #DIV/0! | #DIV/0! | #DIV/0! | #DIV/0! | #DIV/0! | #DIV/0! | #DIV/0! | #DIV/0! | #DIV/0! | #DIV/0! | #DIV/0! | #DIV/0! | #DIV/0! | #DIV/0! | #DIV/0! | #DIV/0! | 5143 | 0 | 0 | 0 | 0 | 0
1 | 30 | 2013 | 31 | 3 | 1.0225 | 0 | #DIV/0! | #DIV/0! | #DIV/0! | #DIV/0! | #DIV/0! | #DIV/0! | #DIV/0! | #DIV/0! | #DIV/0! | #DIV/0! | #DIV/0! | #DIV/0! | #DIV/0! | #DIV/0! | #DIV/0! | #DIV/0! | #DIV/0! | #DIV/0! | #DIV/0! | #DIV/0! | 5144 | 0 | 0 | 0 | 0 | 0
1 | 31 | 2013 | 32 | 4 | 0.5575 | 0 | #DIV/0! | #DIV/0! | #DIV/0! | #DIV/0! | #DIV/0! | #DIV/0! | #DIV/0! | #DIV/0! | #DIV/0! | #DIV/0! | #DIV/0! | #DIV/0! | #DIV/0! | #DIV/0! | #DIV/0! | #DIV/0! | #DIV/0! | #DIV/0! | #DIV/0! | #DIV/0! | 5145 | 0 | 0 | 0 | 0 | 0
2 | 1 | 2013 | 33 | 5 | 0.01 | 0 | #DIV/0! | #DIV/0! | #DIV/0! | #DIV/0! | #DIV/0! | #DIV/0! | #DIV/0! | #DIV/0! | #DIV/0! | #DIV/0! | #DIV/0! | #DIV/0! | #DIV/0! | #DIV/0! | #DIV/0! | #DIV/0! | #DIV/0! | #DIV/0! | #DIV/0! | #DIV/0! | 5146 | 0 | 0 | 0 | 0 | 0
2 | 2 | 2013 | 34 | 6 | 0.0125 | 0 | #DIV/0! | #DIV/0! | #DIV/0! | #DIV/0! | #DIV/0! | #DIV/0! | #DIV/0! | #DIV/0! | #DIV/0! | #DIV/0! | #DIV/0! | #DIV/0! | #DIV/0! | #DIV/0! | #DIV/0! | #DIV/0! | #DIV/0! | #DIV/0! | #DIV/0! | #DIV/0! | 5147 | 0 | 0 | 0 | 0 | 0
2 | 3 | 2013 | 35 | 7 | 0.005 | 0 | #DIV/0! | #DIV/0! | #DIV/0! | #DIV/0! | #DIV/0! | #DIV/0! | #DIV/0! | #DIV/0! | #DIV/0! | #DIV/0! | #DIV/0! | #DIV/0! | #DIV/0! | #DIV/0! | #DIV/0! | #DIV/0! | #DIV/0! | #DIV/0! | #DIV/0! | #DIV/0! | 5148 | 0 | 0 | 0 | 0 | 0
2 | 4 | 2013 | 36 | 1 | 0 | 0 | #DIV/0! | #DIV/0! | #DIV/0! | #DIV/0! | #DIV/0! | #DIV/0! | #DIV/0! | #DIV/0! | #DIV/0! | #DIV/0! | #DIV/0! | #DIV/0! | #DIV/0! | #DIV/0! | #DIV/0! | #DIV/0! | #DIV/0! | #DIV/0! | #DIV/0! | #DIV/0! | 5149 | 0 | 0 | 0 | 0 | 0
2 | 5 | 2013 | 37 | 2 | 0 | 0 | #DIV/0! | #DIV/0! | #DIV/0! | #DIV/0! | #DIV/0! | #DIV/0! | #DIV/0! | #DIV/0! | #DIV/0! | #DIV/0! | #DIV/0! | #DIV/0! | #DIV/0! | #DIV/0! | #DIV/0! | #DIV/0! | #DIV/0! | #DIV/0! | #DIV/0! | #DIV/0! | 5150 | 0 | 0 | 0 | 0 | 0
2 | 6 | 2013 | 38 | 3 | 0 | 0 | #DIV/0! | #DIV/0! | #DIV/0! | #DIV/0! | #DIV/0! | #DIV/0! | #DIV/0! | #DIV/0! | #DIV/0! | #DIV/0! | #DIV/0! | #DIV/0! | #DIV/0! | #DIV/0! | #DIV/0! | #DIV/0! | #DIV/0! | #DIV/0! | #DIV/0! | #DIV/0! | 5151 | 0 | 0 | 0 | 0 | 0
2 | 7 | 2013 | 39 | 4 | 0 | 0 | #DIV/0! | #DIV/0! | #DIV/0! | #DIV/0! | #DIV/0! | #DIV/0! | #DIV/0! | #DIV/0! | #DIV/0! | #DIV/0! | #DIV/0! | #DIV/0! | #DIV/0! | #DIV/0! | #DIV/0! | #DIV/0! | #DIV/0! | #DIV/0! | #DIV/0! | #DIV/0! | 5152 | 0 | 0 | 0 | 0 | 0
2 | 8 | 2013 | 40 | 5 | 0.21 | 0 | #DIV/0! | #DIV/0! | #DIV/0! | #DIV/0! | #DIV/0! | #DIV/0! | #DIV/0! | #DIV/0! | #DIV/0! | #DIV/0! | #DIV/0! | #DIV/0! | #DIV/0! | #DIV/0! | #DIV/0! | #DIV/0! | #DIV/0! | #DIV/0! | #DIV/0! | #DIV/0! | 5153 | 0 | 0 | 0 | 0 | 0
2 | 9 | 2013 | 41 | 6 | 0.015 | 0 | #DIV/0! | #DIV/0! | #DIV/0! | #DIV/0! | #DIV/0! | #DIV/0! | #DIV/0! | #DIV/0! | #DIV/0! | #DIV/0! | #DIV/0! | #DIV/0! | #DIV/0! | #DIV/0! | #DIV/0! | #DIV/0! | #DIV/0! | #DIV/0! | #DIV/0! | #DIV/0! | 5154 | 0 | 0 | 0 | 0 | 0
2 | 10 | 2013 | 42 | 7 | 0.0025 | 0 | #DIV/0! | #DIV/0! | #DIV/0! | #DIV/0! | #DIV/0! | #DIV/0! | #DIV/0! | #DIV/0! | #DIV/0! | #DIV/0! | #DIV/0! | #DIV/0! | #DIV/0! | #DIV/0! | #DIV/0! | #DIV/0! | #DIV/0! | #DIV/0! | #DIV/0! | #DIV/0! | 5155 | 0 | 0 | 0 | 0 | 0
2 | 11 | 2013 | 43 | 1 | 0.2825 | 0 | #DIV/0! | #DIV/0! | #DIV/0! | #DIV/0! | #DIV/0! | #DIV/0! | #DIV/0! | #DIV/0! | #DIV/0! | #DIV/0! | #DIV/0! | #DIV/0! | #DIV/0! | #DIV/0! | #DIV/0! | #DIV/0! | #DIV/0! | #DIV/0! | #DIV/0! | #DIV/0! | 5156 | 0 | 0 | 0 | 0 | 0
2 | 12 | 2013 | 44 | 2 | 0.0025 | 0 | #DIV/0! | #DIV/0! | #DIV/0! | #DIV/0! | #DIV/0! | #DIV/0! | #DIV/0! | #DIV/0! | #DIV/0! | #DIV/0! | #DIV/0! | #DIV/0! | #DIV/0! | #DIV/0! | #DIV/0! | #DIV/0! | #DIV/0! | #DIV/0! | #DIV/0! | #DIV/0! | 5157 | 0 | 0 | 0 | 0 | 0
2 | 13 | 2013 | 45 | 3 | 0.1925 | 0 | #DIV/0! | #DIV/0! | #DIV/0! | #DIV/0! | #DIV/0! | #DIV/0! | #DIV/0! | #DIV/0! | #DIV/0! | #DIV/0! | #DIV/0! | #DIV/0! | #DIV/0! | #DIV/0! | #DIV/0! | #DIV/0! | #DIV/0! | #DIV/0! | #DIV/0! | #DIV/0! | 5158 | 0 | 0 | 0 | 0 | 0
2 | 14 | 2013 | 46 | 4 | 0.06 | 0 | #DIV/0! | #DIV/0! | #DIV/0! | #DIV/0! | #DIV/0! | #DIV/0! | #DIV/0! | #DIV/0! | #DIV/0! | #DIV/0! | #DIV/0! | #DIV/0! | #DIV/0! | #DIV/0! | #DIV/0! | #DIV/0! | #DIV/0! | #DIV/0! | #DIV/0! | #DIV/0! | 5159 | 0 | 0 | 0 | 0 | 0
2 | 15 | 2013 | 47 | 5 | 0.0725 | 0 | #DIV/0! | #DIV/0! | #DIV/0! | #DIV/0! | #DIV/0! | #DIV/0! | #DIV/0! | #DIV/0! | #DIV/0! | #DIV/0! | #DIV/0! | #DIV/0! | #DIV/0! | #DIV/0! | #DIV/0! | #DIV/0! | #DIV/0! | #DIV/0! | #DIV/0! | #DIV/0! | 5160 | 0 | 0 | 0 | 0 | 0
2 | 16 | 2013 | 48 | 6 | 0.055 | 0 | #DIV/0! | #DIV/0! | #DIV/0! | #DIV/0! | #DIV/0! | #DIV/0! | #DIV/0! | #DIV/0! | #DIV/0! | #DIV/0! | #DIV/0! | #DIV/0! | #DIV/0! | #DIV/0! | #DIV/0! | #DIV/0! | #DIV/0! | #DIV/0! | #DIV/0! | #DIV/0! | 5161 | 0 | 0 | 0 | 0 | 0
2 | 17 | 2013 | 49 | 7 | 0.01 | 0 | #DIV/0! | #DIV/0! | #DIV/0! | #DIV/0! | #DIV/0! | #DIV/0! | #DIV/0! | #DIV/0! | #DIV/0! | #DIV/0! | #DIV/0! | #DIV/0! | #DIV/0! | #DIV/0! | #DIV/0! | #DIV/0! | #DIV/0! | #DIV/0! | #DIV/0! | #DIV/0! | 5162 | 0 | 0 | 0 | 0 | 0
2 | 18 | 2013 | 50 | 1 | 0 | 0 | #DIV/0! | #DIV/0! | #DIV/0! | #DIV/0! | #DIV/0! | #DIV/0! | #DIV/0! | #DIV/0! | #DIV/0! | #DIV/0! | #DIV/0! | #DIV/0! | #DIV/0! | #DIV/0! | #DIV/0! | #DIV/0! | #DIV/0! | #DIV/0! | #DIV/0! | #DIV/0! | 5163 | 0 | 0 | 0 | 0 | 0
2 | 19 | 2013 | 51 | 2 | 0.0575 | 0 | #DIV/0! | #DIV/0! | #DIV/0! | #DIV/0! | #DIV/0! | #DIV/0! | #DIV/0! | #DIV/0! | #DIV/0! | #DIV/0! | #DIV/0! | #DIV/0! | #DIV/0! | #DIV/0! | #DIV/0! | #DIV/0! | #DIV/0! | #DIV/0! | #DIV/0! | #DIV/0! | 5164 | 0 | 0 | 0 | 0 | 0
2 | 20 | 2013 | 52 | 3 | 0.015 | 0 | #DIV/0! | #DIV/0! | #DIV/0! | #DIV/0! | #DIV/0! | #DIV/0! | #DIV/0! | #DIV/0! | #DIV/0! | #DIV/0! | #DIV/0! | #DIV/0! | #DIV/0! | #DIV/0! | #DIV/0! | #DIV/0! | #DIV/0! | #DIV/0! | #DIV/0! | #DIV/0! | 5165 | 0 | 0 | 0 | 0 | 0
2 | 21 | 2013 | 53 | 4 | 0 | 0 | #DIV/0! | #DIV/0! | #DIV/0! | #DIV/0! | #DIV/0! | #DIV/0! | #DIV/0! | #DIV/0! | #DIV/0! | #DIV/0! | #DIV/0! | #DIV/0! | #DIV/0! | #DIV/0! | #DIV/0! | #DIV/0! | #DIV/0! | #DIV/0! | #DIV/0! | #DIV/0! | 5166 | 0 | 0 | 0 | 0 | 0
2 | 22 | 2013 | 54 | 5 | 0.0375 | 0 | #DIV/0! | #DIV/0! | #DIV/0! | #DIV/0! | #DIV/0! | #DIV/0! | #DIV/0! | #DIV/0! | #DIV/0! | #DIV/0! | #DIV/0! | #DIV/0! | #DIV/0! | #DIV/0! | #DIV/0! | #DIV/0! | #DIV/0! | #DIV/0! | #DIV/0! | #DIV/0! | 5167 | 0 | 0 | 0 | 0 | 0
2 | 23 | 2013 | 55 | 6 | 0.0775 | 0 | #DIV/0! | #DIV/0! | #DIV/0! | #DIV/0! | #DIV/0! | #DIV/0! | #DIV/0! | #DIV/0! | #DIV/0! | #DIV/0! | #DIV/0! | #DIV/0! | #DIV/0! | #DIV/0! | #DIV/0! | #DIV/0! | #DIV/0! | #DIV/0! | #DIV/0! | #DIV/0! | 5168 | 0 | 0 | 0 | 0 | 0
2 | 24 | 2013 | 56 | 7 | 0.015 | 0 | #DIV/0! | #DIV/0! | #DIV/0! | #DIV/0! | #DIV/0! | #DIV/0! | #DIV/0! | #DIV/0! | #DIV/0! | #DIV/0! | #DIV/0! | #DIV/0! | #DIV/0! | #DIV/0! | #DIV/0! | #DIV/0! | #DIV/0! | #DIV/0! | #DIV/0! | #DIV/0! | 5169 | 0 | 0 | 0 | 0 | 0
2 | 25 | 2013 | 57 | 1 | 0.0025 | 0 | #DIV/0! | #DIV/0! | #DIV/0! | #DIV/0! | #DIV/0! | #DIV/0! | #DIV/0! | #DIV/0! | #DIV/0! | #DIV/0! | #DIV/0! | #DIV/0! | #DIV/0! | #DIV/0! | #DIV/0! | #DIV/0! | #DIV/0! | #DIV/0! | #DIV/0! | #DIV/0! | 5170 | 0 | 0 | 0 | 0 | 0
2 | 26 | 2013 | 58 | 2 | 0.455 | 0 | #DIV/0! | #DIV/0! | #DIV/0! | #DIV/0! | #DIV/0! | #DIV/0! | #DIV/0! | #DIV/0! | #DIV/0! | #DIV/0! | #DIV/0! | #DIV/0! | #DIV/0! | #DIV/0! | #DIV/0! | #DIV/0! | #DIV/0! | #DIV/0! | #DIV/0! | #DIV/0! | 5171 | 0 | 0 | 0 | 0 | 0
2 | 27 | 2013 | 59 | 3 | 0.1875 | 0 | #DIV/0! | #DIV/0! | #DIV/0! | #DIV/0! | #DIV/0! | #DIV/0! | #DIV/0! | #DIV/0! | #DIV/0! | #DIV/0! | #DIV/0! | #DIV/0! | #DIV/0! | #DIV/0! | #DIV/0! | #DIV/0! | #DIV/0! | #DIV/0! | #DIV/0! | #DIV/0! | 5172 | 0 | 0 | 0 | 0 | 0
2 | 28 | 2013 | 60 | 4 | 0.0225 | 0 | #DIV/0! | #DIV/0! | #DIV/0! | #DIV/0! | #DIV/0! | #DIV/0! | #DIV/0! | #DIV/0! | #DIV/0! | #DIV/0! | #DIV/0! | #DIV/0! | #DIV/0! | #DIV/0! | #DIV/0! | #DIV/0! | #DIV/0! | #DIV/0! | #DIV/0! | #DIV/0! | 5173 | 0 | 0 | 0 | 0 | 0
3 | 1 | 2013 | 61 | 5 | 0.0025 | 0 | #DIV/0! | #DIV/0! | #DIV/0! | #DIV/0! | #DIV/0! | #DIV/0! | #DIV/0! | #DIV/0! | #DIV/0! | #DIV/0! | #DIV/0! | #DIV/0! | #DIV/0! | #DIV/0! | #DIV/0! | #DIV/0! | #DIV/0! | #DIV/0! | #DIV/0! | #DIV/0! | 5174 | 0 | 0 | 0 | 0 | 0
3 | 2 | 2013 | 62 | 6 | 0 | 0 | #DIV/0! | #DIV/0! | #DIV/0! | #DIV/0! | #DIV/0! | #DIV/0! | #DIV/0! | #DIV/0! | #DIV/0! | #DIV/0! | #DIV/0! | #DIV/0! | #DIV/0! | #DIV/0! | #DIV/0! | #DIV/0! | #DIV/0! | #DIV/0! | #DIV/0! | #DIV/0! | 5175 | 0 | 0 | 0 | 0 | 0
3 | 3 | 2013 | 63 | 7 | 0 | 0 | #DIV/0! | #DIV/0! | #DIV/0! | #DIV/0! | #DIV/0! | #DIV/0! | #DIV/0! | #DIV/0! | #DIV/0! | #DIV/0! | #DIV/0! | #DIV/0! | #DIV/0! | #DIV/0! | #DIV/0! | #DIV/0! | #DIV/0! | #DIV/0! | #DIV/0! | #DIV/0! | 5176 | 0 | 0 | 0 | 0 | 0
3 | 4 | 2013 | 64 | 1 | 0 | 0 | #DIV/0! | #DIV/0! | #DIV/0! | #DIV/0! | #DIV/0! | #DIV/0! | #DIV/0! | #DIV/0! | #DIV/0! | #DIV/0! | #DIV/0! | #DIV/0! | #DIV/0! | #DIV/0! | #DIV/0! | #DIV/0! | #DIV/0! | #DIV/0! | #DIV/0! | #DIV/0! | 5177 | 0 | 0 | 0 | 0 | 0
3 | 5 | 2013 | 65 | 2 | 0.0075 | 0 | #DIV/0! | #DIV/0! | #DIV/0! | #DIV/0! | #DIV/0! | #DIV/0! | #DIV/0! | #DIV/0! | #DIV/0! | #DIV/0! | #DIV/0! | #DIV/0! | #DIV/0! | #DIV/0! | #DIV/0! | #DIV/0! | #DIV/0! | #DIV/0! | #DIV/0! | #DIV/0! | 5178 | 0 | 0 | 0 | 0 | 0
3 | 6 | 2013 | 66 | 3 | 0.7375 | 0 | #DIV/0! | #DIV/0! | #DIV/0! | #DIV/0! | #DIV/0! | #DIV/0! | #DIV/0! | #DIV/0! | #DIV/0! | #DIV/0! | #DIV/0! | #DIV/0! | #DIV/0! | #DIV/0! | #DIV/0! | #DIV/0! | #DIV/0! | #DIV/0! | #DIV/0! | #DIV/0! | 5179 | 0 | 0 | 0 | 0 | 0
3 | 7 | 2013 | 67 | 4 | 0.2175 | 0 | #DIV/0! | #DIV/0! | #DIV/0! | #DIV/0! | #DIV/0! | #DIV/0! | #DIV/0! | #DIV/0! | #DIV/0! | #DIV/0! | #DIV/0! | #DIV/0! | #DIV/0! | #DIV/0! | #DIV/0! | #DIV/0! | #DIV/0! | #DIV/0! | #DIV/0! | #DIV/0! | 5180 | 0 | 0 | 0 | 0 | 0
3 | 8 | 2013 | 68 | 5 | 0.005 | 0 | #DIV/0! | #DIV/0! | #DIV/0! | #DIV/0! | #DIV/0! | #DIV/0! | #DIV/0! | #DIV/0! | #DIV/0! | #DIV/0! | #DIV/0! | #DIV/0! | #DIV/0! | #DIV/0! | #DIV/0! | #DIV/0! | #DIV/0! | #DIV/0! | #DIV/0! | #DIV/0! | 5181 | 0 | 0 | 0 | 0 | 0
3 | 9 | 2013 | 69 | 6 | 0 | 0 | #DIV/0! | #DIV/0! | #DIV/0! | #DIV/0! | #DIV/0! | #DIV/0! | #DIV/0! | #DIV/0! | #DIV/0! | #DIV/0! | #DIV/0! | #DIV/0! | #DIV/0! | #DIV/0! | #DIV/0! | #DIV/0! | #DIV/0! | #DIV/0! | #DIV/0! | #DIV/0! | 5182 | 0 | 0 | 0 | 0 | 0
3 | 10 | 2013 | 70 | 7 | 0 | 0 | #DIV/0! | #DIV/0! | #DIV/0! | #DIV/0! | #DIV/0! | #DIV/0! | #DIV/0! | #DIV/0! | #DIV/0! | #DIV/0! | #DIV/0! | #DIV/0! | #DIV/0! | #DIV/0! | #DIV/0! | #DIV/0! | #DIV/0! | #DIV/0! | #DIV/0! | #DIV/0! | 5183 | 0 | 0 | 0 | 0 | 0
3 | 11 | 2013 | 71 | 1 | 0.0025 | 0 | #DIV/0! | #DIV/0! | #DIV/0! | #DIV/0! | #DIV/0! | #DIV/0! | #DIV/0! | #DIV/0! | #DIV/0! | #DIV/0! | #DIV/0! | #DIV/0! | #DIV/0! | #DIV/0! | #DIV/0! | #DIV/0! | #DIV/0! | #DIV/0! | #DIV/0! | #DIV/0! | 5184 | 0 | 0 | 0 | 0 | 0
3 | 12 | 2013 | 72 | 2 | 0.6725 | 0 | #DIV/0! | #DIV/0! | #DIV/0! | #DIV/0! | #DIV/0! | #DIV/0! | #DIV/0! | #DIV/0! | #DIV/0! | #DIV/0! | #DIV/0! | #DIV/0! | #DIV/0! | #DIV/0! | #DIV/0! | #DIV/0! | #DIV/0! | #DIV/0! | #DIV/0! | #DIV/0! | 5185 | 0 | 0 | 0 | 0 | 0
3 | 13 | 2013 | 73 | 3 | 0.215 | 0 | #DIV/0! | #DIV/0! | #DIV/0! | #DIV/0! | #DIV/0! | #DIV/0! | #DIV/0! | #DIV/0! | #DIV/0! | #DIV/0! | #DIV/0! | #DIV/0! | #DIV/0! | #DIV/0! | #DIV/0! | #DIV/0! | #DIV/0! | #DIV/0! | #DIV/0! | #DIV/0! | 5186 | 0 | 0 | 0 | 0 | 0
3 | 14 | 2013 | 74 | 4 | 0.005 | 0 | #DIV/0! | #DIV/0! | #DIV/0! | #DIV/0! | #DIV/0! | #DIV/0! | #DIV/0! | #DIV/0! | #DIV/0! | #DIV/0! | #DIV/0! | #DIV/0! | #DIV/0! | #DIV/0! | #DIV/0! | #DIV/0! | #DIV/0! | #DIV/0! | #DIV/0! | #DIV/0! | 5187 | 0 | 0 | 0 | 0 | 0
3 | 15 | 2013 | 75 | 5 | 0 | 0 | #DIV/0! | #DIV/0! | #DIV/0! | #DIV/0! | #DIV/0! | #DIV/0! | #DIV/0! | #DIV/0! | #DIV/0! | #DIV/0! | #DIV/0! | #DIV/0! | #DIV/0! | #DIV/0! | #DIV/0! | #DIV/0! | #DIV/0! | #DIV/0! | #DIV/0! | #DIV/0! | 5188 | 0 | 0 | 0 | 0 | 0
3 | 16 | 2013 | 76 | 6 | 0.0175 | 0 | #DIV/0! | #DIV/0! | #DIV/0! | #DIV/0! | #DIV/0! | #DIV/0! | #DIV/0! | #DIV/0! | #DIV/0! | #DIV/0! | #DIV/0! | #DIV/0! | #DIV/0! | #DIV/0! | #DIV/0! | #DIV/0! | #DIV/0! | #DIV/0! | #DIV/0! | #DIV/0! | 5189 | 0 | 0 | 0 | 0 | 0
3 | 17 | 2013 | 77 | 7 | 0 | 0 | #DIV/0! | #DIV/0! | #DIV/0! | #DIV/0! | #DIV/0! | #DIV/0! | #DIV/0! | #DIV/0! | #DIV/0! | #DIV/0! | #DIV/0! | #DIV/0! | #DIV/0! | #DIV/0! | #DIV/0! | #DIV/0! | #DIV/0! | #DIV/0! | #DIV/0! | #DIV/0! | 5190 | 0 | 0 | 0 | 0 | 0
3 | 18 | 2013 | 78 | 1 | 0.3 | 0 | #DIV/0! | #DIV/0! | #DIV/0! | #DIV/0! | #DIV/0! | #DIV/0! | #DIV/0! | #DIV/0! | #DIV/0! | #DIV/0! | #DIV/0! | #DIV/0! | #DIV/0! | #DIV/0! | #DIV/0! | #DIV/0! | #DIV/0! | #DIV/0! | #DIV/0! | #DIV/0! | 5191 | 0 | 0 | 0 | 0 | 0
3 | 19 | 2013 | 79 | 2 | 0.1025 | 0 | #DIV/0! | #DIV/0! | #DIV/0! | #DIV/0! | #DIV/0! | #DIV/0! | #DIV/0! | #DIV/0! | #DIV/0! | #DIV/0! | #DIV/0! | #DIV/0! | #DIV/0! | #DIV/0! | #DIV/0! | #DIV/0! | #DIV/0! | #DIV/0! | #DIV/0! | #DIV/0! | 5192 | 0 | 0 | 0 | 0 | 0
3 | 20 | 2013 | 80 | 3 | 0.0025 | 0 | #DIV/0! | #DIV/0! | #DIV/0! | #DIV/0! | #DIV/0! | #DIV/0! | #DIV/0! | #DIV/0! | #DIV/0! | #DIV/0! | #DIV/0! | #DIV/0! | #DIV/0! | #DIV/0! | #DIV/0! | #DIV/0! | #DIV/0! | #DIV/0! | #DIV/0! | #DIV/0! | 5193 | 0 | 0 | 0 | 0 | 0
3 | 21 | 2013 | 81 | 4 | 0 | 0 | #DIV/0! | #DIV/0! | #DIV/0! | #DIV/0! | #DIV/0! | #DIV/0! | #DIV/0! | #DIV/0! | #DIV/0! | #DIV/0! | #DIV/0! | #DIV/0! | #DIV/0! | #DIV/0! | #DIV/0! | #DIV/0! | #DIV/0! | #DIV/0! | #DIV/0! | #DIV/0! | 5194 | 0 | 0 | 0 | 0 | 0
3 | 22 | 2013 | 82 | 5 | 0 | 0 | #DIV/0! | #DIV/0! | #DIV/0! | #DIV/0! | #DIV/0! | #DIV/0! | #DIV/0! | #DIV/0! | #DIV/0! | #DIV/0! | #DIV/0! | #DIV/0! | #DIV/0! | #DIV/0! | #DIV/0! | #DIV/0! | #DIV/0! | #DIV/0! | #DIV/0! | #DIV/0! | 5195 | 0 | 0 | 0 | 0 | 0
3 | 23 | 2013 | 83 | 6 | 0 | 0 | #DIV/0! | #DIV/0! | #DIV/0! | #DIV/0! | #DIV/0! | #DIV/0! | #DIV/0! | #DIV/0! | #DIV/0! | #DIV/0! | #DIV/0! | #DIV/0! | #DIV/0! | #DIV/0! | #DIV/0! | #DIV/0! | #DIV/0! | #DIV/0! | #DIV/0! | #DIV/0! | 5196 | 0 | 0 | 0 | 0 | 0
3 | 24 | 2013 | 84 | 7 | 0.0225 | 0 | #DIV/0! | #DIV/0! | #DIV/0! | #DIV/0! | #DIV/0! | #DIV/0! | #DIV/0! | #DIV/0! | #DIV/0! | #DIV/0! | #DIV/0! | #DIV/0! | #DIV/0! | #DIV/0! | #DIV/0! | #DIV/0! | #DIV/0! | #DIV/0! | #DIV/0! | #DIV/0! | 5197 | 0 | 0 | 0 | 0 | 0
3 | 25 | 2013 | 85 | 1 | 0.46 | 0 | #DIV/0! | #DIV/0! | #DIV/0! | #DIV/0! | #DIV/0! | #DIV/0! | #DIV/0! | #DIV/0! | #DIV/0! | #DIV/0! | #DIV/0! | #DIV/0! | #DIV/0! | #DIV/0! | #DIV/0! | #DIV/0! | #DIV/0! | #DIV/0! | #DIV/0! | #DIV/0! | 5198 | 0 | 0 | 0 | 0 | 0
3 | 26 | 2013 | 86 | 2 | 0.0825 | 0 | #DIV/0! | #DIV/0! | #DIV/0! | #DIV/0! | #DIV/0! | #DIV/0! | #DIV/0! | #DIV/0! | #DIV/0! | #DIV/0! | #DIV/0! | #DIV/0! | #DIV/0! | #DIV/0! | #DIV/0! | #DIV/0! | #DIV/0! | #DIV/0! | #DIV/0! | #DIV/0! | 5199 | 0 | 0 | 0 | 0 | 0
3 | 27 | 2013 | 87 | 3 | 0.0075 | 0 | #DIV/0! | #DIV/0! | #DIV/0! | #DIV/0! | #DIV/0! | #DIV/0! | #DIV/0! | #DIV/0! | #DIV/0! | #DIV/0! | #DIV/0! | #DIV/0! | #DIV/0! | #DIV/0! | #DIV/0! | #DIV/0! | #DIV/0! | #DIV/0! | #DIV/0! | #DIV/0! | 5200 | 0 | 0 | 0 | 0 | 0
3 | 28 | 2013 | 88 | 4 | 0.0025 | 0 | #DIV/0! | #DIV/0! | #DIV/0! | #DIV/0! | #DIV/0! | #DIV/0! | #DIV/0! | #DIV/0! | #DIV/0! | #DIV/0! | #DIV/0! | #DIV/0! | #DIV/0! | #DIV/0! | #DIV/0! | #DIV/0! | #DIV/0! | #DIV/0! | #DIV/0! | #DIV/0! | 5201 | 0 | 0 | 0 | 0 | 0
3 | 29 | 2013 | 89 | 5 | 0 | 0 | #DIV/0! | #DIV/0! | #DIV/0! | #DIV/0! | #DIV/0! | #DIV/0! | #DIV/0! | #DIV/0! | #DIV/0! | #DIV/0! | #DIV/0! | #DIV/0! | #DIV/0! | #DIV/0! | #DIV/0! | #DIV/0! | #DIV/0! | #DIV/0! | #DIV/0! | #DIV/0! | 5202 | 0 | 0 | 0 | 0 | 0
3 | 30 | 2013 | 90 | 6 | 0 | 0 | #DIV/0! | #DIV/0! | #DIV/0! | #DIV/0! | #DIV/0! | #DIV/0! | #DIV/0! | #DIV/0! | #DIV/0! | #DIV/0! | #DIV/0! | #DIV/0! | #DIV/0! | #DIV/0! | #DIV/0! | #DIV/0! | #DIV/0! | #DIV/0! | #DIV/0! | #DIV/0! | 5203 | 0 | 0 | 0 | 0 | 0
3 | 31 | 2013 | 91 | 7 | 0.0325 | 0 | #DIV/0! | #DIV/0! | #DIV/0! | #DIV/0! | #DIV/0! | #DIV/0! | #DIV/0! | #DIV/0! | #DIV/0! | #DIV/0! | #DIV/0! | #DIV/0! | #DIV/0! | #DIV/0! | #DIV/0! | #DIV/0! | #DIV/0! | #DIV/0! | #DIV/0! | #DIV/0! | 5204 | 0 | 0 | 0 | 0 | 0
4 | 1 | 2013 | 92 | 1 | 0.005 | 0 | #DIV/0! | #DIV/0! | #DIV/0! | #DIV/0! | #DIV/0! | #DIV/0! | #DIV/0! | #DIV/0! | #DIV/0! | #DIV/0! | #DIV/0! | #DIV/0! | #DIV/0! | #DIV/0! | #DIV/0! | #DIV/0! | #DIV/0! | #DIV/0! | #DIV/0! | #DIV/0! | 5205 | 0 | 0 | 0 | 0 | 0
4 | 2 | 2013 | 93 | 2 | 0.005 | 0 | #DIV/0! | #DIV/0! | #DIV/0! | #DIV/0! | #DIV/0! | #DIV/0! | #DIV/0! | #DIV/0! | #DIV/0! | #DIV/0! | #DIV/0! | #DIV/0! | #DIV/0! | #DIV/0! | #DIV/0! | #DIV/0! | #DIV/0! | #DIV/0! | #DIV/0! | #DIV/0! | 5206 | 0 | 0 | 0 | 0 | 0
4 | 3 | 2013 | 94 | 3 | 0 | 0 | #DIV/0! | #DIV/0! | #DIV/0! | #DIV/0! | #DIV/0! | #DIV/0! | #DIV/0! | #DIV/0! | #DIV/0! | #DIV/0! | #DIV/0! | #DIV/0! | #DIV/0! | #DIV/0! | #DIV/0! | #DIV/0! | #DIV/0! | #DIV/0! | #DIV/0! | #DIV/0! | 5207 | 0 | 0 | 0 | 0 | 0
4 | 4 | 2013 | 95 | 4 | 0.085 | 0 | #DIV/0! | #DIV/0! | #DIV/0! | #DIV/0! | #DIV/0! | #DIV/0! | #DIV/0! | #DIV/0! | #DIV/0! | #DIV/0! | #DIV/0! | #DIV/0! | #DIV/0! | #DIV/0! | #DIV/0! | #DIV/0! | #DIV/0! | #DIV/0! | #DIV/0! | #DIV/0! | 5208 | 0 | 0 | 0 | 0 | 0
4 | 5 | 2013 | 96 | 5 | 0.165 | 0 | #DIV/0! | #DIV/0! | #DIV/0! | #DIV/0! | #DIV/0! | #DIV/0! | #DIV/0! | #DIV/0! | #DIV/0! | #DIV/0! | #DIV/0! | #DIV/0! | #DIV/0! | #DIV/0! | #DIV/0! | #DIV/0! | #DIV/0! | #DIV/0! | #DIV/0! | #DIV/0! | 5209 | 0 | 0 | 0 | 0 | 0
4 | 6 | 2013 | 97 | 6 | 0.0025 | 0 | #DIV/0! | #DIV/0! | #DIV/0! | #DIV/0! | #DIV/0! | #DIV/0! | #DIV/0! | #DIV/0! | #DIV/0! | #DIV/0! | #DIV/0! | #DIV/0! | #DIV/0! | #DIV/0! | #DIV/0! | #DIV/0! | #DIV/0! | #DIV/0! | #DIV/0! | #DIV/0! | 5210 | 0 | 0 | 0 | 0 | 0
4 | 7 | 2013 | 98 | 7 | 0 | 0 | #DIV/0! | #DIV/0! | #DIV/0! | #DIV/0! | #DIV/0! | #DIV/0! | #DIV/0! | #DIV/0! | #DIV/0! | #DIV/0! | #DIV/0! | #DIV/0! | #DIV/0! | #DIV/0! | #DIV/0! | #DIV/0! | #DIV/0! | #DIV/0! | #DIV/0! | #DIV/0! | 5211 | 0 | 0 | 0 | 0 | 0
4 | 8 | 2013 | 99 | 1 | 0 | 0 | #DIV/0! | #DIV/0! | #DIV/0! | #DIV/0! | #DIV/0! | #DIV/0! | #DIV/0! | #DIV/0! | #DIV/0! | #DIV/0! | #DIV/0! | #DIV/0! | #DIV/0! | #DIV/0! | #DIV/0! | #DIV/0! | #DIV/0! | #DIV/0! | #DIV/0! | #DIV/0! | 5212 | 0 | 0 | 0 | 0 | 0
4 | 9 | 2013 | 100 | 2 | 0 | 0 | #DIV/0! | #DIV/0! | #DIV/0! | #DIV/0! | #DIV/0! | #DIV/0! | #DIV/0! | #DIV/0! | #DIV/0! | #DIV/0! | #DIV/0! | #DIV/0! | #DIV/0! | #DIV/0! | #DIV/0! | #DIV/0! | #DIV/0! | #DIV/0! | #DIV/0! | #DIV/0! | 5213 | 0 | 0 | 0 | 0 | 0
4 | 10 | 2013 | 101 | 3 | 0 | 0 | #DIV/0! | #DIV/0! | #DIV/0! | #DIV/0! | #DIV/0! | #DIV/0! | #DIV/0! | #DIV/0! | #DIV/0! | #DIV/0! | #DIV/0! | #DIV/0! | #DIV/0! | #DIV/0! | #DIV/0! | #DIV/0! | #DIV/0! | #DIV/0! | #DIV/0! | #DIV/0! | 5214 | 0 | 0 | 0 | 0 | 0
4 | 11 | 2013 | 102 | 4 | 0 | 0 | #DIV/0! | #DIV/0! | #DIV/0! | #DIV/0! | #DIV/0! | #DIV/0! | #DIV/0! | #DIV/0! | #DIV/0! | #DIV/0! | #DIV/0! | #DIV/0! | #DIV/0! | #DIV/0! | #DIV/0! | #DIV/0! | #DIV/0! | #DIV/0! | #DIV/0! | #DIV/0! | 5215 | 0 | 0 | 0 | 0 | 0
4 | 12 | 2013 | 103 | 5 | 0.5175 | 0 | #DIV/0! | #DIV/0! | #DIV/0! | #DIV/0! | #DIV/0! | #DIV/0! | #DIV/0! | #DIV/0! | #DIV/0! | #DIV/0! | #DIV/0! | #DIV/0! | #DIV/0! | #DIV/0! | #DIV/0! | #DIV/0! | #DIV/0! | #DIV/0! | #DIV/0! | #DIV/0! | 5216 | 0 | 0 | 0 | 0 | 0
4 | 13 | 2013 | 104 | 6 | 0.205 | 0 | #DIV/0! | #DIV/0! | #DIV/0! | #DIV/0! | #DIV/0! | #DIV/0! | #DIV/0! | #DIV/0! | #DIV/0! | #DIV/0! | #DIV/0! | #DIV/0! | #DIV/0! | #DIV/0! | #DIV/0! | #DIV/0! | #DIV/0! | #DIV/0! | #DIV/0! | #DIV/0! | 5217 | 0 | 0 | 0 | 0 | 0
4 | 14 | 2013 | 105 | 7 | 0.005 | 0 | #DIV/0! | #DIV/0! | #DIV/0! | #DIV/0! | #DIV/0! | #DIV/0! | #DIV/0! | #DIV/0! | #DIV/0! | #DIV/0! | #DIV/0! | #DIV/0! | #DIV/0! | #DIV/0! | #DIV/0! | #DIV/0! | #DIV/0! | #DIV/0! | #DIV/0! | #DIV/0! | 5218 | 0 | 0 | 0 | 0 | 0
4 | 15 | 2013 | 106 | 1 | 0.0025 | 0 | #DIV/0! | #DIV/0! | #DIV/0! | #DIV/0! | #DIV/0! | #DIV/0! | #DIV/0! | #DIV/0! | #DIV/0! | #DIV/0! | #DIV/0! | #DIV/0! | #DIV/0! | #DIV/0! | #DIV/0! | #DIV/0! | #DIV/0! | #DIV/0! | #DIV/0! | #DIV/0! | 5219 | 0 | 0 | 0 | 0 | 0
4 | 16 | 2013 | 107 | 2 | 0.0025 | 0 | #DIV/0! | #DIV/0! | #DIV/0! | #DIV/0! | #DIV/0! | #DIV/0! | #DIV/0! | #DIV/0! | #DIV/0! | #DIV/0! | #DIV/0! | #DIV/0! | #DIV/0! | #DIV/0! | #DIV/0! | #DIV/0! | #DIV/0! | #DIV/0! | #DIV/0! | #DIV/0! | 5220 | 0 | 0 | 0 | 0 | 0
4 | 17 | 2013 | 108 | 3 | 0.0225 | 0 | #DIV/0! | #DIV/0! | #DIV/0! | #DIV/0! | #DIV/0! | #DIV/0! | #DIV/0! | #DIV/0! | #DIV/0! | #DIV/0! | #DIV/0! | #DIV/0! | #DIV/0! | #DIV/0! | #DIV/0! | #DIV/0! | #DIV/0! | #DIV/0! | #DIV/0! | #DIV/0! | 5221 | 0 | 0 | 0 | 0 | 0
4 | 18 | 2013 | 109 | 4 | 0.06 | 0 | #DIV/0! | #DIV/0! | #DIV/0! | #DIV/0! | #DIV/0! | #DIV/0! | #DIV/0! | #DIV/0! | #DIV/0! | #DIV/0! | #DIV/0! | #DIV/0! | #DIV/0! | #DIV/0! | #DIV/0! | #DIV/0! | #DIV/0! | #DIV/0! | #DIV/0! | #DIV/0! | 5222 | 0 | 0 | 0 | 0 | 0
4 | 19 | 2013 | 110 | 5 | 0.85 | 0 | #DIV/0! | #DIV/0! | #DIV/0! | #DIV/0! | #DIV/0! | #DIV/0! | #DIV/0! | #DIV/0! | #DIV/0! | #DIV/0! | #DIV/0! | #DIV/0! | #DIV/0! | #DIV/0! | #DIV/0! | #DIV/0! | #DIV/0! | #DIV/0! | #DIV/0! | #DIV/0! | 5223 | 0 | 0 | 0 | 0 | 0
4 | 20 | 2013 | 111 | 6 | 0.31 | 0 | #DIV/0! | #DIV/0! | #DIV/0! | #DIV/0! | #DIV/0! | #DIV/0! | #DIV/0! | #DIV/0! | #DIV/0! | #DIV/0! | #DIV/0! | #DIV/0! | #DIV/0! | #DIV/0! | #DIV/0! | #DIV/0! | #DIV/0! | #DIV/0! | #DIV/0! | #DIV/0! | 5224 | 0 | 0 | 0 | 0 | 0
4 | 21 | 2013 | 112 | 7 | 0.005 | 0 | #DIV/0! | #DIV/0! | #DIV/0! | #DIV/0! | #DIV/0! | #DIV/0! | #DIV/0! | #DIV/0! | #DIV/0! | #DIV/0! | #DIV/0! | #DIV/0! | #DIV/0! | #DIV/0! | #DIV/0! | #DIV/0! | #DIV/0! | #DIV/0! | #DIV/0! | #DIV/0! | 5225 | 0 | 0 | 0 | 0 | 0
4 | 22 | 2013 | 113 | 1 | 0 | 0 | #DIV/0! | #DIV/0! | #DIV/0! | #DIV/0! | #DIV/0! | #DIV/0! | #DIV/0! | #DIV/0! | #DIV/0! | #DIV/0! | #DIV/0! | #DIV/0! | #DIV/0! | #DIV/0! | #DIV/0! | #DIV/0! | #DIV/0! | #DIV/0! | #DIV/0! | #DIV/0! | 5226 | 0 | 0 | 0 | 0 | 0
4 | 23 | 2013 | 114 | 2 | 0 | 0 | #DIV/0! | #DIV/0! | #DIV/0! | #DIV/0! | #DIV/0! | #DIV/0! | #DIV/0! | #DIV/0! | #DIV/0! | #DIV/0! | #DIV/0! | #DIV/0! | #DIV/0! | #DIV/0! | #DIV/0! | #DIV/0! | #DIV/0! | #DIV/0! | #DIV/0! | #DIV/0! | 5227 | 0 | 0 | 0 | 0 | 0
4 | 24 | 2013 | 115 | 3 | 0 | 0 | #DIV/0! | #DIV/0! | #DIV/0! | #DIV/0! | #DIV/0! | #DIV/0! | #DIV/0! | #DIV/0! | #DIV/0! | #DIV/0! | #DIV/0! | #DIV/0! | #DIV/0! | #DIV/0! | #DIV/0! | #DIV/0! | #DIV/0! | #DIV/0! | #DIV/0! | #DIV/0! | 5228 | 0 | 0 | 0 | 0 | 0
4 | 25 | 2013 | 116 | 4 | 0.025 | 0 | #DIV/0! | #DIV/0! | #DIV/0! | #DIV/0! | #DIV/0! | #DIV/0! | #DIV/0! | #DIV/0! | #DIV/0! | #DIV/0! | #DIV/0! | #DIV/0! | #DIV/0! | #DIV/0! | #DIV/0! | #DIV/0! | #DIV/0! | #DIV/0! | #DIV/0! | #DIV/0! | 5229 | 0 | 0 | 0 | 0 | 0
4 | 26 | 2013 | 117 | 5 | 0.0025 | 0 | #DIV/0! | #DIV/0! | #DIV/0! | #DIV/0! | #DIV/0! | #DIV/0! | #DIV/0! | #DIV/0! | #DIV/0! | #DIV/0! | #DIV/0! | #DIV/0! | #DIV/0! | #DIV/0! | #DIV/0! | #DIV/0! | #DIV/0! | #DIV/0! | #DIV/0! | #DIV/0! | 5230 | 0 | 0 | 0 | 0 | 0
4 | 27 | 2013 | 118 | 6 | 0 | 0 | #DIV/0! | #DIV/0! | #DIV/0! | #DIV/0! | #DIV/0! | #DIV/0! | #DIV/0! | #DIV/0! | #DIV/0! | #DIV/0! | #DIV/0! | #DIV/0! | #DIV/0! | #DIV/0! | #DIV/0! | #DIV/0! | #DIV/0! | #DIV/0! | #DIV/0! | #DIV/0! | 5231 | 0 | 0 | 0 | 0 | 0
4 | 28 | 2013 | 119 | 7 | 0.01 | 0 | #DIV/0! | #DIV/0! | #DIV/0! | #DIV/0! | #DIV/0! | #DIV/0! | #DIV/0! | #DIV/0! | #DIV/0! | #DIV/0! | #DIV/0! | #DIV/0! | #DIV/0! | #DIV/0! | #DIV/0! | #DIV/0! | #DIV/0! | #DIV/0! | #DIV/0! | #DIV/0! | 5232 | 0 | 0 | 0 | 0 | 0
4 | 29 | 2013 | 120 | 1 | 0.1825 | 0 | #DIV/0! | #DIV/0! | #DIV/0! | #DIV/0! | #DIV/0! | #DIV/0! | #DIV/0! | #DIV/0! | #DIV/0! | #DIV/0! | #DIV/0! | #DIV/0! | #DIV/0! | #DIV/0! | #DIV/0! | #DIV/0! | #DIV/0! | #DIV/0! | #DIV/0! | #DIV/0! | 5233 | 0 | 0 | 0 | 0 | 0
4 | 30 | 2013 | 121 | 2 | 0.1175 | 0 | #DIV/0! | #DIV/0! | #DIV/0! | #DIV/0! | #DIV/0! | #DIV/0! | #DIV/0! | #DIV/0! | #DIV/0! | #DIV/0! | #DIV/0! | #DIV/0! | #DIV/0! | #DIV/0! | #DIV/0! | #DIV/0! | #DIV/0! | #DIV/0! | #DIV/0! | #DIV/0! | 5234 | 0 | 0 | 0 | 0 | 0
5 | 1 | 2013 | 122 | 3 | 0.015 | 0 | #DIV/0! | #DIV/0! | #DIV/0! | #DIV/0! | #DIV/0! | #DIV/0! | #DIV/0! | #DIV/0! | #DIV/0! | #DIV/0! | #DIV/0! | #DIV/0! | #DIV/0! | #DIV/0! | #DIV/0! | #DIV/0! | #DIV/0! | #DIV/0! | #DIV/0! | #DIV/0! | 5235 | 0 | 0 | 0 | 0 | 0
5 | 2 | 2013 | 123 | 4 | 0.0025 | 0 | #DIV/0! | #DIV/0! | #DIV/0! | #DIV/0! | #DIV/0! | #DIV/0! | #DIV/0! | #DIV/0! | #DIV/0! | #DIV/0! | #DIV/0! | #DIV/0! | #DIV/0! | #DIV/0! | #DIV/0! | #DIV/0! | #DIV/0! | #DIV/0! | #DIV/0! | #DIV/0! | 5236 | 0 | 0 | 0 | 0 | 0
5 | 3 | 2013 | 124 | 5 | 0 | 0 | #DIV/0! | #DIV/0! | #DIV/0! | #DIV/0! | #DIV/0! | #DIV/0! | #DIV/0! | #DIV/0! | #DIV/0! | #DIV/0! | #DIV/0! | #DIV/0! | #DIV/0! | #DIV/0! | #DIV/0! | #DIV/0! | #DIV/0! | #DIV/0! | #DIV/0! | #DIV/0! | 5237 | 0 | 0 | 0 | 0 | 0
5 | 4 | 2013 | 125 | 6 | 0 | 0 | #DIV/0! | #DIV/0! | #DIV/0! | #DIV/0! | #DIV/0! | #DIV/0! | #DIV/0! | #DIV/0! | #DIV/0! | #DIV/0! | #DIV/0! | #DIV/0! | #DIV/0! | #DIV/0! | #DIV/0! | #DIV/0! | #DIV/0! | #DIV/0! | #DIV/0! | #DIV/0! | 5238 | 0 | 0 | 0 | 0 | 0
5 | 5 | 2013 | 126 | 7 | 0 | 0 | #DIV/0! | #DIV/0! | #DIV/0! | #DIV/0! | #DIV/0! | #DIV/0! | #DIV/0! | #DIV/0! | #DIV/0! | #DIV/0! | #DIV/0! | #DIV/0! | #DIV/0! | #DIV/0! | #DIV/0! | #DIV/0! | #DIV/0! | #DIV/0! | #DIV/0! | #DIV/0! | 5239 | 0 | 0 | 0 | 0 | 0
5 | 6 | 2013 | 127 | 1 | 0.01 | 0 | #DIV/0! | #DIV/0! | #DIV/0! | #DIV/0! | #DIV/0! | #DIV/0! | #DIV/0! | #DIV/0! | #DIV/0! | #DIV/0! | #DIV/0! | #DIV/0! | #DIV/0! | #DIV/0! | #DIV/0! | #DIV/0! | #DIV/0! | #DIV/0! | #DIV/0! | #DIV/0! | 5240 | 0 | 0 | 0 | 0 | 0
5 | 7 | 2013 | 128 | 2 | 0.6 | 0 | #DIV/0! | #DIV/0! | #DIV/0! | #DIV/0! | #DIV/0! | #DIV/0! | #DIV/0! | #DIV/0! | #DIV/0! | #DIV/0! | #DIV/0! | #DIV/0! | #DIV/0! | #DIV/0! | #DIV/0! | #DIV/0! | #DIV/0! | #DIV/0! | #DIV/0! | #DIV/0! | 5241 | 0 | 0 | 0 | 0 | 0
5 | 8 | 2013 | 129 | 3 | 0.3375 | 0 | #DIV/0! | #DIV/0! | #DIV/0! | #DIV/0! | #DIV/0! | #DIV/0! | #DIV/0! | #DIV/0! | #DIV/0! | #DIV/0! | #DIV/0! | #DIV/0! | #DIV/0! | #DIV/0! | #DIV/0! | #DIV/0! | #DIV/0! | #DIV/0! | #DIV/0! | #DIV/0! | 5242 | 0 | 0 | 0 | 0 | 0
5 | 9 | 2013 | 130 | 4 | 0.04 | 0 | #DIV/0! | #DIV/0! | #DIV/0! | #DIV/0! | #DIV/0! | #DIV/0! | #DIV/0! | #DIV/0! | #DIV/0! | #DIV/0! | #DIV/0! | #DIV/0! | #DIV/0! | #DIV/0! | #DIV/0! | #DIV/0! | #DIV/0! | #DIV/0! | #DIV/0! | #DIV/0! | 5243 | 0 | 0 | 0 | 0 | 0
5 | 10 | 2013 | 131 | 5 | 0.3925 | 0 | #DIV/0! | #DIV/0! | #DIV/0! | #DIV/0! | #DIV/0! | #DIV/0! | #DIV/0! | #DIV/0! | #DIV/0! | #DIV/0! | #DIV/0! | #DIV/0! | #DIV/0! | #DIV/0! | #DIV/0! | #DIV/0! | #DIV/0! | #DIV/0! | #DIV/0! | #DIV/0! | 5244 | 0 | 0 | 0 | 0 | 0
5 | 11 | 2013 | 132 | 6 | 0.43 | 0 | #DIV/0! | #DIV/0! | #DIV/0! | #DIV/0! | #DIV/0! | #DIV/0! | #DIV/0! | #DIV/0! | #DIV/0! | #DIV/0! | #DIV/0! | #DIV/0! | #DIV/0! | #DIV/0! | #DIV/0! | #DIV/0! | #DIV/0! | #DIV/0! | #DIV/0! | #DIV/0! | 5245 | 0 | 0 | 0 | 0 | 0
5 | 12 | 2013 | 133 | 7 | 0.0825 | 0 | #DIV/0! | #DIV/0! | #DIV/0! | #DIV/0! | #DIV/0! | #DIV/0! | #DIV/0! | #DIV/0! | #DIV/0! | #DIV/0! | #DIV/0! | #DIV/0! | #DIV/0! | #DIV/0! | #DIV/0! | #DIV/0! | #DIV/0! | #DIV/0! | #DIV/0! | #DIV/0! | 5246 | 0 | 0 | 0 | 0 | 0
5 | 13 | 2013 | 134 | 1 | 0.0025 | 0 | #DIV/0! | #DIV/0! | #DIV/0! | #DIV/0! | #DIV/0! | #DIV/0! | #DIV/0! | #DIV/0! | #DIV/0! | #DIV/0! | #DIV/0! | #DIV/0! | #DIV/0! | #DIV/0! | #DIV/0! | #DIV/0! | #DIV/0! | #DIV/0! | #DIV/0! | #DIV/0! | 5247 | 0 | 0 | 0 | 0 | 0
5 | 14 | 2013 | 135 | 2 | 0 | 0 | #DIV/0! | #DIV/0! | #DIV/0! | #DIV/0! | #DIV/0! | #DIV/0! | #DIV/0! | #DIV/0! | #DIV/0! | #DIV/0! | #DIV/0! | #DIV/0! | #DIV/0! | #DIV/0! | #DIV/0! | #DIV/0! | #DIV/0! | #DIV/0! | #DIV/0! | #DIV/0! | 5248 | 0 | 0 | 0 | 0 | 0
5 | 15 | 2013 | 136 | 3 | 0 | 0 | #DIV/0! | #DIV/0! | #DIV/0! | #DIV/0! | #DIV/0! | #DIV/0! | #DIV/0! | #DIV/0! | #DIV/0! | #DIV/0! | #DIV/0! | #DIV/0! | #DIV/0! | #DIV/0! | #DIV/0! | #DIV/0! | #DIV/0! | #DIV/0! | #DIV/0! | #DIV/0! | 5249 | 0 | 0 | 0 | 0 | 0
5 | 16 | 2013 | 137 | 4 | 0 | 0 | #DIV/0! | #DIV/0! | #DIV/0! | #DIV/0! | #DIV/0! | #DIV/0! | #DIV/0! | #DIV/0! | #DIV/0! | #DIV/0! | #DIV/0! | #DIV/0! | #DIV/0! | #DIV/0! | #DIV/0! | #DIV/0! | #DIV/0! | #DIV/0! | #DIV/0! | #DIV/0! | 5250 | 0 | 0 | 0 | 0 | 0
5 | 17 | 2013 | 138 | 5 | 0 | 0 | #DIV/0! | #DIV/0! | #DIV/0! | #DIV/0! | #DIV/0! | #DIV/0! | #DIV/0! | #DIV/0! | #DIV/0! | #DIV/0! | #DIV/0! | #DIV/0! | #DIV/0! | #DIV/0! | #DIV/0! | #DIV/0! | #DIV/0! | #DIV/0! | #DIV/0! | #DIV/0! | 5251 | 0 | 0 | 0 | 0 | 0
5 | 18 | 2013 | 139 | 6 | 0.0425 | 0 | #DIV/0! | #DIV/0! | #DIV/0! | #DIV/0! | #DIV/0! | #DIV/0! | #DIV/0! | #DIV/0! | #DIV/0! | #DIV/0! | #DIV/0! | #DIV/0! | #DIV/0! | #DIV/0! | #DIV/0! | #DIV/0! | #DIV/0! | #DIV/0! | #DIV/0! | #DIV/0! | 5252 | 0 | 0 | 0 | 0 | 0
5 | 19 | 2013 | 140 | 7 | 0.035 | 0 | #DIV/0! | #DIV/0! | #DIV/0! | #DIV/0! | #DIV/0! | #DIV/0! | #DIV/0! | #DIV/0! | #DIV/0! | #DIV/0! | #DIV/0! | #DIV/0! | #DIV/0! | #DIV/0! | #DIV/0! | #DIV/0! | #DIV/0! | #DIV/0! | #DIV/0! | #DIV/0! | 5253 | 0 | 0 | 0 | 0 | 0
5 | 20 | 2013 | 141 | 1 | 0.0025 | 0 | #DIV/0! | #DIV/0! | #DIV/0! | #DIV/0! | #DIV/0! | #DIV/0! | #DIV/0! | #DIV/0! | #DIV/0! | #DIV/0! | #DIV/0! | #DIV/0! | #DIV/0! | #DIV/0! | #DIV/0! | #DIV/0! | #DIV/0! | #DIV/0! | #DIV/0! | #DIV/0! | 5254 | 0 | 0 | 0 | 0 | 0
5 | 21 | 2013 | 142 | 2 | 0 | 0 | #DIV/0! | #DIV/0! | #DIV/0! | #DIV/0! | #DIV/0! | #DIV/0! | #DIV/0! | #DIV/0! | #DIV/0! | #DIV/0! | #DIV/0! | #DIV/0! | #DIV/0! | #DIV/0! | #DIV/0! | #DIV/0! | #DIV/0! | #DIV/0! | #DIV/0! | #DIV/0! | 5255 | 0 | 0 | 0 | 0 | 0
5 | 22 | 2013 | 143 | 3 | 0.0075 | 0 | #DIV/0! | #DIV/0! | #DIV/0! | #DIV/0! | #DIV/0! | #DIV/0! | #DIV/0! | #DIV/0! | #DIV/0! | #DIV/0! | #DIV/0! | #DIV/0! | #DIV/0! | #DIV/0! | #DIV/0! | #DIV/0! | #DIV/0! | #DIV/0! | #DIV/0! | #DIV/0! | 5256 | 0 | 0 | 0 | 0 | 0
5 | 23 | 2013 | 144 | 4 | 0.4175 | 0 | #DIV/0! | #DIV/0! | #DIV/0! | #DIV/0! | #DIV/0! | #DIV/0! | #DIV/0! | #DIV/0! | #DIV/0! | #DIV/0! | #DIV/0! | #DIV/0! | #DIV/0! | #DIV/0! | #DIV/0! | #DIV/0! | #DIV/0! | #DIV/0! | #DIV/0! | #DIV/0! | 5257 | 0 | 0 | 0 | 0 | 0
5 | 24 | 2013 | 145 | 5 | 0.0575 | 0 | #DIV/0! | #DIV/0! | #DIV/0! | #DIV/0! | #DIV/0! | #DIV/0! | #DIV/0! | #DIV/0! | #DIV/0! | #DIV/0! | #DIV/0! | #DIV/0! | #DIV/0! | #DIV/0! | #DIV/0! | #DIV/0! | #DIV/0! | #DIV/0! | #DIV/0! | #DIV/0! | 5258 | 0 | 0 | 0 | 0 | 0
5 | 25 | 2013 | 146 | 6 | 0.0075 | 0 | #DIV/0! | #DIV/0! | #DIV/0! | #DIV/0! | #DIV/0! | #DIV/0! | #DIV/0! | #DIV/0! | #DIV/0! | #DIV/0! | #DIV/0! | #DIV/0! | #DIV/0! | #DIV/0! | #DIV/0! | #DIV/0! | #DIV/0! | #DIV/0! | #DIV/0! | #DIV/0! | 5259 | 0 | 0 | 0 | 0 | 0
5 | 26 | 2013 | 147 | 7 | 0.0025 | 0 | #DIV/0! | #DIV/0! | #DIV/0! | #DIV/0! | #DIV/0! | #DIV/0! | #DIV/0! | #DIV/0! | #DIV/0! | #DIV/0! | #DIV/0! | #DIV/0! | #DIV/0! | #DIV/0! | #DIV/0! | #DIV/0! | #DIV/0! | #DIV/0! | #DIV/0! | #DIV/0! | 5260 | 0 | 0 | 0 | 0 | 0
5 | 27 | 2013 | 148 | 1 | 0 | 0 | #DIV/0! | #DIV/0! | #DIV/0! | #DIV/0! | #DIV/0! | #DIV/0! | #DIV/0! | #DIV/0! | #DIV/0! | #DIV/0! | #DIV/0! | #DIV/0! | #DIV/0! | #DIV/0! | #DIV/0! | #DIV/0! | #DIV/0! | #DIV/0! | #DIV/0! | #DIV/0! | 5261 | 0 | 0 | 0 | 0 | 0
5 | 28 | 2013 | 149 | 2 | 0.4275 | 0 | #DIV/0! | #DIV/0! | #DIV/0! | #DIV/0! | #DIV/0! | #DIV/0! | #DIV/0! | #DIV/0! | #DIV/0! | #DIV/0! | #DIV/0! | #DIV/0! | #DIV/0! | #DIV/0! | #DIV/0! | #DIV/0! | #DIV/0! | #DIV/0! | #DIV/0! | #DIV/0! | 5262 | 0 | 0 | 0 | 0 | 0
5 | 29 | 2013 | 150 | 3 | 0.26 | 0 | #DIV/0! | #DIV/0! | #DIV/0! | #DIV/0! | #DIV/0! | #DIV/0! | #DIV/0! | #DIV/0! | #DIV/0! | #DIV/0! | #DIV/0! | #DIV/0! | #DIV/0! | #DIV/0! | #DIV/0! | #DIV/0! | #DIV/0! | #DIV/0! | #DIV/0! | #DIV/0! | 5263 | 0 | 0 | 0 | 0 | 0
5 | 30 | 2013 | 151 | 4 | 0.04 | 0 | #DIV/0! | #DIV/0! | #DIV/0! | #DIV/0! | #DIV/0! | #DIV/0! | #DIV/0! | #DIV/0! | #DIV/0! | #DIV/0! | #DIV/0! | #DIV/0! | #DIV/0! | #DIV/0! | #DIV/0! | #DIV/0! | #DIV/0! | #DIV/0! | #DIV/0! | #DIV/0! | 5264 | 0 | 0 | 0 | 0 | 0
5 | 31 | 2013 | 152 | 5 | 0 | 0 | #DIV/0! | #DIV/0! | #DIV/0! | #DIV/0! | #DIV/0! | #DIV/0! | #DIV/0! | #DIV/0! | #DIV/0! | #DIV/0! | #DIV/0! | #DIV/0! | #DIV/0! | #DIV/0! | #DIV/0! | #DIV/0! | #DIV/0! | #DIV/0! | #DIV/0! | #DIV/0! | 5265 | 0 | 0 | 0 | 0 | 0
6 | 1 | 2013 | 153 | 6 | 0 | 0 | #DIV/0! | #DIV/0! | #DIV/0! | #DIV/0! | #DIV/0! | #DIV/0! | #DIV/0! | #DIV/0! | #DIV/0! | #DIV/0! | #DIV/0! | #DIV/0! | #DIV/0! | #DIV/0! | #DIV/0! | #DIV/0! | #DIV/0! | #DIV/0! | #DIV/0! | #DIV/0! | 5266 | 0 | 0 | 0 | 0 | 0
6 | 2 | 2013 | 154 | 7 | 0.2725 | 0 | #DIV/0! | #DIV/0! | #DIV/0! | #DIV/0! | #DIV/0! | #DIV/0! | #DIV/0! | #DIV/0! | #DIV/0! | #DIV/0! | #DIV/0! | #DIV/0! | #DIV/0! | #DIV/0! | #DIV/0! | #DIV/0! | #DIV/0! | #DIV/0! | #DIV/0! | #DIV/0! | 5267 | 0 | 0 | 0 | 0 | 0
6 | 3 | 2013 | 155 | 1 | 0.3875 | 0 | #DIV/0! | #DIV/0! | #DIV/0! | #DIV/0! | #DIV/0! | #DIV/0! | #DIV/0! | #DIV/0! | #DIV/0! | #DIV/0! | #DIV/0! | #DIV/0! | #DIV/0! | #DIV/0! | #DIV/0! | #DIV/0! | #DIV/0! | #DIV/0! | #DIV/0! | #DIV/0! | 5268 | 0 | 0 | 0 | 0 | 0
6 | 4 | 2013 | 156 | 2 | 0.2025 | 0 | #DIV/0! | #DIV/0! | #DIV/0! | #DIV/0! | #DIV/0! | #DIV/0! | #DIV/0! | #DIV/0! | #DIV/0! | #DIV/0! | #DIV/0! | #DIV/0! | #DIV/0! | #DIV/0! | #DIV/0! | #DIV/0! | #DIV/0! | #DIV/0! | #DIV/0! | #DIV/0! | 5269 | 0 | 0 | 0 | 0 | 0
6 | 5 | 2013 | 157 | 3 | 0.005 | 0 | #DIV/0! | #DIV/0! | #DIV/0! | #DIV/0! | #DIV/0! | #DIV/0! | #DIV/0! | #DIV/0! | #DIV/0! | #DIV/0! | #DIV/0! | #DIV/0! | #DIV/0! | #DIV/0! | #DIV/0! | #DIV/0! | #DIV/0! | #DIV/0! | #DIV/0! | #DIV/0! | 5270 | 0 | 0 | 0 | 0 | 0
6 | 6 | 2013 | 158 | 4 | 0.4225 | 0 | #DIV/0! | #DIV/0! | #DIV/0! | #DIV/0! | #DIV/0! | #DIV/0! | #DIV/0! | #DIV/0! | #DIV/0! | #DIV/0! | #DIV/0! | #DIV/0! | #DIV/0! | #DIV/0! | #DIV/0! | #DIV/0! | #DIV/0! | #DIV/0! | #DIV/0! | #DIV/0! | 5271 | 0 | 0 | 0 | 0 | 0
6 | 7 | 2013 | 159 | 5 | 1.435 | 0 | #DIV/0! | #DIV/0! | #DIV/0! | #DIV/0! | #DIV/0! | #DIV/0! | #DIV/0! | #DIV/0! | #DIV/0! | #DIV/0! | #DIV/0! | #DIV/0! | #DIV/0! | #DIV/0! | #DIV/0! | #DIV/0! | #DIV/0! | #DIV/0! | #DIV/0! | #DIV/0! | 5272 | 0 | 0 | 0 | 0 | 0
6 | 8 | 2013 | 160 | 6 | 0.3125 | 0 | #DIV/0! | #DIV/0! | #DIV/0! | #DIV/0! | #DIV/0! | #DIV/0! | #DIV/0! | #DIV/0! | #DIV/0! | #DIV/0! | #DIV/0! | #DIV/0! | #DIV/0! | #DIV/0! | #DIV/0! | #DIV/0! | #DIV/0! | #DIV/0! | #DIV/0! | #DIV/0! | 5273 | 0 | 0 | 0 | 0 | 0
6 | 9 | 2013 | 161 | 7 | 0.055 | 0 | #DIV/0! | #DIV/0! | #DIV/0! | #DIV/0! | #DIV/0! | #DIV/0! | #DIV/0! | #DIV/0! | #DIV/0! | #DIV/0! | #DIV/0! | #DIV/0! | #DIV/0! | #DIV/0! | #DIV/0! | #DIV/0! | #DIV/0! | #DIV/0! | #DIV/0! | #DIV/0! | 5274 | 0 | 0 | 0 | 0 | 0
6 | 10 | 2013 | 162 | 1 | 1.62 | 0 | #DIV/0! | #DIV/0! | #DIV/0! | #DIV/0! | #DIV/0! | #DIV/0! | #DIV/0! | #DIV/0! | #DIV/0! | #DIV/0! | #DIV/0! | #DIV/0! | #DIV/0! | #DIV/0! | #DIV/0! | #DIV/0! | #DIV/0! | #DIV/0! | #DIV/0! | #DIV/0! | 5275 | 0 | 0 | 0 | 0 | 0
6 | 11 | 2013 | 163 | 2 | 0.115 | 0 | #DIV/0! | #DIV/0! | #DIV/0! | #DIV/0! | #DIV/0! | #DIV/0! | #DIV/0! | #DIV/0! | #DIV/0! | #DIV/0! | #DIV/0! | #DIV/0! | #DIV/0! | #DIV/0! | #DIV/0! | #DIV/0! | #DIV/0! | #DIV/0! | #DIV/0! | #DIV/0! | 5276 | 0 | 0 | 0 | 0 | 0
6 | 12 | 2013 | 164 | 3 | 0.0025 | 0 | #DIV/0! | #DIV/0! | #DIV/0! | #DIV/0! | #DIV/0! | #DIV/0! | #DIV/0! | #DIV/0! | #DIV/0! | #DIV/0! | #DIV/0! | #DIV/0! | #DIV/0! | #DIV/0! | #DIV/0! | #DIV/0! | #DIV/0! | #DIV/0! | #DIV/0! | #DIV/0! | 5277 | 0 | 0 | 0 | 0 | 0
6 | 13 | 2013 | 165 | 4 | 0.4075 | 0 | #DIV/0! | #DIV/0! | #DIV/0! | #DIV/0! | #DIV/0! | #DIV/0! | #DIV/0! | #DIV/0! | #DIV/0! | #DIV/0! | #DIV/0! | #DIV/0! | #DIV/0! | #DIV/0! | #DIV/0! | #DIV/0! | #DIV/0! | #DIV/0! | #DIV/0! | #DIV/0! | 5278 | 0 | 0 | 0 | 0 | 0
6 | 14 | 2013 | 166 | 5 | 0.0325 | 0 | #DIV/0! | #DIV/0! | #DIV/0! | #DIV/0! | #DIV/0! | #DIV/0! | #DIV/0! | #DIV/0! | #DIV/0! | #DIV/0! | #DIV/0! | #DIV/0! | #DIV/0! | #DIV/0! | #DIV/0! | #DIV/0! | #DIV/0! | #DIV/0! | #DIV/0! | #DIV/0! | 5279 | 0 | 0 | 0 | 0 | 0
6 | 15 | 2013 | 167 | 6 | 0.0025 | 0 | #DIV/0! | #DIV/0! | #DIV/0! | #DIV/0! | #DIV/0! | #DIV/0! | #DIV/0! | #DIV/0! | #DIV/0! | #DIV/0! | #DIV/0! | #DIV/0! | #DIV/0! | #DIV/0! | #DIV/0! | #DIV/0! | #DIV/0! | #DIV/0! | #DIV/0! | #DIV/0! | 5280 | 0 | 0 | 0 | 0 | 0
6 | 16 | 2013 | 168 | 7 | 0.0025 | 0 | #DIV/0! | #DIV/0! | #DIV/0! | #DIV/0! | #DIV/0! | #DIV/0! | #DIV/0! | #DIV/0! | #DIV/0! | #DIV/0! | #DIV/0! | #DIV/0! | #DIV/0! | #DIV/0! | #DIV/0! | #DIV/0! | #DIV/0! | #DIV/0! | #DIV/0! | #DIV/0! | 5281 | 0 | 0 | 0 | 0 | 0
6 | 17 | 2013 | 169 | 1 | 0 | 0 | #DIV/0! | #DIV/0! | #DIV/0! | #DIV/0! | #DIV/0! | #DIV/0! | #DIV/0! | #DIV/0! | #DIV/0! | #DIV/0! | #DIV/0! | #DIV/0! | #DIV/0! | #DIV/0! | #DIV/0! | #DIV/0! | #DIV/0! | #DIV/0! | #DIV/0! | #DIV/0! | 5282 | 0 | 0 | 0 | 0 | 0
6 | 18 | 2013 | 170 | 2 | 0.2375 | 0 | #DIV/0! | #DIV/0! | #DIV/0! | #DIV/0! | #DIV/0! | #DIV/0! | #DIV/0! | #DIV/0! | #DIV/0! | #DIV/0! | #DIV/0! | #DIV/0! | #DIV/0! | #DIV/0! | #DIV/0! | #DIV/0! | #DIV/0! | #DIV/0! | #DIV/0! | #DIV/0! | 5283 | 0 | 0 | 0 | 0 | 0
6 | 19 | 2013 | 171 | 3 | 0.1925 | 0 | #DIV/0! | #DIV/0! | #DIV/0! | #DIV/0! | #DIV/0! | #DIV/0! | #DIV/0! | #DIV/0! | #DIV/0! | #DIV/0! | #DIV/0! | #DIV/0! | #DIV/0! | #DIV/0! | #DIV/0! | #DIV/0! | #DIV/0! | #DIV/0! | #DIV/0! | #DIV/0! | 5284 | 0 | 0 | 0 | 0 | 0
6 | 20 | 2013 | 172 | 4 | 0.0025 | 0 | #DIV/0! | #DIV/0! | #DIV/0! | #DIV/0! | #DIV/0! | #DIV/0! | #DIV/0! | #DIV/0! | #DIV/0! | #DIV/0! | #DIV/0! | #DIV/0! | #DIV/0! | #DIV/0! | #DIV/0! | #DIV/0! | #DIV/0! | #DIV/0! | #DIV/0! | #DIV/0! | 5285 | 0 | 0 | 0 | 0 | 0
6 | 21 | 2013 | 173 | 5 | 0 | 0 | #DIV/0! | #DIV/0! | #DIV/0! | #DIV/0! | #DIV/0! | #DIV/0! | #DIV/0! | #DIV/0! | #DIV/0! | #DIV/0! | #DIV/0! | #DIV/0! | #DIV/0! | #DIV/0! | #DIV/0! | #DIV/0! | #DIV/0! | #DIV/0! | #DIV/0! | #DIV/0! | 5286 | 0 | 0 | 0 | 0 | 0
6 | 22 | 2013 | 174 | 6 | 0 | 0 | #DIV/0! | #DIV/0! | #DIV/0! | #DIV/0! | #DIV/0! | #DIV/0! | #DIV/0! | #DIV/0! | #DIV/0! | #DIV/0! | #DIV/0! | #DIV/0! | #DIV/0! | #DIV/0! | #DIV/0! | #DIV/0! | #DIV/0! | #DIV/0! | #DIV/0! | #DIV/0! | 5287 | 0 | 0 | 0 | 0 | 0
6 | 23 | 2013 | 175 | 7 | 0.1475 | 0 | #DIV/0! | #DIV/0! | #DIV/0! | #DIV/0! | #DIV/0! | #DIV/0! | #DIV/0! | #DIV/0! | #DIV/0! | #DIV/0! | #DIV/0! | #DIV/0! | #DIV/0! | #DIV/0! | #DIV/0! | #DIV/0! | #DIV/0! | #DIV/0! | #DIV/0! | #DIV/0! | 5288 | 0 | 0 | 0 | 0 | 0
6 | 24 | 2013 | 176 | 1 | 0.0925 | 0 | #DIV/0! | #DIV/0! | #DIV/0! | #DIV/0! | #DIV/0! | #DIV/0! | #DIV/0! | #DIV/0! | #DIV/0! | #DIV/0! | #DIV/0! | #DIV/0! | #DIV/0! | #DIV/0! | #DIV/0! | #DIV/0! | #DIV/0! | #DIV/0! | #DIV/0! | #DIV/0! | 5289 | 0 | 0 | 0 | 0 | 0
6 | 25 | 2013 | 177 | 2 | 0.0625 | 0 | #DIV/0! | #DIV/0! | #DIV/0! | #DIV/0! | #DIV/0! | #DIV/0! | #DIV/0! | #DIV/0! | #DIV/0! | #DIV/0! | #DIV/0! | #DIV/0! | #DIV/0! | #DIV/0! | #DIV/0! | #DIV/0! | #DIV/0! | #DIV/0! | #DIV/0! | #DIV/0! | 5290 | 0 | 0 | 0 | 0 | 0
6 | 26 | 2013 | 178 | 3 | 0.155 | 0 | #DIV/0! | #DIV/0! | #DIV/0! | #DIV/0! | #DIV/0! | #DIV/0! | #DIV/0! | #DIV/0! | #DIV/0! | #DIV/0! | #DIV/0! | #DIV/0! | #DIV/0! | #DIV/0! | #DIV/0! | #DIV/0! | #DIV/0! | #DIV/0! | #DIV/0! | #DIV/0! | 5291 | 0 | 0 | 0 | 0 | 0
6 | 27 | 2013 | 179 | 4 | 0.23 | 0 | #DIV/0! | #DIV/0! | #DIV/0! | #DIV/0! | #DIV/0! | #DIV/0! | #DIV/0! | #DIV/0! | #DIV/0! | #DIV/0! | #DIV/0! | #DIV/0! | #DIV/0! | #DIV/0! | #DIV/0! | #DIV/0! | #DIV/0! | #DIV/0! | #DIV/0! | #DIV/0! | 5292 | 0 | 0 | 0 | 0 | 0
6 | 28 | 2013 | 180 | 5 | 0.895 | 0 | #DIV/0! | #DIV/0! | #DIV/0! | #DIV/0! | #DIV/0! | #DIV/0! | #DIV/0! | #DIV/0! | #DIV/0! | #DIV/0! | #DIV/0! | #DIV/0! | #DIV/0! | #DIV/0! | #DIV/0! | #DIV/0! | #DIV/0! | #DIV/0! | #DIV/0! | #DIV/0! | 5293 | 0 | 0 | 0 | 0 | 0
6 | 29 | 2013 | 181 | 6 | 0.4275 | 0 | #DIV/0! | #DIV/0! | #DIV/0! | #DIV/0! | #DIV/0! | #DIV/0! | #DIV/0! | #DIV/0! | #DIV/0! | #DIV/0! | #DIV/0! | #DIV/0! | #DIV/0! | #DIV/0! | #DIV/0! | #DIV/0! | #DIV/0! | #DIV/0! | #DIV/0! | #DIV/0! | 5294 | 0 | 0 | 0 | 0 | 0
6 | 30 | 2013 | 182 | 7 | 0.09 | 0 | #DIV/0! | #DIV/0! | #DIV/0! | #DIV/0! | #DIV/0! | #DIV/0! | #DIV/0! | #DIV/0! | #DIV/0! | #DIV/0! | #DIV/0! | #DIV/0! | #DIV/0! | #DIV/0! | #DIV/0! | #DIV/0! | #DIV/0! | #DIV/0! | #DIV/0! | #DIV/0! | 5295 | 0 | 0 | 0 | 0 | 0
7 | 1 | 2013 | 183 | 1 | 0.235 | 0 | #DIV/0! | #DIV/0! | #DIV/0! | #DIV/0! | #DIV/0! | #DIV/0! | #DIV/0! | #DIV/0! | #DIV/0! | #DIV/0! | #DIV/0! | #DIV/0! | #DIV/0! | #DIV/0! | #DIV/0! | #DIV/0! | #DIV/0! | #DIV/0! | #DIV/0! | #DIV/0! | 5296 | 0 | 0 | 0 | 0 | 0
7 | 2 | 2013 | 184 | 2 | 0.1425 | 0 | #DIV/0! | #DIV/0! | #DIV/0! | #DIV/0! | #DIV/0! | #DIV/0! | #DIV/0! | #DIV/0! | #DIV/0! | #DIV/0! | #DIV/0! | #DIV/0! | #DIV/0! | #DIV/0! | #DIV/0! | #DIV/0! | #DIV/0! | #DIV/0! | #DIV/0! | #DIV/0! | 5297 | 0 | 0 | 0 | 0 | 0
7 | 3 | 2013 | 185 | 3 | 0.3675 | 0 | #DIV/0! | #DIV/0! | #DIV/0! | #DIV/0! | #DIV/0! | #DIV/0! | #DIV/0! | #DIV/0! | #DIV/0! | #DIV/0! | #DIV/0! | #DIV/0! | #DIV/0! | #DIV/0! | #DIV/0! | #DIV/0! | #DIV/0! | #DIV/0! | #DIV/0! | #DIV/0! | 5298 | 0 | 0 | 0 | 0 | 0
7 | 4 | 2013 | 186 | 4 | 0.0025 | 0 | #DIV/0! | #DIV/0! | #DIV/0! | #DIV/0! | #DIV/0! | #DIV/0! | #DIV/0! | #DIV/0! | #DIV/0! | #DIV/0! | #DIV/0! | #DIV/0! | #DIV/0! | #DIV/0! | #DIV/0! | #DIV/0! | #DIV/0! | #DIV/0! | #DIV/0! | #DIV/0! | 5299 | 0 | 0 | 0 | 0 | 0
7 | 5 | 2013 | 187 | 5 | 0 | 0 | #DIV/0! | #DIV/0! | #DIV/0! | #DIV/0! | #DIV/0! | #DIV/0! | #DIV/0! | #DIV/0! | #DIV/0! | #DIV/0! | #DIV/0! | #DIV/0! | #DIV/0! | #DIV/0! | #DIV/0! | #DIV/0! | #DIV/0! | #DIV/0! | #DIV/0! | #DIV/0! | 5300 | 0 | 0 | 0 | 0 | 0
7 | 6 | 2013 | 188 | 6 | 0 | 0 | #DIV/0! | #DIV/0! | #DIV/0! | #DIV/0! | #DIV/0! | #DIV/0! | #DIV/0! | #DIV/0! | #DIV/0! | #DIV/0! | #DIV/0! | #DIV/0! | #DIV/0! | #DIV/0! | #DIV/0! | #DIV/0! | #DIV/0! | #DIV/0! | #DIV/0! | #DIV/0! | 5301 | 0 | 0 | 0 | 0 | 0
7 | 7 | 2013 | 189 | 7 | 0.0575 | 0 | #DIV/0! | #DIV/0! | #DIV/0! | #DIV/0! | #DIV/0! | #DIV/0! | #DIV/0! | #DIV/0! | #DIV/0! | #DIV/0! | #DIV/0! | #DIV/0! | #DIV/0! | #DIV/0! | #DIV/0! | #DIV/0! | #DIV/0! | #DIV/0! | #DIV/0! | #DIV/0! | 5302 | 0 | 0 | 0 | 0 | 0
7 | 8 | 2013 | 190 | 1 | 0.0625 | 0 | #DIV/0! | #DIV/0! | #DIV/0! | #DIV/0! | #DIV/0! | #DIV/0! | #DIV/0! | #DIV/0! | #DIV/0! | #DIV/0! | #DIV/0! | #DIV/0! | #DIV/0! | #DIV/0! | #DIV/0! | #DIV/0! | #DIV/0! | #DIV/0! | #DIV/0! | #DIV/0! | 5303 | 0 | 0 | 0 | 0 | 0
7 | 9 | 2013 | 191 | 2 | 0.0025 | 0 | #DIV/0! | #DIV/0! | #DIV/0! | #DIV/0! | #DIV/0! | #DIV/0! | #DIV/0! | #DIV/0! | #DIV/0! | #DIV/0! | #DIV/0! | #DIV/0! | #DIV/0! | #DIV/0! | #DIV/0! | #DIV/0! | #DIV/0! | #DIV/0! | #DIV/0! | #DIV/0! | 5304 | 0 | 0 | 0 | 0 | 0
7 | 10 | 2013 | 192 | 3 | 0.145 | 0 | #DIV/0! | #DIV/0! | #DIV/0! | #DIV/0! | #DIV/0! | #DIV/0! | #DIV/0! | #DIV/0! | #DIV/0! | #DIV/0! | #DIV/0! | #DIV/0! | #DIV/0! | #DIV/0! | #DIV/0! | #DIV/0! | #DIV/0! | #DIV/0! | #DIV/0! | #DIV/0! | 5305 | 0 | 0 | 0 | 0 | 0
7 | 11 | 2013 | 193 | 4 | 1.0425 | 0 | #DIV/0! | #DIV/0! | #DIV/0! | #DIV/0! | #DIV/0! | #DIV/0! | #DIV/0! | #DIV/0! | #DIV/0! | #DIV/0! | #DIV/0! | #DIV/0! | #DIV/0! | #DIV/0! | #DIV/0! | #DIV/0! | #DIV/0! | #DIV/0! | #DIV/0! | #DIV/0! | 5306 | 0 | 0 | 0 | 0 | 0
7 | 12 | 2013 | 194 | 5 | 1.4475 | 0 | #DIV/0! | #DIV/0! | #DIV/0! | #DIV/0! | #DIV/0! | #DIV/0! | #DIV/0! | #DIV/0! | #DIV/0! | #DIV/0! | #DIV/0! | #DIV/0! | #DIV/0! | #DIV/0! | #DIV/0! | #DIV/0! | #DIV/0! | #DIV/0! | #DIV/0! | #DIV/0! | 5307 | 0 | 0 | 0 | 0 | 0
7 | 13 | 2013 | 195 | 6 | 0.12 | 0 | #DIV/0! | #DIV/0! | #DIV/0! | #DIV/0! | #DIV/0! | #DIV/0! | #DIV/0! | #DIV/0! | #DIV/0! | #DIV/0! | #DIV/0! | #DIV/0! | #DIV/0! | #DIV/0! | #DIV/0! | #DIV/0! | #DIV/0! | #DIV/0! | #DIV/0! | #DIV/0! | 5308 | 0 | 0 | 0 | 0 | 0
7 | 14 | 2013 | 196 | 7 | 0.0325 | 0 | #DIV/0! | #DIV/0! | #DIV/0! | #DIV/0! | #DIV/0! | #DIV/0! | #DIV/0! | #DIV/0! | #DIV/0! | #DIV/0! | #DIV/0! | #DIV/0! | #DIV/0! | #DIV/0! | #DIV/0! | #DIV/0! | #DIV/0! | #DIV/0! | #DIV/0! | #DIV/0! | 5309 | 0 | 0 | 0 | 0 | 0
7 | 15 | 2013 | 197 | 1 | 0.0025 | 0 | #DIV/0! | #DIV/0! | #DIV/0! | #DIV/0! | #DIV/0! | #DIV/0! | #DIV/0! | #DIV/0! | #DIV/0! | #DIV/0! | #DIV/0! | #DIV/0! | #DIV/0! | #DIV/0! | #DIV/0! | #DIV/0! | #DIV/0! | #DIV/0! | #DIV/0! | #DIV/0! | 5310 | 0 | 0 | 0 | 0 | 0
7 | 16 | 2013 | 198 | 2 | 0.0025 | 0 | #DIV/0! | #DIV/0! | #DIV/0! | #DIV/0! | #DIV/0! | #DIV/0! | #DIV/0! | #DIV/0! | #DIV/0! | #DIV/0! | #DIV/0! | #DIV/0! | #DIV/0! | #DIV/0! | #DIV/0! | #DIV/0! | #DIV/0! | #DIV/0! | #DIV/0! | #DIV/0! | 5311 | 0 | 0 | 0 | 0 | 0
7 | 17 | 2013 | 199 | 3 | 0 | 0 | #DIV/0! | #DIV/0! | #DIV/0! | #DIV/0! | #DIV/0! | #DIV/0! | #DIV/0! | #DIV/0! | #DIV/0! | #DIV/0! | #DIV/0! | #DIV/0! | #DIV/0! | #DIV/0! | #DIV/0! | #DIV/0! | #DIV/0! | #DIV/0! | #DIV/0! | #DIV/0! | 5312 | 0 | 0 | 0 | 0 | 0
7 | 18 | 2013 | 200 | 4 | 0.26 | 0 | #DIV/0! | #DIV/0! | #DIV/0! | #DIV/0! | #DIV/0! | #DIV/0! | #DIV/0! | #DIV/0! | #DIV/0! | #DIV/0! | #DIV/0! | #DIV/0! | #DIV/0! | #DIV/0! | #DIV/0! | #DIV/0! | #DIV/0! | #DIV/0! | #DIV/0! | #DIV/0! | 5313 | 0 | 0 | 0 | 0 | 0
7 | 19 | 2013 | 201 | 5 | 0.095 | 0 | #DIV/0! | #DIV/0! | #DIV/0! | #DIV/0! | #DIV/0! | #DIV/0! | #DIV/0! | #DIV/0! | #DIV/0! | #DIV/0! | #DIV/0! | #DIV/0! | #DIV/0! | #DIV/0! | #DIV/0! | #DIV/0! | #DIV/0! | #DIV/0! | #DIV/0! | #DIV/0! | 5314 | 0 | 0 | 0 | 0 | 0
7 | 20 | 2013 | 202 | 6 | 0 | 0 | #DIV/0! | #DIV/0! | #DIV/0! | #DIV/0! | #DIV/0! | #DIV/0! | #DIV/0! | #DIV/0! | #DIV/0! | #DIV/0! | #DIV/0! | #DIV/0! | #DIV/0! | #DIV/0! | #DIV/0! | #DIV/0! | #DIV/0! | #DIV/0! | #DIV/0! | #DIV/0! | 5315 | 0 | 0 | 0 | 0 | 0
7 | 21 | 2013 | 203 | 7 | 0.0325 | 0 | #DIV/0! | #DIV/0! | #DIV/0! | #DIV/0! | #DIV/0! | #DIV/0! | #DIV/0! | #DIV/0! | #DIV/0! | #DIV/0! | #DIV/0! | #DIV/0! | #DIV/0! | #DIV/0! | #DIV/0! | #DIV/0! | #DIV/0! | #DIV/0! | #DIV/0! | #DIV/0! | 5316 | 0 | 0 | 0 | 0 | 0
7 | 22 | 2013 | 204 | 1 | 0.1025 | 0 | #DIV/0! | #DIV/0! | #DIV/0! | #DIV/0! | #DIV/0! | #DIV/0! | #DIV/0! | #DIV/0! | #DIV/0! | #DIV/0! | #DIV/0! | #DIV/0! | #DIV/0! | #DIV/0! | #DIV/0! | #DIV/0! | #DIV/0! | #DIV/0! | #DIV/0! | #DIV/0! | 5317 | 0 | 0 | 0 | 0 | 0
7 | 23 | 2013 | 205 | 2 | 0.0575 | 0 | #DIV/0! | #DIV/0! | #DIV/0! | #DIV/0! | #DIV/0! | #DIV/0! | #DIV/0! | #DIV/0! | #DIV/0! | #DIV/0! | #DIV/0! | #DIV/0! | #DIV/0! | #DIV/0! | #DIV/0! | #DIV/0! | #DIV/0! | #DIV/0! | #DIV/0! | #DIV/0! | 5318 | 0 | 0 | 0 | 0 | 0
7 | 24 | 2013 | 206 | 3 | 0.0025 | 0 | #DIV/0! | #DIV/0! | #DIV/0! | #DIV/0! | #DIV/0! | #DIV/0! | #DIV/0! | #DIV/0! | #DIV/0! | #DIV/0! | #DIV/0! | #DIV/0! | #DIV/0! | #DIV/0! | #DIV/0! | #DIV/0! | #DIV/0! | #DIV/0! | #DIV/0! | #DIV/0! | 5319 | 0 | 0 | 0 | 0 | 0
7 | 25 | 2013 | 207 | 4 | 0 | 0 | #DIV/0! | #DIV/0! | #DIV/0! | #DIV/0! | #DIV/0! | #DIV/0! | #DIV/0! | #DIV/0! | #DIV/0! | #DIV/0! | #DIV/0! | #DIV/0! | #DIV/0! | #DIV/0! | #DIV/0! | #DIV/0! | #DIV/0! | #DIV/0! | #DIV/0! | #DIV/0! | 5320 | 0 | 0 | 0 | 0 | 0
7 | 26 | 2013 | 208 | 5 | 0 | 0 | #DIV/0! | #DIV/0! | #DIV/0! | #DIV/0! | #DIV/0! | #DIV/0! | #DIV/0! | #DIV/0! | #DIV/0! | #DIV/0! | #DIV/0! | #DIV/0! | #DIV/0! | #DIV/0! | #DIV/0! | #DIV/0! | #DIV/0! | #DIV/0! | #DIV/0! | #DIV/0! | 5321 | 0 | 0 | 0 | 0 | 0
7 | 27 | 2013 | 209 | 6 | 0.3075 | 0 | #DIV/0! | #DIV/0! | #DIV/0! | #DIV/0! | #DIV/0! | #DIV/0! | #DIV/0! | #DIV/0! | #DIV/0! | #DIV/0! | #DIV/0! | #DIV/0! | #DIV/0! | #DIV/0! | #DIV/0! | #DIV/0! | #DIV/0! | #DIV/0! | #DIV/0! | #DIV/0! | 5322 | 0 | 0 | 0 | 0 | 0
7 | 28 | 2013 | 210 | 7 | 0.04 | 0 | #DIV/0! | #DIV/0! | #DIV/0! | #DIV/0! | #DIV/0! | #DIV/0! | #DIV/0! | #DIV/0! | #DIV/0! | #DIV/0! | #DIV/0! | #DIV/0! | #DIV/0! | #DIV/0! | #DIV/0! | #DIV/0! | #DIV/0! | #DIV/0! | #DIV/0! | #DIV/0! | 5323 | 0 | 0 | 0 | 0 | 0
7 | 29 | 2013 | 211 | 1 | 0.035 | 0 | #DIV/0! | #DIV/0! | #DIV/0! | #DIV/0! | #DIV/0! | #DIV/0! | #DIV/0! | #DIV/0! | #DIV/0! | #DIV/0! | #DIV/0! | #DIV/0! | #DIV/0! | #DIV/0! | #DIV/0! | #DIV/0! | #DIV/0! | #DIV/0! | #DIV/0! | #DIV/0! | 5324 | 0 | 0 | 0 | 0 | 0
7 | 30 | 2013 | 212 | 2 | 0.0025 | 0 | #DIV/0! | #DIV/0! | #DIV/0! | #DIV/0! | #DIV/0! | #DIV/0! | #DIV/0! | #DIV/0! | #DIV/0! | #DIV/0! | #DIV/0! | #DIV/0! | #DIV/0! | #DIV/0! | #DIV/0! | #DIV/0! | #DIV/0! | #DIV/0! | #DIV/0! | #DIV/0! | 5325 | 0 | 0 | 0 | 0 | 0
7 | 31 | 2013 | 213 | 3 | 0.035 | 0 | #DIV/0! | #DIV/0! | #DIV/0! | #DIV/0! | #DIV/0! | #DIV/0! | #DIV/0! | #DIV/0! | #DIV/0! | #DIV/0! | #DIV/0! | #DIV/0! | #DIV/0! | #DIV/0! | #DIV/0! | #DIV/0! | #DIV/0! | #DIV/0! | #DIV/0! | #DIV/0! | 5326 | 0 | 0 | 0 | 0 | 0
8 | 1 | 2013 | 214 | 4 | 0.305 | 0 | #DIV/0! | #DIV/0! | #DIV/0! | #DIV/0! | #DIV/0! | #DIV/0! | #DIV/0! | #DIV/0! | #DIV/0! | #DIV/0! | #DIV/0! | #DIV/0! | #DIV/0! | #DIV/0! | #DIV/0! | #DIV/0! | #DIV/0! | #DIV/0! | #DIV/0! | #DIV/0! | 5327 | 0 | 0 | 0 | 0 | 0
8 | 2 | 2013 | 215 | 5 | 0.32 | 0 | #DIV/0! | #DIV/0! | #DIV/0! | #DIV/0! | #DIV/0! | #DIV/0! | #DIV/0! | #DIV/0! | #DIV/0! | #DIV/0! | #DIV/0! | #DIV/0! | #DIV/0! | #DIV/0! | #DIV/0! | #DIV/0! | #DIV/0! | #DIV/0! | #DIV/0! | #DIV/0! | 5328 | 0 | 0 | 0 | 0 | 0
8 | 3 | 2013 | 216 | 6 | 0.0325 | 0 | #DIV/0! | #DIV/0! | #DIV/0! | #DIV/0! | #DIV/0! | #DIV/0! | #DIV/0! | #DIV/0! | #DIV/0! | #DIV/0! | #DIV/0! | #DIV/0! | #DIV/0! | #DIV/0! | #DIV/0! | #DIV/0! | #DIV/0! | #DIV/0! | #DIV/0! | #DIV/0! | 5329 | 0 | 0 | 0 | 0 | 0
8 | 4 | 2013 | 217 | 7 | 0.0075 | 0 | #DIV/0! | #DIV/0! | #DIV/0! | #DIV/0! | #DIV/0! | #DIV/0! | #DIV/0! | #DIV/0! | #DIV/0! | #DIV/0! | #DIV/0! | #DIV/0! | #DIV/0! | #DIV/0! | #DIV/0! | #DIV/0! | #DIV/0! | #DIV/0! | #DIV/0! | #DIV/0! | 5330 | 0 | 0 | 0 | 0 | 0
8 | 5 | 2013 | 218 | 1 | 0 | 0 | #DIV/0! | #DIV/0! | #DIV/0! | #DIV/0! | #DIV/0! | #DIV/0! | #DIV/0! | #DIV/0! | #DIV/0! | #DIV/0! | #DIV/0! | #DIV/0! | #DIV/0! | #DIV/0! | #DIV/0! | #DIV/0! | #DIV/0! | #DIV/0! | #DIV/0! | #DIV/0! | 5331 | 0 | 0 | 0 | 0 | 0
8 | 6 | 2013 | 219 | 2 | 0.065 | 0 | #DIV/0! | #DIV/0! | #DIV/0! | #DIV/0! | #DIV/0! | #DIV/0! | #DIV/0! | #DIV/0! | #DIV/0! | #DIV/0! | #DIV/0! | #DIV/0! | #DIV/0! | #DIV/0! | #DIV/0! | #DIV/0! | #DIV/0! | #DIV/0! | #DIV/0! | #DIV/0! | 5332 | 0 | 0 | 0 | 0 | 0
8 | 7 | 2013 | 220 | 3 | 0.075 | 0 | #DIV/0! | #DIV/0! | #DIV/0! | #DIV/0! | #DIV/0! | #DIV/0! | #DIV/0! | #DIV/0! | #DIV/0! | #DIV/0! | #DIV/0! | #DIV/0! | #DIV/0! | #DIV/0! | #DIV/0! | #DIV/0! | #DIV/0! | #DIV/0! | #DIV/0! | #DIV/0! | 5333 | 0 | 0 | 0 | 0 | 0
8 | 8 | 2013 | 221 | 4 | 0.085 | 0 | #DIV/0! | #DIV/0! | #DIV/0! | #DIV/0! | #DIV/0! | #DIV/0! | #DIV/0! | #DIV/0! | #DIV/0! | #DIV/0! | #DIV/0! | #DIV/0! | #DIV/0! | #DIV/0! | #DIV/0! | #DIV/0! | #DIV/0! | #DIV/0! | #DIV/0! | #DIV/0! | 5334 | 0 | 0 | 0 | 0 | 0
8 | 9 | 2013 | 222 | 5 | 0.0025 | 0 | #DIV/0! | #DIV/0! | #DIV/0! | #DIV/0! | #DIV/0! | #DIV/0! | #DIV/0! | #DIV/0! | #DIV/0! | #DIV/0! | #DIV/0! | #DIV/0! | #DIV/0! | #DIV/0! | #DIV/0! | #DIV/0! | #DIV/0! | #DIV/0! | #DIV/0! | #DIV/0! | 5335 | 0 | 0 | 0 | 0 | 0
8 | 10 | 2013 | 223 | 6 | 0.0075 | 0 | #DIV/0! | #DIV/0! | #DIV/0! | #DIV/0! | #DIV/0! | #DIV/0! | #DIV/0! | #DIV/0! | #DIV/0! | #DIV/0! | #DIV/0! | #DIV/0! | #DIV/0! | #DIV/0! | #DIV/0! | #DIV/0! | #DIV/0! | #DIV/0! | #DIV/0! | #DIV/0! | 5336 | 0 | 0 | 0 | 0 | 0
8 | 11 | 2013 | 224 | 7 | 0.01 | 0 | #DIV/0! | #DIV/0! | #DIV/0! | #DIV/0! | #DIV/0! | #DIV/0! | #DIV/0! | #DIV/0! | #DIV/0! | #DIV/0! | #DIV/0! | #DIV/0! | #DIV/0! | #DIV/0! | #DIV/0! | #DIV/0! | #DIV/0! | #DIV/0! | #DIV/0! | #DIV/0! | 5337 | 0 | 0 | 0 | 0 | 0
8 | 12 | 2013 | 225 | 1 | 0.0075 | 0 | #DIV/0! | #DIV/0! | #DIV/0! | #DIV/0! | #DIV/0! | #DIV/0! | #DIV/0! | #DIV/0! | #DIV/0! | #DIV/0! | #DIV/0! | #DIV/0! | #DIV/0! | #DIV/0! | #DIV/0! | #DIV/0! | #DIV/0! | #DIV/0! | #DIV/0! | #DIV/0! | 5338 | 0 | 0 | 0 | 0 | 0
8 | 13 | 2013 | 226 | 2 | 0.385 | 0 | #DIV/0! | #DIV/0! | #DIV/0! | #DIV/0! | #DIV/0! | #DIV/0! | #DIV/0! | #DIV/0! | #DIV/0! | #DIV/0! | #DIV/0! | #DIV/0! | #DIV/0! | #DIV/0! | #DIV/0! | #DIV/0! | #DIV/0! | #DIV/0! | #DIV/0! | #DIV/0! | 5339 | 0 | 0 | 0 | 0 | 0
8 | 14 | 2013 | 227 | 3 | 0.04 | 0 | #DIV/0! | #DIV/0! | #DIV/0! | #DIV/0! | #DIV/0! | #DIV/0! | #DIV/0! | #DIV/0! | #DIV/0! | #DIV/0! | #DIV/0! | #DIV/0! | #DIV/0! | #DIV/0! | #DIV/0! | #DIV/0! | #DIV/0! | #DIV/0! | #DIV/0! | #DIV/0! | 5340 | 0 | 0 | 0 | 0 | 0
8 | 15 | 2013 | 228 | 4 | 0.0025 | 0 | #DIV/0! | #DIV/0! | #DIV/0! | #DIV/0! | #DIV/0! | #DIV/0! | #DIV/0! | #DIV/0! | #DIV/0! | #DIV/0! | #DIV/0! | #DIV/0! | #DIV/0! | #DIV/0! | #DIV/0! | #DIV/0! | #DIV/0! | #DIV/0! | #DIV/0! | #DIV/0! | 5341 | 0 | 0 | 0 | 0 | 0
8 | 16 | 2013 | 229 | 5 | 0 | 0 | #DIV/0! | #DIV/0! | #DIV/0! | #DIV/0! | #DIV/0! | #DIV/0! | #DIV/0! | #DIV/0! | #DIV/0! | #DIV/0! | #DIV/0! | #DIV/0! | #DIV/0! | #DIV/0! | #DIV/0! | #DIV/0! | #DIV/0! | #DIV/0! | #DIV/0! | #DIV/0! | 5342 | 0 | 0 | 0 | 0 | 0
8 | 17 | 2013 | 230 | 6 | 0 | 0 | #DIV/0! | #DIV/0! | #DIV/0! | #DIV/0! | #DIV/0! | #DIV/0! | #DIV/0! | #DIV/0! | #DIV/0! | #DIV/0! | #DIV/0! | #DIV/0! | #DIV/0! | #DIV/0! | #DIV/0! | #DIV/0! | #DIV/0! | #DIV/0! | #DIV/0! | #DIV/0! | 5343 | 0 | 0 | 0 | 0 | 0
8 | 18 | 2013 | 231 | 7 | 0.115 | 0 | #DIV/0! | #DIV/0! | #DIV/0! | #DIV/0! | #DIV/0! | #DIV/0! | #DIV/0! | #DIV/0! | #DIV/0! | #DIV/0! | #DIV/0! | #DIV/0! | #DIV/0! | #DIV/0! | #DIV/0! | #DIV/0! | #DIV/0! | #DIV/0! | #DIV/0! | #DIV/0! | 5344 | 0 | 0 | 0 | 0 | 0
8 | 19 | 2013 | 232 | 1 | 0.025 | 0 | #DIV/0! | #DIV/0! | #DIV/0! | #DIV/0! | #DIV/0! | #DIV/0! | #DIV/0! | #DIV/0! | #DIV/0! | #DIV/0! | #DIV/0! | #DIV/0! | #DIV/0! | #DIV/0! | #DIV/0! | #DIV/0! | #DIV/0! | #DIV/0! | #DIV/0! | #DIV/0! | 5345 | 0 | 0 | 0 | 0 | 0
8 | 20 | 2013 | 233 | 2 | 0.0025 | 0 | #DIV/0! | #DIV/0! | #DIV/0! | #DIV/0! | #DIV/0! | #DIV/0! | #DIV/0! | #DIV/0! | #DIV/0! | #DIV/0! | #DIV/0! | #DIV/0! | #DIV/0! | #DIV/0! | #DIV/0! | #DIV/0! | #DIV/0! | #DIV/0! | #DIV/0! | #DIV/0! | 5346 | 0 | 0 | 0 | 0 | 0
8 | 21 | 2013 | 234 | 3 | 0.045 | 0 | #DIV/0! | #DIV/0! | #DIV/0! | #DIV/0! | #DIV/0! | #DIV/0! | #DIV/0! | #DIV/0! | #DIV/0! | #DIV/0! | #DIV/0! | #DIV/0! | #DIV/0! | #DIV/0! | #DIV/0! | #DIV/0! | #DIV/0! | #DIV/0! | #DIV/0! | #DIV/0! | 5347 | 0 | 0 | 0 | 0 | 0
8 | 22 | 2013 | 235 | 4 | 0.045 | 0 | #DIV/0! | #DIV/0! | #DIV/0! | #DIV/0! | #DIV/0! | #DIV/0! | #DIV/0! | #DIV/0! | #DIV/0! | #DIV/0! | #DIV/0! | #DIV/0! | #DIV/0! | #DIV/0! | #DIV/0! | #DIV/0! | #DIV/0! | #DIV/0! | #DIV/0! | #DIV/0! | 5348 | 0 | 0 | 0 | 0 | 0
8 | 23 | 2013 | 236 | 5 | 0.1775 | 0 | #DIV/0! | #DIV/0! | #DIV/0! | #DIV/0! | #DIV/0! | #DIV/0! | #DIV/0! | #DIV/0! | #DIV/0! | #DIV/0! | #DIV/0! | #DIV/0! | #DIV/0! | #DIV/0! | #DIV/0! | #DIV/0! | #DIV/0! | #DIV/0! | #DIV/0! | #DIV/0! | 5349 | 0 | 0 | 0 | 0 | 0
8 | 24 | 2013 | 237 | 6 | 0.11 | 0 | #DIV/0! | #DIV/0! | #DIV/0! | #DIV/0! | #DIV/0! | #DIV/0! | #DIV/0! | #DIV/0! | #DIV/0! | #DIV/0! | #DIV/0! | #DIV/0! | #DIV/0! | #DIV/0! | #DIV/0! | #DIV/0! | #DIV/0! | #DIV/0! | #DIV/0! | #DIV/0! | 5350 | 0 | 0 | 0 | 0 | 0
8 | 25 | 2013 | 238 | 7 | 0.005 | 0 | #DIV/0! | #DIV/0! | #DIV/0! | #DIV/0! | #DIV/0! | #DIV/0! | #DIV/0! | #DIV/0! | #DIV/0! | #DIV/0! | #DIV/0! | #DIV/0! | #DIV/0! | #DIV/0! | #DIV/0! | #DIV/0! | #DIV/0! | #DIV/0! | #DIV/0! | #DIV/0! | 5351 | 0 | 0 | 0 | 0 | 0
8 | 26 | 2013 | 239 | 1 | 0.0025 | 0 | #DIV/0! | #DIV/0! | #DIV/0! | #DIV/0! | #DIV/0! | #DIV/0! | #DIV/0! | #DIV/0! | #DIV/0! | #DIV/0! | #DIV/0! | #DIV/0! | #DIV/0! | #DIV/0! | #DIV/0! | #DIV/0! | #DIV/0! | #DIV/0! | #DIV/0! | #DIV/0! | 5352 | 0 | 0 | 0 | 0 | 0
8 | 27 | 2013 | 240 | 2 | 0.0125 | 0 | #DIV/0! | #DIV/0! | #DIV/0! | #DIV/0! | #DIV/0! | #DIV/0! | #DIV/0! | #DIV/0! | #DIV/0! | #DIV/0! | #DIV/0! | #DIV/0! | #DIV/0! | #DIV/0! | #DIV/0! | #DIV/0! | #DIV/0! | #DIV/0! | #DIV/0! | #DIV/0! | 5353 | 0 | 0 | 0 | 0 | 0
8 | 28 | 2013 | 241 | 3 | 0.05 | 0 | #DIV/0! | #DIV/0! | #DIV/0! | #DIV/0! | #DIV/0! | #DIV/0! | #DIV/0! | #DIV/0! | #DIV/0! | #DIV/0! | #DIV/0! | #DIV/0! | #DIV/0! | #DIV/0! | #DIV/0! | #DIV/0! | #DIV/0! | #DIV/0! | #DIV/0! | #DIV/0! | 5354 | 0 | 0 | 0 | 0 | 0
8 | 29 | 2013 | 242 | 4 | 0.0325 | 0 | #DIV/0! | #DIV/0! | #DIV/0! | #DIV/0! | #DIV/0! | #DIV/0! | #DIV/0! | #DIV/0! | #DIV/0! | #DIV/0! | #DIV/0! | #DIV/0! | #DIV/0! | #DIV/0! | #DIV/0! | #DIV/0! | #DIV/0! | #DIV/0! | #DIV/0! | #DIV/0! | 5355 | 0 | 0 | 0 | 0 | 0
8 | 30 | 2013 | 243 | 5 | 0.005 | 0 | #DIV/0! | #DIV/0! | #DIV/0! | #DIV/0! | #DIV/0! | #DIV/0! | #DIV/0! | #DIV/0! | #DIV/0! | #DIV/0! | #DIV/0! | #DIV/0! | #DIV/0! | #DIV/0! | #DIV/0! | #DIV/0! | #DIV/0! | #DIV/0! | #DIV/0! | #DIV/0! | 5356 | 0 | 0 | 0 | 0 | 0
8 | 31 | 2013 | 244 | 6 | 0.0025 | 0 | #DIV/0! | #DIV/0! | #DIV/0! | #DIV/0! | #DIV/0! | #DIV/0! | #DIV/0! | #DIV/0! | #DIV/0! | #DIV/0! | #DIV/0! | #DIV/0! | #DIV/0! | #DIV/0! | #DIV/0! | #DIV/0! | #DIV/0! | #DIV/0! | #DIV/0! | #DIV/0! | 5357 | 0 | 0 | 0 | 0 | 0
9 | 1 | 2013 | 245 | 7 | 0.01 | 0 | #DIV/0! | #DIV/0! | #DIV/0! | #DIV/0! | #DIV/0! | #DIV/0! | #DIV/0! | #DIV/0! | #DIV/0! | #DIV/0! | #DIV/0! | #DIV/0! | #DIV/0! | #DIV/0! | #DIV/0! | #DIV/0! | #DIV/0! | #DIV/0! | #DIV/0! | #DIV/0! | 5358 | 0 | 0 | 0 | 0 | 0
9 | 2 | 2013 | 246 | 1 | 0.1975 | 0 | #DIV/0! | #DIV/0! | #DIV/0! | #DIV/0! | #DIV/0! | #DIV/0! | #DIV/0! | #DIV/0! | #DIV/0! | #DIV/0! | #DIV/0! | #DIV/0! | #DIV/0! | #DIV/0! | #DIV/0! | #DIV/0! | #DIV/0! | #DIV/0! | #DIV/0! | #DIV/0! | 5359 | 0 | 0 | 0 | 0 | 0
9 | 3 | 2013 | 247 | 2 | 0.0025 | 0 | #DIV/0! | #DIV/0! | #DIV/0! | #DIV/0! | #DIV/0! | #DIV/0! | #DIV/0! | #DIV/0! | #DIV/0! | #DIV/0! | #DIV/0! | #DIV/0! | #DIV/0! | #DIV/0! | #DIV/0! | #DIV/0! | #DIV/0! | #DIV/0! | #DIV/0! | #DIV/0! | 5360 | 0 | 0 | 0 | 0 | 0
9 | 4 | 2013 | 248 | 3 | 0 | 0 | #DIV/0! | #DIV/0! | #DIV/0! | #DIV/0! | #DIV/0! | #DIV/0! | #DIV/0! | #DIV/0! | #DIV/0! | #DIV/0! | #DIV/0! | #DIV/0! | #DIV/0! | #DIV/0! | #DIV/0! | #DIV/0! | #DIV/0! | #DIV/0! | #DIV/0! | #DIV/0! | 5361 | 0 | 0 | 0 | 0 | 0
9 | 5 | 2013 | 249 | 4 | 0 | 0 | #DIV/0! | #DIV/0! | #DIV/0! | #DIV/0! | #DIV/0! | #DIV/0! | #DIV/0! | #DIV/0! | #DIV/0! | #DIV/0! | #DIV/0! | #DIV/0! | #DIV/0! | #DIV/0! | #DIV/0! | #DIV/0! | #DIV/0! | #DIV/0! | #DIV/0! | #DIV/0! | 5362 | 0 | 0 | 0 | 0 | 0
9 | 6 | 2013 | 250 | 5 | 0 | 0 | #DIV/0! | #DIV/0! | #DIV/0! | #DIV/0! | #DIV/0! | #DIV/0! | #DIV/0! | #DIV/0! | #DIV/0! | #DIV/0! | #DIV/0! | #DIV/0! | #DIV/0! | #DIV/0! | #DIV/0! | #DIV/0! | #DIV/0! | #DIV/0! | #DIV/0! | #DIV/0! | 5363 | 0 | 0 | 0 | 0 | 0
9 | 7 | 2013 | 251 | 6 | 0 | 0 | #DIV/0! | #DIV/0! | #DIV/0! | #DIV/0! | #DIV/0! | #DIV/0! | #DIV/0! | #DIV/0! | #DIV/0! | #DIV/0! | #DIV/0! | #DIV/0! | #DIV/0! | #DIV/0! | #DIV/0! | #DIV/0! | #DIV/0! | #DIV/0! | #DIV/0! | #DIV/0! | 5364 | 0 | 0 | 0 | 0 | 0
9 | 8 | 2013 | 252 | 7 | 0.005 | 0 | #DIV/0! | #DIV/0! | #DIV/0! | #DIV/0! | #DIV/0! | #DIV/0! | #DIV/0! | #DIV/0! | #DIV/0! | #DIV/0! | #DIV/0! | #DIV/0! | #DIV/0! | #DIV/0! | #DIV/0! | #DIV/0! | #DIV/0! | #DIV/0! | #DIV/0! | #DIV/0! | 5365 | 0 | 0 | 0 | 0 | 0
9 | 9 | 2013 | 253 | 1 | 0 | 0 | #DIV/0! | #DIV/0! | #DIV/0! | #DIV/0! | #DIV/0! | #DIV/0! | #DIV/0! | #DIV/0! | #DIV/0! | #DIV/0! | #DIV/0! | #DIV/0! | #DIV/0! | #DIV/0! | #DIV/0! | #DIV/0! | #DIV/0! | #DIV/0! | #DIV/0! | #DIV/0! | 5366 | 0 | 0 | 0 | 0 | 0
9 | 10 | 2013 | 254 | 2 | 0 | 0 | #DIV/0! | #DIV/0! | #DIV/0! | #DIV/0! | #DIV/0! | #DIV/0! | #DIV/0! | #DIV/0! | #DIV/0! | #DIV/0! | #DIV/0! | #DIV/0! | #DIV/0! | #DIV/0! | #DIV/0! | #DIV/0! | #DIV/0! | #DIV/0! | #DIV/0! | #DIV/0! | 5367 | 0 | 0 | 0 | 0 | 0
9 | 11 | 2013 | 255 | 3 | 0 | 0 | #DIV/0! | #DIV/0! | #DIV/0! | #DIV/0! | #DIV/0! | #DIV/0! | #DIV/0! | #DIV/0! | #DIV/0! | #DIV/0! | #DIV/0! | #DIV/0! | #DIV/0! | #DIV/0! | #DIV/0! | #DIV/0! | #DIV/0! | #DIV/0! | #DIV/0! | #DIV/0! | 5368 | 0 | 0 | 0 | 0 | 0
9 | 12 | 2013 | 256 | 4 | 0.2175 | 0 | #DIV/0! | #DIV/0! | #DIV/0! | #DIV/0! | #DIV/0! | #DIV/0! | #DIV/0! | #DIV/0! | #DIV/0! | #DIV/0! | #DIV/0! | #DIV/0! | #DIV/0! | #DIV/0! | #DIV/0! | #DIV/0! | #DIV/0! | #DIV/0! | #DIV/0! | #DIV/0! | 5369 | 0 | 0 | 0 | 0 | 0
9 | 13 | 2013 | 257 | 5 | 0.0575 | 0 | #DIV/0! | #DIV/0! | #DIV/0! | #DIV/0! | #DIV/0! | #DIV/0! | #DIV/0! | #DIV/0! | #DIV/0! | #DIV/0! | #DIV/0! | #DIV/0! | #DIV/0! | #DIV/0! | #DIV/0! | #DIV/0! | #DIV/0! | #DIV/0! | #DIV/0! | #DIV/0! | 5370 | 0 | 0 | 0 | 0 | 0
9 | 14 | 2013 | 258 | 6 | 0.0025 | 0 | #DIV/0! | #DIV/0! | #DIV/0! | #DIV/0! | #DIV/0! | #DIV/0! | #DIV/0! | #DIV/0! | #DIV/0! | #DIV/0! | #DIV/0! | #DIV/0! | #DIV/0! | #DIV/0! | #DIV/0! | #DIV/0! | #DIV/0! | #DIV/0! | #DIV/0! | #DIV/0! | 5371 | 0 | 0 | 0 | 0 | 0
9 | 15 | 2013 | 259 | 7 | 0 | 0 | #DIV/0! | #DIV/0! | #DIV/0! | #DIV/0! | #DIV/0! | #DIV/0! | #DIV/0! | #DIV/0! | #DIV/0! | #DIV/0! | #DIV/0! | #DIV/0! | #DIV/0! | #DIV/0! | #DIV/0! | #DIV/0! | #DIV/0! | #DIV/0! | #DIV/0! | #DIV/0! | 5372 | 0 | 0 | 0 | 0 | 0
9 | 16 | 2013 | 260 | 1 | 0.035 | 0 | #DIV/0! | #DIV/0! | #DIV/0! | #DIV/0! | #DIV/0! | #DIV/0! | #DIV/0! | #DIV/0! | #DIV/0! | #DIV/0! | #DIV/0! | #DIV/0! | #DIV/0! | #DIV/0! | #DIV/0! | #DIV/0! | #DIV/0! | #DIV/0! | #DIV/0! | #DIV/0! | 5373 | 0 | 0 | 0 | 0 | 0
9 | 17 | 2013 | 261 | 2 | 0.015 | 0 | #DIV/0! | #DIV/0! | #DIV/0! | #DIV/0! | #DIV/0! | #DIV/0! | #DIV/0! | #DIV/0! | #DIV/0! | #DIV/0! | #DIV/0! | #DIV/0! | #DIV/0! | #DIV/0! | #DIV/0! | #DIV/0! | #DIV/0! | #DIV/0! | #DIV/0! | #DIV/0! | 5374 | 0 | 0 | 0 | 0 | 0
9 | 18 | 2013 | 262 | 3 | 0.0025 | 0 | #DIV/0! | #DIV/0! | #DIV/0! | #DIV/0! | #DIV/0! | #DIV/0! | #DIV/0! | #DIV/0! | #DIV/0! | #DIV/0! | #DIV/0! | #DIV/0! | #DIV/0! | #DIV/0! | #DIV/0! | #DIV/0! | #DIV/0! | #DIV/0! | #DIV/0! | #DIV/0! | 5375 | 0 | 0 | 0 | 0 | 0
9 | 19 | 2013 | 263 | 4 | 0 | 0 | #DIV/0! | #DIV/0! | #DIV/0! | #DIV/0! | #DIV/0! | #DIV/0! | #DIV/0! | #DIV/0! | #DIV/0! | #DIV/0! | #DIV/0! | #DIV/0! | #DIV/0! | #DIV/0! | #DIV/0! | #DIV/0! | #DIV/0! | #DIV/0! | #DIV/0! | #DIV/0! | 5376 | 0 | 0 | 0 | 0 | 0
9 | 20 | 2013 | 264 | 5 | 0 | 0 | #DIV/0! | #DIV/0! | #DIV/0! | #DIV/0! | #DIV/0! | #DIV/0! | #DIV/0! | #DIV/0! | #DIV/0! | #DIV/0! | #DIV/0! | #DIV/0! | #DIV/0! | #DIV/0! | #DIV/0! | #DIV/0! | #DIV/0! | #DIV/0! | #DIV/0! | #DIV/0! | 5377 | 0 | 0 | 0 | 0 | 0
9 | 21 | 2013 | 265 | 6 | 0.78 | 0 | #DIV/0! | #DIV/0! | #DIV/0! | #DIV/0! | #DIV/0! | #DIV/0! | #DIV/0! | #DIV/0! | #DIV/0! | #DIV/0! | #DIV/0! | #DIV/0! | #DIV/0! | #DIV/0! | #DIV/0! | #DIV/0! | #DIV/0! | #DIV/0! | #DIV/0! | #DIV/0! | 5378 | 0 | 0 | 0 | 0 | 0
9 | 22 | 2013 | 266 | 7 | 0.2375 | 0 | #DIV/0! | #DIV/0! | #DIV/0! | #DIV/0! | #DIV/0! | #DIV/0! | #DIV/0! | #DIV/0! | #DIV/0! | #DIV/0! | #DIV/0! | #DIV/0! | #DIV/0! | #DIV/0! | #DIV/0! | #DIV/0! | #DIV/0! | #DIV/0! | #DIV/0! | #DIV/0! | 5379 | 0 | 0 | 0 | 0 | 0
9 | 23 | 2013 | 267 | 1 | 0.005 | 0 | #DIV/0! | #DIV/0! | #DIV/0! | #DIV/0! | #DIV/0! | #DIV/0! | #DIV/0! | #DIV/0! | #DIV/0! | #DIV/0! | #DIV/0! | #DIV/0! | #DIV/0! | #DIV/0! | #DIV/0! | #DIV/0! | #DIV/0! | #DIV/0! | #DIV/0! | #DIV/0! | 5380 | 0 | 0 | 0 | 0 | 0
9 | 24 | 2013 | 268 | 2 | 0.0025 | 0 | #DIV/0! | #DIV/0! | #DIV/0! | #DIV/0! | #DIV/0! | #DIV/0! | #DIV/0! | #DIV/0! | #DIV/0! | #DIV/0! | #DIV/0! | #DIV/0! | #DIV/0! | #DIV/0! | #DIV/0! | #DIV/0! | #DIV/0! | #DIV/0! | #DIV/0! | #DIV/0! | 5381 | 0 | 0 | 0 | 0 | 0
9 | 25 | 2013 | 269 | 3 | 0.0025 | 0 | #DIV/0! | #DIV/0! | #DIV/0! | #DIV/0! | #DIV/0! | #DIV/0! | #DIV/0! | #DIV/0! | #DIV/0! | #DIV/0! | #DIV/0! | #DIV/0! | #DIV/0! | #DIV/0! | #DIV/0! | #DIV/0! | #DIV/0! | #DIV/0! | #DIV/0! | #DIV/0! | 5382 | 0 | 0 | 0 | 0 | 0
9 | 26 | 2013 | 270 | 4 | 0.0025 | 0 | #DIV/0! | #DIV/0! | #DIV/0! | #DIV/0! | #DIV/0! | #DIV/0! | #DIV/0! | #DIV/0! | #DIV/0! | #DIV/0! | #DIV/0! | #DIV/0! | #DIV/0! | #DIV/0! | #DIV/0! | #DIV/0! | #DIV/0! | #DIV/0! | #DIV/0! | #DIV/0! | 5383 | 0 | 0 | 0 | 0 | 0
9 | 27 | 2013 | 271 | 5 | 0 | 0 | #DIV/0! | #DIV/0! | #DIV/0! | #DIV/0! | #DIV/0! | #DIV/0! | #DIV/0! | #DIV/0! | #DIV/0! | #DIV/0! | #DIV/0! | #DIV/0! | #DIV/0! | #DIV/0! | #DIV/0! | #DIV/0! | #DIV/0! | #DIV/0! | #DIV/0! | #DIV/0! | 5384 | 0 | 0 | 0 | 0 | 0
9 | 28 | 2013 | 272 | 6 | 0 | 0 | #DIV/0! | #DIV/0! | #DIV/0! | #DIV/0! | #DIV/0! | #DIV/0! | #DIV/0! | #DIV/0! | #DIV/0! | #DIV/0! | #DIV/0! | #DIV/0! | #DIV/0! | #DIV/0! | #DIV/0! | #DIV/0! | #DIV/0! | #DIV/0! | #DIV/0! | #DIV/0! | 5385 | 0 | 0 | 0 | 0 | 0
9 | 29 | 2013 | 273 | 7 | 0 | 0 | #DIV/0! | #DIV/0! | #DIV/0! | #DIV/0! | #DIV/0! | #DIV/0! | #DIV/0! | #DIV/0! | #DIV/0! | #DIV/0! | #DIV/0! | #DIV/0! | #DIV/0! | #DIV/0! | #DIV/0! | #DIV/0! | #DIV/0! | #DIV/0! | #DIV/0! | #DIV/0! | 5386 | 0 | 0 | 0 | 0 | 0
9 | 30 | 2013 | 274 | 1 | 0.0025 | 0 | #DIV/0! | #DIV/0! | #DIV/0! | #DIV/0! | #DIV/0! | #DIV/0! | #DIV/0! | #DIV/0! | #DIV/0! | #DIV/0! | #DIV/0! | #DIV/0! | #DIV/0! | #DIV/0! | #DIV/0! | #DIV/0! | #DIV/0! | #DIV/0! | #DIV/0! | #DIV/0! | 5387 | 0 | 0 | 0 | 0 | 0
10 | 1 | 2013 | 275 | 2 | 0 | 0 | #DIV/0! | #DIV/0! | #DIV/0! | #DIV/0! | #DIV/0! | #DIV/0! | #DIV/0! | #DIV/0! | #DIV/0! | #DIV/0! | #DIV/0! | #DIV/0! | #DIV/0! | #DIV/0! | #DIV/0! | #DIV/0! | #DIV/0! | #DIV/0! | #DIV/0! | #DIV/0! | 5388 | 0 | 0 | 0 | 0 | 0
10 | 2 | 2013 | 276 | 3 | 0 | 0 | #DIV/0! | #DIV/0! | #DIV/0! | #DIV/0! | #DIV/0! | #DIV/0! | #DIV/0! | #DIV/0! | #DIV/0! | #DIV/0! | #DIV/0! | #DIV/0! | #DIV/0! | #DIV/0! | #DIV/0! | #DIV/0! | #DIV/0! | #DIV/0! | #DIV/0! | #DIV/0! | 5389 | 0 | 0 | 0 | 0 | 0
10 | 3 | 2013 | 277 | 4 | 0.0025 | 0 | #DIV/0! | #DIV/0! | #DIV/0! | #DIV/0! | #DIV/0! | #DIV/0! | #DIV/0! | #DIV/0! | #DIV/0! | #DIV/0! | #DIV/0! | #DIV/0! | #DIV/0! | #DIV/0! | #DIV/0! | #DIV/0! | #DIV/0! | #DIV/0! | #DIV/0! | #DIV/0! | 5390 | 0 | 0 | 0 | 0 | 0
10 | 4 | 2013 | 278 | 5 | 0 | 0 | #DIV/0! | #DIV/0! | #DIV/0! | #DIV/0! | #DIV/0! | #DIV/0! | #DIV/0! | #DIV/0! | #DIV/0! | #DIV/0! | #DIV/0! | #DIV/0! | #DIV/0! | #DIV/0! | #DIV/0! | #DIV/0! | #DIV/0! | #DIV/0! | #DIV/0! | #DIV/0! | 5391 | 0 | 0 | 0 | 0 | 0
10 | 5 | 2013 | 279 | 6 | 0.0025 | 0 | #DIV/0! | #DIV/0! | #DIV/0! | #DIV/0! | #DIV/0! | #DIV/0! | #DIV/0! | #DIV/0! | #DIV/0! | #DIV/0! | #DIV/0! | #DIV/0! | #DIV/0! | #DIV/0! | #DIV/0! | #DIV/0! | #DIV/0! | #DIV/0! | #DIV/0! | #DIV/0! | 5392 | 0 | 0 | 0 | 0 | 0
10 | 6 | 2013 | 280 | 7 | 0 | 0 | #DIV/0! | #DIV/0! | #DIV/0! | #DIV/0! | #DIV/0! | #DIV/0! | #DIV/0! | #DIV/0! | #DIV/0! | #DIV/0! | #DIV/0! | #DIV/0! | #DIV/0! | #DIV/0! | #DIV/0! | #DIV/0! | #DIV/0! | #DIV/0! | #DIV/0! | #DIV/0! | 5393 | 0 | 0 | 0 | 0 | 0
10 | 7 | 2013 | 281 | 1 | 0.775 | 0 | #DIV/0! | #DIV/0! | #DIV/0! | #DIV/0! | #DIV/0! | #DIV/0! | #DIV/0! | #DIV/0! | #DIV/0! | #DIV/0! | #DIV/0! | #DIV/0! | #DIV/0! | #DIV/0! | #DIV/0! | #DIV/0! | #DIV/0! | #DIV/0! | #DIV/0! | #DIV/0! | 5394 | 0 | 0 | 0 | 0 | 0
10 | 8 | 2013 | 282 | 2 | 0.24 | 0 | #DIV/0! | #DIV/0! | #DIV/0! | #DIV/0! | #DIV/0! | #DIV/0! | #DIV/0! | #DIV/0! | #DIV/0! | #DIV/0! | #DIV/0! | #DIV/0! | #DIV/0! | #DIV/0! | #DIV/0! | #DIV/0! | #DIV/0! | #DIV/0! | #DIV/0! | #DIV/0! | 5395 | 0 | 0 | 0 | 0 | 0
10 | 9 | 2013 | 283 | 3 | 0.1075 | 0 | #DIV/0! | #DIV/0! | #DIV/0! | #DIV/0! | #DIV/0! | #DIV/0! | #DIV/0! | #DIV/0! | #DIV/0! | #DIV/0! | #DIV/0! | #DIV/0! | #DIV/0! | #DIV/0! | #DIV/0! | #DIV/0! | #DIV/0! | #DIV/0! | #DIV/0! | #DIV/0! | 5396 | 0 | 0 | 0 | 0 | 0
10 | 10 | 2013 | 284 | 4 | 1.865 | 0 | #DIV/0! | #DIV/0! | #DIV/0! | #DIV/0! | #DIV/0! | #DIV/0! | #DIV/0! | #DIV/0! | #DIV/0! | #DIV/0! | #DIV/0! | #DIV/0! | #DIV/0! | #DIV/0! | #DIV/0! | #DIV/0! | #DIV/0! | #DIV/0! | #DIV/0! | #DIV/0! | 5397 | 0 | 0 | 0 | 0 | 0
10 | 11 | 2013 | 285 | 5 | 2.7625 | 0 | #DIV/0! | #DIV/0! | #DIV/0! | #DIV/0! | #DIV/0! | #DIV/0! | #DIV/0! | #DIV/0! | #DIV/0! | #DIV/0! | #DIV/0! | #DIV/0! | #DIV/0! | #DIV/0! | #DIV/0! | #DIV/0! | #DIV/0! | #DIV/0! | #DIV/0! | #DIV/0! | 5398 | 0 | 0 | 0 | 0 | 0
10 | 12 | 2013 | 286 | 6 | 0.9825 | 0 | #DIV/0! | #DIV/0! | #DIV/0! | #DIV/0! | #DIV/0! | #DIV/0! | #DIV/0! | #DIV/0! | #DIV/0! | #DIV/0! | #DIV/0! | #DIV/0! | #DIV/0! | #DIV/0! | #DIV/0! | #DIV/0! | #DIV/0! | #DIV/0! | #DIV/0! | #DIV/0! | 5399 | 0 | 0 | 0 | 0 | 0
10 | 13 | 2013 | 287 | 7 | 0.1025 | 0 | #DIV/0! | #DIV/0! | #DIV/0! | #DIV/0! | #DIV/0! | #DIV/0! | #DIV/0! | #DIV/0! | #DIV/0! | #DIV/0! | #DIV/0! | #DIV/0! | #DIV/0! | #DIV/0! | #DIV/0! | #DIV/0! | #DIV/0! | #DIV/0! | #DIV/0! | #DIV/0! | 5400 | 0 | 0 | 0 | 0 | 0
10 | 14 | 2013 | 288 | 1 | 0.01 | 0 | #DIV/0! | #DIV/0! | #DIV/0! | #DIV/0! | #DIV/0! | #DIV/0! | #DIV/0! | #DIV/0! | #DIV/0! | #DIV/0! | #DIV/0! | #DIV/0! | #DIV/0! | #DIV/0! | #DIV/0! | #DIV/0! | #DIV/0! | #DIV/0! | #DIV/0! | #DIV/0! | 5401 | 0 | 0 | 0 | 0 | 0
10 | 15 | 2013 | 289 | 2 | 0.0025 | 0 | #DIV/0! | #DIV/0! | #DIV/0! | #DIV/0! | #DIV/0! | #DIV/0! | #DIV/0! | #DIV/0! | #DIV/0! | #DIV/0! | #DIV/0! | #DIV/0! | #DIV/0! | #DIV/0! | #DIV/0! | #DIV/0! | #DIV/0! | #DIV/0! | #DIV/0! | #DIV/0! | 5402 | 0 | 0 | 0 | 0 | 0
10 | 16 | 2013 | 290 | 3 | 0.005 | 0 | #DIV/0! | #DIV/0! | #DIV/0! | #DIV/0! | #DIV/0! | #DIV/0! | #DIV/0! | #DIV/0! | #DIV/0! | #DIV/0! | #DIV/0! | #DIV/0! | #DIV/0! | #DIV/0! | #DIV/0! | #DIV/0! | #DIV/0! | #DIV/0! | #DIV/0! | #DIV/0! | 5403 | 0 | 0 | 0 | 0 | 0
10 | 17 | 2013 | 291 | 4 | 0.0425 | 0 | #DIV/0! | #DIV/0! | #DIV/0! | #DIV/0! | #DIV/0! | #DIV/0! | #DIV/0! | #DIV/0! | #DIV/0! | #DIV/0! | #DIV/0! | #DIV/0! | #DIV/0! | #DIV/0! | #DIV/0! | #DIV/0! | #DIV/0! | #DIV/0! | #DIV/0! | #DIV/0! | 5404 | 0 | 0 | 0 | 0 | 0
10 | 18 | 2013 | 292 | 5 | 0.005 | 0 | #DIV/0! | #DIV/0! | #DIV/0! | #DIV/0! | #DIV/0! | #DIV/0! | #DIV/0! | #DIV/0! | #DIV/0! | #DIV/0! | #DIV/0! | #DIV/0! | #DIV/0! | #DIV/0! | #DIV/0! | #DIV/0! | #DIV/0! | #DIV/0! | #DIV/0! | #DIV/0! | 5405 | 0 | 0 | 0 | 0 | 0
10 | 19 | 2013 | 293 | 6 | 0.0025 | 0 | #DIV/0! | #DIV/0! | #DIV/0! | #DIV/0! | #DIV/0! | #DIV/0! | #DIV/0! | #DIV/0! | #DIV/0! | #DIV/0! | #DIV/0! | #DIV/0! | #DIV/0! | #DIV/0! | #DIV/0! | #DIV/0! | #DIV/0! | #DIV/0! | #DIV/0! | #DIV/0! | 5406 | 0 | 0 | 0 | 0 | 0
10 | 20 | 2013 | 294 | 7 | 0.0025 | 0 | #DIV/0! | #DIV/0! | #DIV/0! | #DIV/0! | #DIV/0! | #DIV/0! | #DIV/0! | #DIV/0! | #DIV/0! | #DIV/0! | #DIV/0! | #DIV/0! | #DIV/0! | #DIV/0! | #DIV/0! | #DIV/0! | #DIV/0! | #DIV/0! | #DIV/0! | #DIV/0! | 5407 | 0 | 0 | 0 | 0 | 0
10 | 21 | 2013 | 295 | 1 | 0 | 0 | #DIV/0! | #DIV/0! | #DIV/0! | #DIV/0! | #DIV/0! | #DIV/0! | #DIV/0! | #DIV/0! | #DIV/0! | #DIV/0! | #DIV/0! | #DIV/0! | #DIV/0! | #DIV/0! | #DIV/0! | #DIV/0! | #DIV/0! | #DIV/0! | #DIV/0! | #DIV/0! | 5408 | 0 | 0 | 0 | 0 | 0
10 | 22 | 2013 | 296 | 2 | 0.0025 | 0 | #DIV/0! | #DIV/0! | #DIV/0! | #DIV/0! | #DIV/0! | #DIV/0! | #DIV/0! | #DIV/0! | #DIV/0! | #DIV/0! | #DIV/0! | #DIV/0! | #DIV/0! | #DIV/0! | #DIV/0! | #DIV/0! | #DIV/0! | #DIV/0! | #DIV/0! | #DIV/0! | 5409 | 0 | 0 | 0 | 0 | 0
10 | 23 | 2013 | 297 | 3 | 0.0575 | 0 | #DIV/0! | #DIV/0! | #DIV/0! | #DIV/0! | #DIV/0! | #DIV/0! | #DIV/0! | #DIV/0! | #DIV/0! | #DIV/0! | #DIV/0! | #DIV/0! | #DIV/0! | #DIV/0! | #DIV/0! | #DIV/0! | #DIV/0! | #DIV/0! | #DIV/0! | #DIV/0! | 5410 | 0 | 0 | 0 | 0 | 0
10 | 24 | 2013 | 298 | 4 | 0.0025 | 0 | #DIV/0! | #DIV/0! | #DIV/0! | #DIV/0! | #DIV/0! | #DIV/0! | #DIV/0! | #DIV/0! | #DIV/0! | #DIV/0! | #DIV/0! | #DIV/0! | #DIV/0! | #DIV/0! | #DIV/0! | #DIV/0! | #DIV/0! | #DIV/0! | #DIV/0! | #DIV/0! | 5411 | 0 | 0 | 0 | 0 | 0
10 | 25 | 2013 | 299 | 5 | 0 | 0 | #DIV/0! | #DIV/0! | #DIV/0! | #DIV/0! | #DIV/0! | #DIV/0! | #DIV/0! | #DIV/0! | #DIV/0! | #DIV/0! | #DIV/0! | #DIV/0! | #DIV/0! | #DIV/0! | #DIV/0! | #DIV/0! | #DIV/0! | #DIV/0! | #DIV/0! | #DIV/0! | 5412 | 0 | 0 | 0 | 0 | 0
10 | 26 | 2013 | 300 | 6 | 0 | 0 | #DIV/0! | #DIV/0! | #DIV/0! | #DIV/0! | #DIV/0! | #DIV/0! | #DIV/0! | #DIV/0! | #DIV/0! | #DIV/0! | #DIV/0! | #DIV/0! | #DIV/0! | #DIV/0! | #DIV/0! | #DIV/0! | #DIV/0! | #DIV/0! | #DIV/0! | #DIV/0! | 5413 | 0 | 0 | 0 | 0 | 0
10 | 27 | 2013 | 301 | 7 | 0.0025 | 0 | #DIV/0! | #DIV/0! | #DIV/0! | #DIV/0! | #DIV/0! | #DIV/0! | #DIV/0! | #DIV/0! | #DIV/0! | #DIV/0! | #DIV/0! | #DIV/0! | #DIV/0! | #DIV/0! | #DIV/0! | #DIV/0! | #DIV/0! | #DIV/0! | #DIV/0! | #DIV/0! | 5414 | 0 | 0 | 0 | 0 | 0
10 | 28 | 2013 | 302 | 1 | 0 | 0 | #DIV/0! | #DIV/0! | #DIV/0! | #DIV/0! | #DIV/0! | #DIV/0! | #DIV/0! | #DIV/0! | #DIV/0! | #DIV/0! | #DIV/0! | #DIV/0! | #DIV/0! | #DIV/0! | #DIV/0! | #DIV/0! | #DIV/0! | #DIV/0! | #DIV/0! | #DIV/0! | 5415 | 0 | 0 | 0 | 0 | 0
10 | 29 | 2013 | 303 | 2 | 0 | 0 | #DIV/0! | #DIV/0! | #DIV/0! | #DIV/0! | #DIV/0! | #DIV/0! | #DIV/0! | #DIV/0! | #DIV/0! | #DIV/0! | #DIV/0! | #DIV/0! | #DIV/0! | #DIV/0! | #DIV/0! | #DIV/0! | #DIV/0! | #DIV/0! | #DIV/0! | #DIV/0! | 5416 | 0 | 0 | 0 | 0 | 0
10 | 30 | 2013 | 304 | 3 | 0.0575 | 0 | #DIV/0! | #DIV/0! | #DIV/0! | #DIV/0! | #DIV/0! | #DIV/0! | #DIV/0! | #DIV/0! | #DIV/0! | #DIV/0! | #DIV/0! | #DIV/0! | #DIV/0! | #DIV/0! | #DIV/0! | #DIV/0! | #DIV/0! | #DIV/0! | #DIV/0! | #DIV/0! | 5417 | 0 | 0 | 0 | 0 | 0
10 | 31 | 2013 | 305 | 4 | 0.0225 | 0 | #DIV/0! | #DIV/0! | #DIV/0! | #DIV/0! | #DIV/0! | #DIV/0! | #DIV/0! | #DIV/0! | #DIV/0! | #DIV/0! | #DIV/0! | #DIV/0! | #DIV/0! | #DIV/0! | #DIV/0! | #DIV/0! | #DIV/0! | #DIV/0! | #DIV/0! | #DIV/0! | 5418 | 0 | 0 | 0 | 0 | 0
11 | 1 | 2013 | 306 | 5 | 0.1175 | 0 | #DIV/0! | #DIV/0! | #DIV/0! | #DIV/0! | #DIV/0! | #DIV/0! | #DIV/0! | #DIV/0! | #DIV/0! | #DIV/0! | #DIV/0! | #DIV/0! | #DIV/0! | #DIV/0! | #DIV/0! | #DIV/0! | #DIV/0! | #DIV/0! | #DIV/0! | #DIV/0! | 5419 | 0 | 0 | 0 | 0 | 0
11 | 2 | 2013 | 307 | 6 | 0.025 | 0 | #DIV/0! | #DIV/0! | #DIV/0! | #DIV/0! | #DIV/0! | #DIV/0! | #DIV/0! | #DIV/0! | #DIV/0! | #DIV/0! | #DIV/0! | #DIV/0! | #DIV/0! | #DIV/0! | #DIV/0! | #DIV/0! | #DIV/0! | #DIV/0! | #DIV/0! | #DIV/0! | 5420 | 0 | 0 | 0 | 0 | 0
11 | 3 | 2013 | 308 | 7 | 0.015 | 0 | #DIV/0! | #DIV/0! | #DIV/0! | #DIV/0! | #DIV/0! | #DIV/0! | #DIV/0! | #DIV/0! | #DIV/0! | #DIV/0! | #DIV/0! | #DIV/0! | #DIV/0! | #DIV/0! | #DIV/0! | #DIV/0! | #DIV/0! | #DIV/0! | #DIV/0! | #DIV/0! | 5421 | 0 | 0 | 0 | 0 | 0
11 | 4 | 2013 | 309 | 1 | 0.0025 | 0 | #DIV/0! | #DIV/0! | #DIV/0! | #DIV/0! | #DIV/0! | #DIV/0! | #DIV/0! | #DIV/0! | #DIV/0! | #DIV/0! | #DIV/0! | #DIV/0! | #DIV/0! | #DIV/0! | #DIV/0! | #DIV/0! | #DIV/0! | #DIV/0! | #DIV/0! | #DIV/0! | 5422 | 0 | 0 | 0 | 0 | 0
11 | 5 | 2013 | 310 | 2 | 0 | 0 | #DIV/0! | #DIV/0! | #DIV/0! | #DIV/0! | #DIV/0! | #DIV/0! | #DIV/0! | #DIV/0! | #DIV/0! | #DIV/0! | #DIV/0! | #DIV/0! | #DIV/0! | #DIV/0! | #DIV/0! | #DIV/0! | #DIV/0! | #DIV/0! | #DIV/0! | #DIV/0! | 5423 | 0 | 0 | 0 | 0 | 0
11 | 6 | 2013 | 311 | 3 | 0 | 0 | #DIV/0! | #DIV/0! | #DIV/0! | #DIV/0! | #DIV/0! | #DIV/0! | #DIV/0! | #DIV/0! | #DIV/0! | #DIV/0! | #DIV/0! | #DIV/0! | #DIV/0! | #DIV/0! | #DIV/0! | #DIV/0! | #DIV/0! | #DIV/0! | #DIV/0! | #DIV/0! | 5424 | 0 | 0 | 0 | 0 | 0
11 | 7 | 2013 | 312 | 4 | 0.0325 | 0 | #DIV/0! | #DIV/0! | #DIV/0! | #DIV/0! | #DIV/0! | #DIV/0! | #DIV/0! | #DIV/0! | #DIV/0! | #DIV/0! | #DIV/0! | #DIV/0! | #DIV/0! | #DIV/0! | #DIV/0! | #DIV/0! | #DIV/0! | #DIV/0! | #DIV/0! | #DIV/0! | 5425 | 0 | 0 | 0 | 0 | 0
11 | 8 | 2013 | 313 | 5 | 0.01 | 0 | #DIV/0! | #DIV/0! | #DIV/0! | #DIV/0! | #DIV/0! | #DIV/0! | #DIV/0! | #DIV/0! | #DIV/0! | #DIV/0! | #DIV/0! | #DIV/0! | #DIV/0! | #DIV/0! | #DIV/0! | #DIV/0! | #DIV/0! | #DIV/0! | #DIV/0! | #DIV/0! | 5426 | 0 | 0 | 0 | 0 | 0
11 | 9 | 2013 | 314 | 6 | 0 | 0 | #DIV/0! | #DIV/0! | #DIV/0! | #DIV/0! | #DIV/0! | #DIV/0! | #DIV/0! | #DIV/0! | #DIV/0! | #DIV/0! | #DIV/0! | #DIV/0! | #DIV/0! | #DIV/0! | #DIV/0! | #DIV/0! | #DIV/0! | #DIV/0! | #DIV/0! | #DIV/0! | 5427 | 0 | 0 | 0 | 0 | 0
11 | 10 | 2013 | 315 | 7 | 0.0025 | 0 | #DIV/0! | #DIV/0! | #DIV/0! | #DIV/0! | #DIV/0! | #DIV/0! | #DIV/0! | #DIV/0! | #DIV/0! | #DIV/0! | #DIV/0! | #DIV/0! | #DIV/0! | #DIV/0! | #DIV/0! | #DIV/0! | #DIV/0! | #DIV/0! | #DIV/0! | #DIV/0! | 5428 | 0 | 0 | 0 | 0 | 0
11 | 11 | 2013 | 316 | 1 | 0 | 0 | #DIV/0! | #DIV/0! | #DIV/0! | #DIV/0! | #DIV/0! | #DIV/0! | #DIV/0! | #DIV/0! | #DIV/0! | #DIV/0! | #DIV/0! | #DIV/0! | #DIV/0! | #DIV/0! | #DIV/0! | #DIV/0! | #DIV/0! | #DIV/0! | #DIV/0! | #DIV/0! | 5429 | 0 | 0 | 0 | 0 | 0
11 | 12 | 2013 | 317 | 2 | 0 | 0 | #DIV/0! | #DIV/0! | #DIV/0! | #DIV/0! | #DIV/0! | #DIV/0! | #DIV/0! | #DIV/0! | #DIV/0! | #DIV/0! | #DIV/0! | #DIV/0! | #DIV/0! | #DIV/0! | #DIV/0! | #DIV/0! | #DIV/0! | #DIV/0! | #DIV/0! | #DIV/0! | 5430 | 0 | 0 | 0 | 0 | 0
11 | 13 | 2013 | 318 | 3 | 0 | 0 | #DIV/0! | #DIV/0! | #DIV/0! | #DIV/0! | #DIV/0! | #DIV/0! | #DIV/0! | #DIV/0! | #DIV/0! | #DIV/0! | #DIV/0! | #DIV/0! | #DIV/0! | #DIV/0! | #DIV/0! | #DIV/0! | #DIV/0! | #DIV/0! | #DIV/0! | #DIV/0! | 5431 | 0 | 0 | 0 | 0 | 0
11 | 14 | 2013 | 319 | 4 | 0 | 0 | #DIV/0! | #DIV/0! | #DIV/0! | #DIV/0! | #DIV/0! | #DIV/0! | #DIV/0! | #DIV/0! | #DIV/0! | #DIV/0! | #DIV/0! | #DIV/0! | #DIV/0! | #DIV/0! | #DIV/0! | #DIV/0! | #DIV/0! | #DIV/0! | #DIV/0! | #DIV/0! | 5432 | 0 | 0 | 0 | 0 | 0
11 | 15 | 2013 | 320 | 5 | 0.045 | 0 | #DIV/0! | #DIV/0! | #DIV/0! | #DIV/0! | #DIV/0! | #DIV/0! | #DIV/0! | #DIV/0! | #DIV/0! | #DIV/0! | #DIV/0! | #DIV/0! | #DIV/0! | #DIV/0! | #DIV/0! | #DIV/0! | #DIV/0! | #DIV/0! | #DIV/0! | #DIV/0! | 5433 | 0 | 0 | 0 | 0 | 0
11 | 16 | 2013 | 321 | 6 | 0.255 | 0 | #DIV/0! | #DIV/0! | #DIV/0! | #DIV/0! | #DIV/0! | #DIV/0! | #DIV/0! | #DIV/0! | #DIV/0! | #DIV/0! | #DIV/0! | #DIV/0! | #DIV/0! | #DIV/0! | #DIV/0! | #DIV/0! | #DIV/0! | #DIV/0! | #DIV/0! | #DIV/0! | 5434 | 0 | 0 | 0 | 0 | 0
11 | 17 | 2013 | 322 | 7 | 0.0125 | 0 | #DIV/0! | #DIV/0! | #DIV/0! | #DIV/0! | #DIV/0! | #DIV/0! | #DIV/0! | #DIV/0! | #DIV/0! | #DIV/0! | #DIV/0! | #DIV/0! | #DIV/0! | #DIV/0! | #DIV/0! | #DIV/0! | #DIV/0! | #DIV/0! | #DIV/0! | #DIV/0! | 5435 | 0 | 0 | 0 | 0 | 0
11 | 18 | 2013 | 323 | 1 | 0.1575 | 0 | #DIV/0! | #DIV/0! | #DIV/0! | #DIV/0! | #DIV/0! | #DIV/0! | #DIV/0! | #DIV/0! | #DIV/0! | #DIV/0! | #DIV/0! | #DIV/0! | #DIV/0! | #DIV/0! | #DIV/0! | #DIV/0! | #DIV/0! | #DIV/0! | #DIV/0! | #DIV/0! | 5436 | 0 | 0 | 0 | 0 | 0
11 | 19 | 2013 | 324 | 2 | 0 | 0 | #DIV/0! | #DIV/0! | #DIV/0! | #DIV/0! | #DIV/0! | #DIV/0! | #DIV/0! | #DIV/0! | #DIV/0! | #DIV/0! | #DIV/0! | #DIV/0! | #DIV/0! | #DIV/0! | #DIV/0! | #DIV/0! | #DIV/0! | #DIV/0! | #DIV/0! | #DIV/0! | 5437 | 0 | 0 | 0 | 0 | 0
11 | 20 | 2013 | 325 | 3 | 0 | 0 | #DIV/0! | #DIV/0! | #DIV/0! | #DIV/0! | #DIV/0! | #DIV/0! | #DIV/0! | #DIV/0! | #DIV/0! | #DIV/0! | #DIV/0! | #DIV/0! | #DIV/0! | #DIV/0! | #DIV/0! | #DIV/0! | #DIV/0! | #DIV/0! | #DIV/0! | #DIV/0! | 5438 | 0 | 0 | 0 | 0 | 0
11 | 21 | 2013 | 326 | 4 | 0.0025 | 0 | #DIV/0! | #DIV/0! | #DIV/0! | #DIV/0! | #DIV/0! | #DIV/0! | #DIV/0! | #DIV/0! | #DIV/0! | #DIV/0! | #DIV/0! | #DIV/0! | #DIV/0! | #DIV/0! | #DIV/0! | #DIV/0! | #DIV/0! | #DIV/0! | #DIV/0! | #DIV/0! | 5439 | 0 | 0 | 0 | 0 | 0
11 | 22 | 2013 | 327 | 5 | 0.0025 | 0 | #DIV/0! | #DIV/0! | #DIV/0! | #DIV/0! | #DIV/0! | #DIV/0! | #DIV/0! | #DIV/0! | #DIV/0! | #DIV/0! | #DIV/0! | #DIV/0! | #DIV/0! | #DIV/0! | #DIV/0! | #DIV/0! | #DIV/0! | #DIV/0! | #DIV/0! | #DIV/0! | 5440 | 0 | 0 | 0 | 0 | 0
11 | 23 | 2013 | 328 | 6 | 0.005 | 0 | #DIV/0! | #DIV/0! | #DIV/0! | #DIV/0! | #DIV/0! | #DIV/0! | #DIV/0! | #DIV/0! | #DIV/0! | #DIV/0! | #DIV/0! | #DIV/0! | #DIV/0! | #DIV/0! | #DIV/0! | #DIV/0! | #DIV/0! | #DIV/0! | #DIV/0! | #DIV/0! | 5441 | 0 | 0 | 0 | 0 | 0
11 | 24 | 2013 | 329 | 7 | 0 | 0 | #DIV/0! | #DIV/0! | #DIV/0! | #DIV/0! | #DIV/0! | #DIV/0! | #DIV/0! | #DIV/0! | #DIV/0! | #DIV/0! | #DIV/0! | #DIV/0! | #DIV/0! | #DIV/0! | #DIV/0! | #DIV/0! | #DIV/0! | #DIV/0! | #DIV/0! | #DIV/0! | 5442 | 0 | 0 | 0 | 0 | 0
11 | 25 | 2013 | 330 | 1 | 0 | 0 | #DIV/0! | #DIV/0! | #DIV/0! | #DIV/0! | #DIV/0! | #DIV/0! | #DIV/0! | #DIV/0! | #DIV/0! | #DIV/0! | #DIV/0! | #DIV/0! | #DIV/0! | #DIV/0! | #DIV/0! | #DIV/0! | #DIV/0! | #DIV/0! | #DIV/0! | #DIV/0! | 5443 | 0 | 0 | 0 | 0 | 0
11 | 26 | 2013 | 331 | 2 | 1.1975 | 0 | #DIV/0! | #DIV/0! | #DIV/0! | #DIV/0! | #DIV/0! | #DIV/0! | #DIV/0! | #DIV/0! | #DIV/0! | #DIV/0! | #DIV/0! | #DIV/0! | #DIV/0! | #DIV/0! | #DIV/0! | #DIV/0! | #DIV/0! | #DIV/0! | #DIV/0! | #DIV/0! | 5444 | 0 | 0 | 0 | 0 | 0
11 | 27 | 2013 | 332 | 3 | 1.0025 | 0 | #DIV/0! | #DIV/0! | #DIV/0! | #DIV/0! | #DIV/0! | #DIV/0! | #DIV/0! | #DIV/0! | #DIV/0! | #DIV/0! | #DIV/0! | #DIV/0! | #DIV/0! | #DIV/0! | #DIV/0! | #DIV/0! | #DIV/0! | #DIV/0! | #DIV/0! | #DIV/0! | 5445 | 0 | 0 | 0 | 0 | 0
11 | 28 | 2013 | 333 | 4 | 0.045 | 0 | #DIV/0! | #DIV/0! | #DIV/0! | #DIV/0! | #DIV/0! | #DIV/0! | #DIV/0! | #DIV/0! | #DIV/0! | #DIV/0! | #DIV/0! | #DIV/0! | #DIV/0! | #DIV/0! | #DIV/0! | #DIV/0! | #DIV/0! | #DIV/0! | #DIV/0! | #DIV/0! | 5446 | 0 | 0 | 0 | 0 | 0
11 | 29 | 2013 | 334 | 5 | 0 | 0 | #DIV/0! | #DIV/0! | #DIV/0! | #DIV/0! | #DIV/0! | #DIV/0! | #DIV/0! | #DIV/0! | #DIV/0! | #DIV/0! | #DIV/0! | #DIV/0! | #DIV/0! | #DIV/0! | #DIV/0! | #DIV/0! | #DIV/0! | #DIV/0! | #DIV/0! | #DIV/0! | 5447 | 0 | 0 | 0 | 0 | 0
11 | 30 | 2013 | 335 | 6 | 0 | 0 | #DIV/0! | #DIV/0! | #DIV/0! | #DIV/0! | #DIV/0! | #DIV/0! | #DIV/0! | #DIV/0! | #DIV/0! | #DIV/0! | #DIV/0! | #DIV/0! | #DIV/0! | #DIV/0! | #DIV/0! | #DIV/0! | #DIV/0! | #DIV/0! | #DIV/0! | #DIV/0! | 5448 | 0 | 0 | 0 | 0 | 0
12 | 1 | 2013 | 336 | 7 | 0 | 0 | #DIV/0! | #DIV/0! | #DIV/0! | #DIV/0! | #DIV/0! | #DIV/0! | #DIV/0! | #DIV/0! | #DIV/0! | #DIV/0! | #DIV/0! | #DIV/0! | #DIV/0! | #DIV/0! | #DIV/0! | #DIV/0! | #DIV/0! | #DIV/0! | #DIV/0! | #DIV/0! | 5449 | 0 | 0 | 0 | 0 | 0
12 | 2 | 2013 | 337 | 1 | 0.0025 | 0 | #DIV/0! | #DIV/0! | #DIV/0! | #DIV/0! | #DIV/0! | #DIV/0! | #DIV/0! | #DIV/0! | #DIV/0! | #DIV/0! | #DIV/0! | #DIV/0! | #DIV/0! | #DIV/0! | #DIV/0! | #DIV/0! | #DIV/0! | #DIV/0! | #DIV/0! | #DIV/0! | 5450 | 0 | 0 | 0 | 0 | 0
12 | 3 | 2013 | 338 | 2 | 0 | 0 | #DIV/0! | #DIV/0! | #DIV/0! | #DIV/0! | #DIV/0! | #DIV/0! | #DIV/0! | #DIV/0! | #DIV/0! | #DIV/0! | #DIV/0! | #DIV/0! | #DIV/0! | #DIV/0! | #DIV/0! | #DIV/0! | #DIV/0! | #DIV/0! | #DIV/0! | #DIV/0! | 5451 | 0 | 0 | 0 | 0 | 0
12 | 4 | 2013 | 339 | 3 | 0 | 0 | #DIV/0! | #DIV/0! | #DIV/0! | #DIV/0! | #DIV/0! | #DIV/0! | #DIV/0! | #DIV/0! | #DIV/0! | #DIV/0! | #DIV/0! | #DIV/0! | #DIV/0! | #DIV/0! | #DIV/0! | #DIV/0! | #DIV/0! | #DIV/0! | #DIV/0! | #DIV/0! | 5452 | 0 | 0 | 0 | 0 | 0
12 | 5 | 2013 | 340 | 4 | 0 | 0 | #DIV/0! | #DIV/0! | #DIV/0! | #DIV/0! | #DIV/0! | #DIV/0! | #DIV/0! | #DIV/0! | #DIV/0! | #DIV/0! | #DIV/0! | #DIV/0! | #DIV/0! | #DIV/0! | #DIV/0! | #DIV/0! | #DIV/0! | #DIV/0! | #DIV/0! | #DIV/0! | 5453 | 0 | 0 | 0 | 0 | 0
12 | 6 | 2013 | 341 | 5 | 0.6525 | 0 | #DIV/0! | #DIV/0! | #DIV/0! | #DIV/0! | #DIV/0! | #DIV/0! | #DIV/0! | #DIV/0! | #DIV/0! | #DIV/0! | #DIV/0! | #DIV/0! | #DIV/0! | #DIV/0! | #DIV/0! | #DIV/0! | #DIV/0! | #DIV/0! | #DIV/0! | #DIV/0! | 5454 | 0 | 0 | 0 | 0 | 0
12 | 7 | 2013 | 342 | 6 | 0.305 | 0 | #DIV/0! | #DIV/0! | #DIV/0! | #DIV/0! | #DIV/0! | #DIV/0! | #DIV/0! | #DIV/0! | #DIV/0! | #DIV/0! | #DIV/0! | #DIV/0! | #DIV/0! | #DIV/0! | #DIV/0! | #DIV/0! | #DIV/0! | #DIV/0! | #DIV/0! | #DIV/0! | 5455 | 0 | 0 | 0 | 0 | 0
12 | 8 | 2013 | 343 | 7 | 0.54 | 0 | #DIV/0! | #DIV/0! | #DIV/0! | #DIV/0! | #DIV/0! | #DIV/0! | #DIV/0! | #DIV/0! | #DIV/0! | #DIV/0! | #DIV/0! | #DIV/0! | #DIV/0! | #DIV/0! | #DIV/0! | #DIV/0! | #DIV/0! | #DIV/0! | #DIV/0! | #DIV/0! | 5456 | 0 | 0 | 0 | 0 | 0
12 | 9 | 2013 | 344 | 1 | 0.8125 | 0 | #DIV/0! | #DIV/0! | #DIV/0! | #DIV/0! | #DIV/0! | #DIV/0! | #DIV/0! | #DIV/0! | #DIV/0! | #DIV/0! | #DIV/0! | #DIV/0! | #DIV/0! | #DIV/0! | #DIV/0! | #DIV/0! | #DIV/0! | #DIV/0! | #DIV/0! | #DIV/0! | 5457 | 0 | 0 | 0 | 0 | 0
12 | 10 | 2013 | 345 | 2 | 0.295 | 0 | #DIV/0! | #DIV/0! | #DIV/0! | #DIV/0! | #DIV/0! | #DIV/0! | #DIV/0! | #DIV/0! | #DIV/0! | #DIV/0! | #DIV/0! | #DIV/0! | #DIV/0! | #DIV/0! | #DIV/0! | #DIV/0! | #DIV/0! | #DIV/0! | #DIV/0! | #DIV/0! | 5458 | 0 | 0 | 0 | 0 | 0
12 | 11 | 2013 | 346 | 3 | 0.0625 | 0 | #DIV/0! | #DIV/0! | #DIV/0! | #DIV/0! | #DIV/0! | #DIV/0! | #DIV/0! | #DIV/0! | #DIV/0! | #DIV/0! | #DIV/0! | #DIV/0! | #DIV/0! | #DIV/0! | #DIV/0! | #DIV/0! | #DIV/0! | #DIV/0! | #DIV/0! | #DIV/0! | 5459 | 0 | 0 | 0 | 0 | 0
12 | 12 | 2013 | 347 | 4 | 0 | 0 | #DIV/0! | #DIV/0! | #DIV/0! | #DIV/0! | #DIV/0! | #DIV/0! | #DIV/0! | #DIV/0! | #DIV/0! | #DIV/0! | #DIV/0! | #DIV/0! | #DIV/0! | #DIV/0! | #DIV/0! | #DIV/0! | #DIV/0! | #DIV/0! | #DIV/0! | #DIV/0! | 5460 | 0 | 0 | 0 | 0 | 0
12 | 13 | 2013 | 348 | 5 | 0 | 0 | #DIV/0! | #DIV/0! | #DIV/0! | #DIV/0! | #DIV/0! | #DIV/0! | #DIV/0! | #DIV/0! | #DIV/0! | #DIV/0! | #DIV/0! | #DIV/0! | #DIV/0! | #DIV/0! | #DIV/0! | #DIV/0! | #DIV/0! | #DIV/0! | #DIV/0! | #DIV/0! | 5461 | 0 | 0 | 0 | 0 | 0
12 | 14 | 2013 | 349 | 6 | 0.3475 | 0 | #DIV/0! | #DIV/0! | #DIV/0! | #DIV/0! | #DIV/0! | #DIV/0! | #DIV/0! | #DIV/0! | #DIV/0! | #DIV/0! | #DIV/0! | #DIV/0! | #DIV/0! | #DIV/0! | #DIV/0! | #DIV/0! | #DIV/0! | #DIV/0! | #DIV/0! | #DIV/0! | 5462 | 0 | 0 | 0 | 0 | 0
12 | 15 | 2013 | 350 | 7 | 0.1125 | 0 | #DIV/0! | #DIV/0! | #DIV/0! | #DIV/0! | #DIV/0! | #DIV/0! | #DIV/0! | #DIV/0! | #DIV/0! | #DIV/0! | #DIV/0! | #DIV/0! | #DIV/0! | #DIV/0! | #DIV/0! | #DIV/0! | #DIV/0! | #DIV/0! | #DIV/0! | #DIV/0! | 5463 | 0 | 0 | 0 | 0 | 0
12 | 16 | 2013 | 351 | 1 | 0.0025 | 0 | #DIV/0! | #DIV/0! | #DIV/0! | #DIV/0! | #DIV/0! | #DIV/0! | #DIV/0! | #DIV/0! | #DIV/0! | #DIV/0! | #DIV/0! | #DIV/0! | #DIV/0! | #DIV/0! | #DIV/0! | #DIV/0! | #DIV/0! | #DIV/0! | #DIV/0! | #DIV/0! | 5464 | 0 | 0 | 0 | 0 | 0
12 | 17 | 2013 | 352 | 2 | 0.0125 | 0 | #DIV/0! | #DIV/0! | #DIV/0! | #DIV/0! | #DIV/0! | #DIV/0! | #DIV/0! | #DIV/0! | #DIV/0! | #DIV/0! | #DIV/0! | #DIV/0! | #DIV/0! | #DIV/0! | #DIV/0! | #DIV/0! | #DIV/0! | #DIV/0! | #DIV/0! | #DIV/0! | 5465 | 0 | 0 | 0 | 0 | 0
12 | 18 | 2013 | 353 | 3 | 0.0075 | 0 | #DIV/0! | #DIV/0! | #DIV/0! | #DIV/0! | #DIV/0! | #DIV/0! | #DIV/0! | #DIV/0! | #DIV/0! | #DIV/0! | #DIV/0! | #DIV/0! | #DIV/0! | #DIV/0! | #DIV/0! | #DIV/0! | #DIV/0! | #DIV/0! | #DIV/0! | #DIV/0! | 5466 | 0 | 0 | 0 | 0 | 0
12 | 19 | 2013 | 354 | 4 | 0.0025 | 0 | #DIV/0! | #DIV/0! | #DIV/0! | #DIV/0! | #DIV/0! | #DIV/0! | #DIV/0! | #DIV/0! | #DIV/0! | #DIV/0! | #DIV/0! | #DIV/0! | #DIV/0! | #DIV/0! | #DIV/0! | #DIV/0! | #DIV/0! | #DIV/0! | #DIV/0! | #DIV/0! | 5467 | 0 | 0 | 0 | 0 | 0
12 | 20 | 2013 | 355 | 5 | 0 | 0 | #DIV/0! | #DIV/0! | #DIV/0! | #DIV/0! | #DIV/0! | #DIV/0! | #DIV/0! | #DIV/0! | #DIV/0! | #DIV/0! | #DIV/0! | #DIV/0! | #DIV/0! | #DIV/0! | #DIV/0! | #DIV/0! | #DIV/0! | #DIV/0! | #DIV/0! | #DIV/0! | 5468 | 0 | 0 | 0 | 0 | 0
12 | 21 | 2013 | 356 | 6 | 0 | 0 | #DIV/0! | #DIV/0! | #DIV/0! | #DIV/0! | #DIV/0! | #DIV/0! | #DIV/0! | #DIV/0! | #DIV/0! | #DIV/0! | #DIV/0! | #DIV/0! | #DIV/0! | #DIV/0! | #DIV/0! | #DIV/0! | #DIV/0! | #DIV/0! | #DIV/0! | #DIV/0! | 5469 | 0 | 0 | 0 | 0 | 0
12 | 22 | 2013 | 357 | 7 | 0.2475 | 0 | #DIV/0! | #DIV/0! | #DIV/0! | #DIV/0! | #DIV/0! | #DIV/0! | #DIV/0! | #DIV/0! | #DIV/0! | #DIV/0! | #DIV/0! | #DIV/0! | #DIV/0! | #DIV/0! | #DIV/0! | #DIV/0! | #DIV/0! | #DIV/0! | #DIV/0! | #DIV/0! | 5470 | 0 | 0 | 0 | 0 | 0
12 | 23 | 2013 | 358 | 1 | 0.7675 | 0 | #DIV/0! | #DIV/0! | #DIV/0! | #DIV/0! | #DIV/0! | #DIV/0! | #DIV/0! | #DIV/0! | #DIV/0! | #DIV/0! | #DIV/0! | #DIV/0! | #DIV/0! | #DIV/0! | #DIV/0! | #DIV/0! | #DIV/0! | #DIV/0! | #DIV/0! | #DIV/0! | 5471 | 0 | 0 | 0 | 0 | 0
12 | 24 | 2013 | 359 | 2 | 0.1125 | 0 | #DIV/0! | #DIV/0! | #DIV/0! | #DIV/0! | #DIV/0! | #DIV/0! | #DIV/0! | #DIV/0! | #DIV/0! | #DIV/0! | #DIV/0! | #DIV/0! | #DIV/0! | #DIV/0! | #DIV/0! | #DIV/0! | #DIV/0! | #DIV/0! | #DIV/0! | #DIV/0! | 5472 | 0 | 0 | 0 | 0 | 0
12 | 25 | 2013 | 360 | 3 | 0.0025 | 0 | #DIV/0! | #DIV/0! | #DIV/0! | #DIV/0! | #DIV/0! | #DIV/0! | #DIV/0! | #DIV/0! | #DIV/0! | #DIV/0! | #DIV/0! | #DIV/0! | #DIV/0! | #DIV/0! | #DIV/0! | #DIV/0! | #DIV/0! | #DIV/0! | #DIV/0! | #DIV/0! | 5473 | 0 | 0 | 0 | 0 | 0
12 | 26 | 2013 | 361 | 4 | 0 | 0 | #DIV/0! | #DIV/0! | #DIV/0! | #DIV/0! | #DIV/0! | #DIV/0! | #DIV/0! | #DIV/0! | #DIV/0! | #DIV/0! | #DIV/0! | #DIV/0! | #DIV/0! | #DIV/0! | #DIV/0! | #DIV/0! | #DIV/0! | #DIV/0! | #DIV/0! | #DIV/0! | 5474 | 0 | 0 | 0 | 0 | 0
12 | 27 | 2013 | 362 | 5 | 0 | 0 | #DIV/0! | #DIV/0! | #DIV/0! | #DIV/0! | #DIV/0! | #DIV/0! | #DIV/0! | #DIV/0! | #DIV/0! | #DIV/0! | #DIV/0! | #DIV/0! | #DIV/0! | #DIV/0! | #DIV/0! | #DIV/0! | #DIV/0! | #DIV/0! | #DIV/0! | #DIV/0! | 5475 | 0 | 0 | 0 | 0 | 0
12 | 28 | 2013 | 363 | 6 | 0.0025 | 0 | #DIV/0! | #DIV/0! | #DIV/0! | #DIV/0! | #DIV/0! | #DIV/0! | #DIV/0! | #DIV/0! | #DIV/0! | #DIV/0! | #DIV/0! | #DIV/0! | #DIV/0! | #DIV/0! | #DIV/0! | #DIV/0! | #DIV/0! | #DIV/0! | #DIV/0! | #DIV/0! | 5476 | 0 | 0 | 0 | 0 | 0
12 | 29 | 2013 | 364 | 7 | 0.975 | 0 | #DIV/0! | #DIV/0! | #DIV/0! | #DIV/0! | #DIV/0! | #DIV/0! | #DIV/0! | #DIV/0! | #DIV/0! | #DIV/0! | #DIV/0! | #DIV/0! | #DIV/0! | #DIV/0! | #DIV/0! | #DIV/0! | #DIV/0! | #DIV/0! | #DIV/0! | #DIV/0! | 5477 | 0 | 0 | 0 | 0 | 0
12 | 30 | 2013 | 365 | 1 | 0.28 | 0 | #DIV/0! | #DIV/0! | #DIV/0! | #DIV/0! | #DIV/0! | #DIV/0! | #DIV/0! | #DIV/0! | #DIV/0! | #DIV/0! | #DIV/0! | #DIV/0! | #DIV/0! | #DIV/0! | #DIV/0! | #DIV/0! | #DIV/0! | #DIV/0! | #DIV/0! | #DIV/0! | 5478 | 0 | 0 | 0 | 0 | 0
12 | 31 | 2013 | 366 | 2 | 0.0025 | 0 | #DIV/0! | #DIV/0! | #DIV/0! | #DIV/0! | #DIV/0! | #DIV/0! | #DIV/0! | #DIV/0! | #DIV/0! | #DIV/0! | #DIV/0! | #DIV/0! | #DIV/0! | #DIV/0! | #DIV/0! | #DIV/0! | #DIV/0! | #DIV/0! | #DIV/0! | #DIV/0! | 5479 | 0 | 0 | 0 | 0 | 0
1 | 1 | 2014 | 1 | 3 | 0 | 0 | #DIV/0! | #DIV/0! | #DIV/0! | #DIV/0! | #DIV/0! | #DIV/0! | #DIV/0! | #DIV/0! | #DIV/0! | #DIV/0! | #DIV/0! | #DIV/0! | #DIV/0! | #DIV/0! | #DIV/0! | #DIV/0! | #DIV/0! | #DIV/0! | #DIV/0! | #DIV/0! | 5480 | 0 | 0 | 0 | 0 | 0
1 | 2 | 2014 | 2 | 4 | 0.2725 | 0 | #DIV/0! | #DIV/0! | #DIV/0! | #DIV/0! | #DIV/0! | #DIV/0! | #DIV/0! | #DIV/0! | #DIV/0! | #DIV/0! | #DIV/0! | #DIV/0! | #DIV/0! | #DIV/0! | #DIV/0! | #DIV/0! | #DIV/0! | #DIV/0! | #DIV/0! | #DIV/0! | 5481 | 0 | 0 | 0 | 0 | 0
1 | 3 | 2014 | 3 | 5 | 0.115 | 0 | #DIV/0! | #DIV/0! | #DIV/0! | #DIV/0! | #DIV/0! | #DIV/0! | #DIV/0! | #DIV/0! | #DIV/0! | #DIV/0! | #DIV/0! | #DIV/0! | #DIV/0! | #DIV/0! | #DIV/0! | #DIV/0! | #DIV/0! | #DIV/0! | #DIV/0! | #DIV/0! | 5482 | 0 | 0 | 0 | 0 | 0
1 | 4 | 2014 | 4 | 6 | 0 | 0 | #DIV/0! | #DIV/0! | #DIV/0! | #DIV/0! | #DIV/0! | #DIV/0! | #DIV/0! | #DIV/0! | #DIV/0! | #DIV/0! | #DIV/0! | #DIV/0! | #DIV/0! | #DIV/0! | #DIV/0! | #DIV/0! | #DIV/0! | #DIV/0! | #DIV/0! | #DIV/0! | 5483 | 0 | 0 | 0 | 0 | 0
1 | 5 | 2014 | 5 | 7 | 0.1125 | 0 | #DIV/0! | #DIV/0! | #DIV/0! | #DIV/0! | #DIV/0! | #DIV/0! | #DIV/0! | #DIV/0! | #DIV/0! | #DIV/0! | #DIV/0! | #DIV/0! | #DIV/0! | #DIV/0! | #DIV/0! | #DIV/0! | #DIV/0! | #DIV/0! | #DIV/0! | #DIV/0! | 5484 | 0 | 0 | 0 | 0 | 0
1 | 6 | 2014 | 6 | 1 | 0.1275 | 0 | #DIV/0! | #DIV/0! | #DIV/0! | #DIV/0! | #DIV/0! | #DIV/0! | #DIV/0! | #DIV/0! | #DIV/0! | #DIV/0! | #DIV/0! | #DIV/0! | #DIV/0! | #DIV/0! | #DIV/0! | #DIV/0! | #DIV/0! | #DIV/0! | #DIV/0! | #DIV/0! | 5485 | 0 | 0 | 0 | 0 | 0
1 | 7 | 2014 | 7 | 2 | 0.035 | 0 | #DIV/0! | #DIV/0! | #DIV/0! | #DIV/0! | #DIV/0! | #DIV/0! | #DIV/0! | #DIV/0! | #DIV/0! | #DIV/0! | #DIV/0! | #DIV/0! | #DIV/0! | #DIV/0! | #DIV/0! | #DIV/0! | #DIV/0! | #DIV/0! | #DIV/0! | #DIV/0! | 5486 | 0 | 0 | 0 | 0 | 0
1 | 8 | 2014 | 8 | 3 | 0 | 0 | #DIV/0! | #DIV/0! | #DIV/0! | #DIV/0! | #DIV/0! | #DIV/0! | #DIV/0! | #DIV/0! | #DIV/0! | #DIV/0! | #DIV/0! | #DIV/0! | #DIV/0! | #DIV/0! | #DIV/0! | #DIV/0! | #DIV/0! | #DIV/0! | #DIV/0! | #DIV/0! | 5487 | 0 | 0 | 0 | 0 | 0
1 | 9 | 2014 | 9 | 4 | 0.0025 | 0 | #DIV/0! | #DIV/0! | #DIV/0! | #DIV/0! | #DIV/0! | #DIV/0! | #DIV/0! | #DIV/0! | #DIV/0! | #DIV/0! | #DIV/0! | #DIV/0! | #DIV/0! | #DIV/0! | #DIV/0! | #DIV/0! | #DIV/0! | #DIV/0! | #DIV/0! | #DIV/0! | 5488 | 0 | 0 | 0 | 0 | 0
1 | 10 | 2014 | 10 | 5 | 0.4325 | 0 | #DIV/0! | #DIV/0! | #DIV/0! | #DIV/0! | #DIV/0! | #DIV/0! | #DIV/0! | #DIV/0! | #DIV/0! | #DIV/0! | #DIV/0! | #DIV/0! | #DIV/0! | #DIV/0! | #DIV/0! | #DIV/0! | #DIV/0! | #DIV/0! | #DIV/0! | #DIV/0! | 5489 | 0 | 0 | 0 | 0 | 0
1 | 11 | 2014 | 11 | 6 | 0.7725 | 0 | #DIV/0! | #DIV/0! | #DIV/0! | #DIV/0! | #DIV/0! | #DIV/0! | #DIV/0! | #DIV/0! | #DIV/0! | #DIV/0! | #DIV/0! | #DIV/0! | #DIV/0! | #DIV/0! | #DIV/0! | #DIV/0! | #DIV/0! | #DIV/0! | #DIV/0! | #DIV/0! | 5490 | 0 | 0 | 0 | 0 | 0
1 | 12 | 2014 | 12 | 7 | 0.13 | 0 | #DIV/0! | #DIV/0! | #DIV/0! | #DIV/0! | #DIV/0! | #DIV/0! | #DIV/0! | #DIV/0! | #DIV/0! | #DIV/0! | #DIV/0! | #DIV/0! | #DIV/0! | #DIV/0! | #DIV/0! | #DIV/0! | #DIV/0! | #DIV/0! | #DIV/0! | #DIV/0! | 5491 | 0 | 0 | 0 | 0 | 0
1 | 13 | 2014 | 13 | 1 | 0.0025 | 0 | #DIV/0! | #DIV/0! | #DIV/0! | #DIV/0! | #DIV/0! | #DIV/0! | #DIV/0! | #DIV/0! | #DIV/0! | #DIV/0! | #DIV/0! | #DIV/0! | #DIV/0! | #DIV/0! | #DIV/0! | #DIV/0! | #DIV/0! | #DIV/0! | #DIV/0! | #DIV/0! | 5492 | 0 | 0 | 0 | 0 | 0
1 | 14 | 2014 | 14 | 2 | 0.205 | 0 | #DIV/0! | #DIV/0! | #DIV/0! | #DIV/0! | #DIV/0! | #DIV/0! | #DIV/0! | #DIV/0! | #DIV/0! | #DIV/0! | #DIV/0! | #DIV/0! | #DIV/0! | #DIV/0! | #DIV/0! | #DIV/0! | #DIV/0! | #DIV/0! | #DIV/0! | #DIV/0! | 5493 | 0 | 0 | 0 | 0 | 0
1 | 15 | 2014 | 15 | 3 | 0.0475 | 0 | #DIV/0! | #DIV/0! | #DIV/0! | #DIV/0! | #DIV/0! | #DIV/0! | #DIV/0! | #DIV/0! | #DIV/0! | #DIV/0! | #DIV/0! | #DIV/0! | #DIV/0! | #DIV/0! | #DIV/0! | #DIV/0! | #DIV/0! | #DIV/0! | #DIV/0! | #DIV/0! | 5494 | 0 | 0 | 0 | 0 | 0
1 | 16 | 2014 | 16 | 4 | 0.0025 | 0 | #DIV/0! | #DIV/0! | #DIV/0! | #DIV/0! | #DIV/0! | #DIV/0! | #DIV/0! | #DIV/0! | #DIV/0! | #DIV/0! | #DIV/0! | #DIV/0! | #DIV/0! | #DIV/0! | #DIV/0! | #DIV/0! | #DIV/0! | #DIV/0! | #DIV/0! | #DIV/0! | 5495 | 0 | 0 | 0 | 0 | 0
1 | 17 | 2014 | 17 | 5 | 0 | 0 | #DIV/0! | #DIV/0! | #DIV/0! | #DIV/0! | #DIV/0! | #DIV/0! | #DIV/0! | #DIV/0! | #DIV/0! | #DIV/0! | #DIV/0! | #DIV/0! | #DIV/0! | #DIV/0! | #DIV/0! | #DIV/0! | #DIV/0! | #DIV/0! | #DIV/0! | #DIV/0! | 5496 | 0 | 0 | 0 | 0 | 0
1 | 18 | 2014 | 18 | 6 | 0.0025 | 0 | #DIV/0! | #DIV/0! | #DIV/0! | #DIV/0! | #DIV/0! | #DIV/0! | #DIV/0! | #DIV/0! | #DIV/0! | #DIV/0! | #DIV/0! | #DIV/0! | #DIV/0! | #DIV/0! | #DIV/0! | #DIV/0! | #DIV/0! | #DIV/0! | #DIV/0! | #DIV/0! | 5497 | 0 | 0 | 0 | 0 | 0
1 | 19 | 2014 | 19 | 7 | 0 | 0 | #DIV/0! | #DIV/0! | #DIV/0! | #DIV/0! | #DIV/0! | #DIV/0! | #DIV/0! | #DIV/0! | #DIV/0! | #DIV/0! | #DIV/0! | #DIV/0! | #DIV/0! | #DIV/0! | #DIV/0! | #DIV/0! | #DIV/0! | #DIV/0! | #DIV/0! | #DIV/0! | 5498 | 0 | 0 | 0 | 0 | 0
1 | 20 | 2014 | 20 | 1 | 0 | 0 | #DIV/0! | #DIV/0! | #DIV/0! | #DIV/0! | #DIV/0! | #DIV/0! | #DIV/0! | #DIV/0! | #DIV/0! | #DIV/0! | #DIV/0! | #DIV/0! | #DIV/0! | #DIV/0! | #DIV/0! | #DIV/0! | #DIV/0! | #DIV/0! | #DIV/0! | #DIV/0! | 5499 | 0 | 0 | 0 | 0 | 0
1 | 21 | 2014 | 21 | 2 | 0.2925 | 0 | #DIV/0! | #DIV/0! | #DIV/0! | #DIV/0! | #DIV/0! | #DIV/0! | #DIV/0! | #DIV/0! | #DIV/0! | #DIV/0! | #DIV/0! | #DIV/0! | #DIV/0! | #DIV/0! | #DIV/0! | #DIV/0! | #DIV/0! | #DIV/0! | #DIV/0! | #DIV/0! | 5500 | 0 | 0 | 0 | 0 | 0
1 | 22 | 2014 | 22 | 3 | 0.0475 | 0 | #DIV/0! | #DIV/0! | #DIV/0! | #DIV/0! | #DIV/0! | #DIV/0! | #DIV/0! | #DIV/0! | #DIV/0! | #DIV/0! | #DIV/0! | #DIV/0! | #DIV/0! | #DIV/0! | #DIV/0! | #DIV/0! | #DIV/0! | #DIV/0! | #DIV/0! | #DIV/0! | 5501 | 0 | 0 | 0 | 0 | 0
1 | 23 | 2014 | 23 | 4 | 0 | 0 | #DIV/0! | #DIV/0! | #DIV/0! | #DIV/0! | #DIV/0! | #DIV/0! | #DIV/0! | #DIV/0! | #DIV/0! | #DIV/0! | #DIV/0! | #DIV/0! | #DIV/0! | #DIV/0! | #DIV/0! | #DIV/0! | #DIV/0! | #DIV/0! | #DIV/0! | #DIV/0! | 5502 | 0 | 0 | 0 | 0 | 0
1 | 24 | 2014 | 24 | 5 | 0 | 0 | #DIV/0! | #DIV/0! | #DIV/0! | #DIV/0! | #DIV/0! | #DIV/0! | #DIV/0! | #DIV/0! | #DIV/0! | #DIV/0! | #DIV/0! | #DIV/0! | #DIV/0! | #DIV/0! | #DIV/0! | #DIV/0! | #DIV/0! | #DIV/0! | #DIV/0! | #DIV/0! | 5503 | 0 | 0 | 0 | 0 | 0
1 | 25 | 2014 | 25 | 6 | 0 | 0 | #DIV/0! | #DIV/0! | #DIV/0! | #DIV/0! | #DIV/0! | #DIV/0! | #DIV/0! | #DIV/0! | #DIV/0! | #DIV/0! | #DIV/0! | #DIV/0! | #DIV/0! | #DIV/0! | #DIV/0! | #DIV/0! | #DIV/0! | #DIV/0! | #DIV/0! | #DIV/0! | 5504 | 0 | 0 | 0 | 0 | 0
1 | 26 | 2014 | 26 | 7 | 0 | 0 | #DIV/0! | #DIV/0! | #DIV/0! | #DIV/0! | #DIV/0! | #DIV/0! | #DIV/0! | #DIV/0! | #DIV/0! | #DIV/0! | #DIV/0! | #DIV/0! | #DIV/0! | #DIV/0! | #DIV/0! | #DIV/0! | #DIV/0! | #DIV/0! | #DIV/0! | #DIV/0! | 5505 | 0 | 0 | 0 | 0 | 0
1 | 27 | 2014 | 27 | 1 | 0 | 0 | #DIV/0! | #DIV/0! | #DIV/0! | #DIV/0! | #DIV/0! | #DIV/0! | #DIV/0! | #DIV/0! | #DIV/0! | #DIV/0! | #DIV/0! | #DIV/0! | #DIV/0! | #DIV/0! | #DIV/0! | #DIV/0! | #DIV/0! | #DIV/0! | #DIV/0! | #DIV/0! | 5506 | 0 | 0 | 0 | 0 | 0
1 | 28 | 2014 | 28 | 2 | 0 | 0 | #DIV/0! | #DIV/0! | #DIV/0! | #DIV/0! | #DIV/0! | #DIV/0! | #DIV/0! | #DIV/0! | #DIV/0! | #DIV/0! | #DIV/0! | #DIV/0! | #DIV/0! | #DIV/0! | #DIV/0! | #DIV/0! | #DIV/0! | #DIV/0! | #DIV/0! | #DIV/0! | 5507 | 0 | 0 | 0 | 0 | 0
1 | 29 | 2014 | 29 | 3 | 0.0325 | 0 | #DIV/0! | #DIV/0! | #DIV/0! | #DIV/0! | #DIV/0! | #DIV/0! | #DIV/0! | #DIV/0! | #DIV/0! | #DIV/0! | #DIV/0! | #DIV/0! | #DIV/0! | #DIV/0! | #DIV/0! | #DIV/0! | #DIV/0! | #DIV/0! | #DIV/0! | #DIV/0! | 5508 | 0 | 0 | 0 | 0 | 0
1 | 30 | 2014 | 30 | 4 | 0 | 0 | #DIV/0! | #DIV/0! | #DIV/0! | #DIV/0! | #DIV/0! | #DIV/0! | #DIV/0! | #DIV/0! | #DIV/0! | #DIV/0! | #DIV/0! | #DIV/0! | #DIV/0! | #DIV/0! | #DIV/0! | #DIV/0! | #DIV/0! | #DIV/0! | #DIV/0! | #DIV/0! | 5509 | 0 | 0 | 0 | 0 | 0
1 | 31 | 2014 | 31 | 5 | 0 | 0 | #DIV/0! | #DIV/0! | #DIV/0! | #DIV/0! | #DIV/0! | #DIV/0! | #DIV/0! | #DIV/0! | #DIV/0! | #DIV/0! | #DIV/0! | #DIV/0! | #DIV/0! | #DIV/0! | #DIV/0! | #DIV/0! | #DIV/0! | #DIV/0! | #DIV/0! | #DIV/0! | 5510 | 0 | 0 | 0 | 0 | 0
2 | 1 | 2014 | 32 | 6 | 0 | 0 | #DIV/0! | #DIV/0! | #DIV/0! | #DIV/0! | #DIV/0! | #DIV/0! | #DIV/0! | #DIV/0! | #DIV/0! | #DIV/0! | #DIV/0! | #DIV/0! | #DIV/0! | #DIV/0! | #DIV/0! | #DIV/0! | #DIV/0! | #DIV/0! | #DIV/0! | #DIV/0! | 5511 | 0 | 0 | 0 | 0 | 0
2 | 2 | 2014 | 33 | 7 | 0 | 0 | #DIV/0! | #DIV/0! | #DIV/0! | #DIV/0! | #DIV/0! | #DIV/0! | #DIV/0! | #DIV/0! | #DIV/0! | #DIV/0! | #DIV/0! | #DIV/0! | #DIV/0! | #DIV/0! | #DIV/0! | #DIV/0! | #DIV/0! | #DIV/0! | #DIV/0! | #DIV/0! | 5512 | 0 | 0 | 0 | 0 | 0
2 | 3 | 2014 | 34 | 1 | 1.245 | 0 | #DIV/0! | #DIV/0! | #DIV/0! | #DIV/0! | #DIV/0! | #DIV/0! | #DIV/0! | #DIV/0! | #DIV/0! | #DIV/0! | #DIV/0! | #DIV/0! | #DIV/0! | #DIV/0! | #DIV/0! | #DIV/0! | #DIV/0! | #DIV/0! | #DIV/0! | #DIV/0! | 5513 | 0 | 0 | 0 | 0 | 0
2 | 4 | 2014 | 35 | 2 | 0.2 | 0 | #DIV/0! | #DIV/0! | #DIV/0! | #DIV/0! | #DIV/0! | #DIV/0! | #DIV/0! | #DIV/0! | #DIV/0! | #DIV/0! | #DIV/0! | #DIV/0! | #DIV/0! | #DIV/0! | #DIV/0! | #DIV/0! | #DIV/0! | #DIV/0! | #DIV/0! | #DIV/0! | 5514 | 0 | 0 | 0 | 0 | 0
2 | 5 | 2014 | 36 | 3 | 0.4275 | 0 | #DIV/0! | #DIV/0! | #DIV/0! | #DIV/0! | #DIV/0! | #DIV/0! | #DIV/0! | #DIV/0! | #DIV/0! | #DIV/0! | #DIV/0! | #DIV/0! | #DIV/0! | #DIV/0! | #DIV/0! | #DIV/0! | #DIV/0! | #DIV/0! | #DIV/0! | #DIV/0! | 5515 | 0 | 0 | 0 | 0 | 0
2 | 6 | 2014 | 37 | 4 | 0.0325 | 0 | #DIV/0! | #DIV/0! | #DIV/0! | #DIV/0! | #DIV/0! | #DIV/0! | #DIV/0! | #DIV/0! | #DIV/0! | #DIV/0! | #DIV/0! | #DIV/0! | #DIV/0! | #DIV/0! | #DIV/0! | #DIV/0! | #DIV/0! | #DIV/0! | #DIV/0! | #DIV/0! | 5516 | 0 | 0 | 0 | 0 | 0
2 | 7 | 2014 | 38 | 5 | 0 | 0 | #DIV/0! | #DIV/0! | #DIV/0! | #DIV/0! | #DIV/0! | #DIV/0! | #DIV/0! | #DIV/0! | #DIV/0! | #DIV/0! | #DIV/0! | #DIV/0! | #DIV/0! | #DIV/0! | #DIV/0! | #DIV/0! | #DIV/0! | #DIV/0! | #DIV/0! | #DIV/0! | 5517 | 0 | 0 | 0 | 0 | 0
2 | 8 | 2014 | 39 | 6 | 0 | 0 | #DIV/0! | #DIV/0! | #DIV/0! | #DIV/0! | #DIV/0! | #DIV/0! | #DIV/0! | #DIV/0! | #DIV/0! | #DIV/0! | #DIV/0! | #DIV/0! | #DIV/0! | #DIV/0! | #DIV/0! | #DIV/0! | #DIV/0! | #DIV/0! | #DIV/0! | #DIV/0! | 5518 | 0 | 0 | 0 | 0 | 0
2 | 9 | 2014 | 40 | 7 | 0.0125 | 0 | #DIV/0! | #DIV/0! | #DIV/0! | #DIV/0! | #DIV/0! | #DIV/0! | #DIV/0! | #DIV/0! | #DIV/0! | #DIV/0! | #DIV/0! | #DIV/0! | #DIV/0! | #DIV/0! | #DIV/0! | #DIV/0! | #DIV/0! | #DIV/0! | #DIV/0! | #DIV/0! | 5519 | 0 | 0 | 0 | 0 | 0
2 | 10 | 2014 | 41 | 1 | 0.0025 | 0 | #DIV/0! | #DIV/0! | #DIV/0! | #DIV/0! | #DIV/0! | #DIV/0! | #DIV/0! | #DIV/0! | #DIV/0! | #DIV/0! | #DIV/0! | #DIV/0! | #DIV/0! | #DIV/0! | #DIV/0! | #DIV/0! | #DIV/0! | #DIV/0! | #DIV/0! | #DIV/0! | 5520 | 0 | 0 | 0 | 0 | 0
2 | 11 | 2014 | 42 | 2 | 0 | 0 | #DIV/0! | #DIV/0! | #DIV/0! | #DIV/0! | #DIV/0! | #DIV/0! | #DIV/0! | #DIV/0! | #DIV/0! | #DIV/0! | #DIV/0! | #DIV/0! | #DIV/0! | #DIV/0! | #DIV/0! | #DIV/0! | #DIV/0! | #DIV/0! | #DIV/0! | #DIV/0! | 5521 | 0 | 0 | 0 | 0 | 0
2 | 12 | 2014 | 43 | 3 | 0.0725 | 0 | #DIV/0! | #DIV/0! | #DIV/0! | #DIV/0! | #DIV/0! | #DIV/0! | #DIV/0! | #DIV/0! | #DIV/0! | #DIV/0! | #DIV/0! | #DIV/0! | #DIV/0! | #DIV/0! | #DIV/0! | #DIV/0! | #DIV/0! | #DIV/0! | #DIV/0! | #DIV/0! | 5522 | 0 | 0 | 0 | 0 | 0
2 | 13 | 2014 | 44 | 4 | 1.4475 | 0 | #DIV/0! | #DIV/0! | #DIV/0! | #DIV/0! | #DIV/0! | #DIV/0! | #DIV/0! | #DIV/0! | #DIV/0! | #DIV/0! | #DIV/0! | #DIV/0! | #DIV/0! | #DIV/0! | #DIV/0! | #DIV/0! | #DIV/0! | #DIV/0! | #DIV/0! | #DIV/0! | 5523 | 0 | 0 | 0 | 0 | 0
2 | 14 | 2014 | 45 | 5 | 0.2725 | 0 | #DIV/0! | #DIV/0! | #DIV/0! | #DIV/0! | #DIV/0! | #DIV/0! | #DIV/0! | #DIV/0! | #DIV/0! | #DIV/0! | #DIV/0! | #DIV/0! | #DIV/0! | #DIV/0! | #DIV/0! | #DIV/0! | #DIV/0! | #DIV/0! | #DIV/0! | #DIV/0! | 5524 | 0 | 0 | 0 | 0 | 0
2 | 15 | 2014 | 46 | 6 | 0.0625 | 0 | #DIV/0! | #DIV/0! | #DIV/0! | #DIV/0! | #DIV/0! | #DIV/0! | #DIV/0! | #DIV/0! | #DIV/0! | #DIV/0! | #DIV/0! | #DIV/0! | #DIV/0! | #DIV/0! | #DIV/0! | #DIV/0! | #DIV/0! | #DIV/0! | #DIV/0! | #DIV/0! | 5525 | 0 | 0 | 0 | 0 | 0
2 | 16 | 2014 | 47 | 7 | 0.0225 | 0 | #DIV/0! | #DIV/0! | #DIV/0! | #DIV/0! | #DIV/0! | #DIV/0! | #DIV/0! | #DIV/0! | #DIV/0! | #DIV/0! | #DIV/0! | #DIV/0! | #DIV/0! | #DIV/0! | #DIV/0! | #DIV/0! | #DIV/0! | #DIV/0! | #DIV/0! | #DIV/0! | 5526 | 0 | 0 | 0 | 0 | 0
2 | 17 | 2014 | 48 | 1 | 0.005 | 0 | #DIV/0! | #DIV/0! | #DIV/0! | #DIV/0! | #DIV/0! | #DIV/0! | #DIV/0! | #DIV/0! | #DIV/0! | #DIV/0! | #DIV/0! | #DIV/0! | #DIV/0! | #DIV/0! | #DIV/0! | #DIV/0! | #DIV/0! | #DIV/0! | #DIV/0! | #DIV/0! | 5527 | 0 | 0 | 0 | 0 | 0
2 | 18 | 2014 | 49 | 2 | 0.065 | 0 | #DIV/0! | #DIV/0! | #DIV/0! | #DIV/0! | #DIV/0! | #DIV/0! | #DIV/0! | #DIV/0! | #DIV/0! | #DIV/0! | #DIV/0! | #DIV/0! | #DIV/0! | #DIV/0! | #DIV/0! | #DIV/0! | #DIV/0! | #DIV/0! | #DIV/0! | #DIV/0! | 5528 | 0 | 0 | 0 | 0 | 0
2 | 19 | 2014 | 50 | 3 | 0.08 | 0 | #DIV/0! | #DIV/0! | #DIV/0! | #DIV/0! | #DIV/0! | #DIV/0! | #DIV/0! | #DIV/0! | #DIV/0! | #DIV/0! | #DIV/0! | #DIV/0! | #DIV/0! | #DIV/0! | #DIV/0! | #DIV/0! | #DIV/0! | #DIV/0! | #DIV/0! | #DIV/0! | 5529 | 0 | 0 | 0 | 0 | 0
2 | 20 | 2014 | 51 | 4 | 0.0425 | 0 | #DIV/0! | #DIV/0! | #DIV/0! | #DIV/0! | #DIV/0! | #DIV/0! | #DIV/0! | #DIV/0! | #DIV/0! | #DIV/0! | #DIV/0! | #DIV/0! | #DIV/0! | #DIV/0! | #DIV/0! | #DIV/0! | #DIV/0! | #DIV/0! | #DIV/0! | #DIV/0! | 5530 | 0 | 0 | 0 | 0 | 0
2 | 21 | 2014 | 52 | 5 | 0.1475 | 0 | #DIV/0! | #DIV/0! | #DIV/0! | #DIV/0! | #DIV/0! | #DIV/0! | #DIV/0! | #DIV/0! | #DIV/0! | #DIV/0! | #DIV/0! | #DIV/0! | #DIV/0! | #DIV/0! | #DIV/0! | #DIV/0! | #DIV/0! | #DIV/0! | #DIV/0! | #DIV/0! | 5531 | 0 | 0 | 0 | 0 | 0
2 | 22 | 2014 | 53 | 6 | 0.015 | 0 | #DIV/0! | #DIV/0! | #DIV/0! | #DIV/0! | #DIV/0! | #DIV/0! | #DIV/0! | #DIV/0! | #DIV/0! | #DIV/0! | #DIV/0! | #DIV/0! | #DIV/0! | #DIV/0! | #DIV/0! | #DIV/0! | #DIV/0! | #DIV/0! | #DIV/0! | #DIV/0! | 5532 | 0 | 0 | 0 | 0 | 0
2 | 23 | 2014 | 54 | 7 | 0.005 | 0 | #DIV/0! | #DIV/0! | #DIV/0! | #DIV/0! | #DIV/0! | #DIV/0! | #DIV/0! | #DIV/0! | #DIV/0! | #DIV/0! | #DIV/0! | #DIV/0! | #DIV/0! | #DIV/0! | #DIV/0! | #DIV/0! | #DIV/0! | #DIV/0! | #DIV/0! | #DIV/0! | 5533 | 0 | 0 | 0 | 0 | 0
2 | 24 | 2014 | 55 | 1 | 0.0025 | 0 | #DIV/0! | #DIV/0! | #DIV/0! | #DIV/0! | #DIV/0! | #DIV/0! | #DIV/0! | #DIV/0! | #DIV/0! | #DIV/0! | #DIV/0! | #DIV/0! | #DIV/0! | #DIV/0! | #DIV/0! | #DIV/0! | #DIV/0! | #DIV/0! | #DIV/0! | #DIV/0! | 5534 | 0 | 0 | 0 | 0 | 0
2 | 25 | 2014 | 56 | 2 | 0.055 | 0 | #DIV/0! | #DIV/0! | #DIV/0! | #DIV/0! | #DIV/0! | #DIV/0! | #DIV/0! | #DIV/0! | #DIV/0! | #DIV/0! | #DIV/0! | #DIV/0! | #DIV/0! | #DIV/0! | #DIV/0! | #DIV/0! | #DIV/0! | #DIV/0! | #DIV/0! | #DIV/0! | 5535 | 0 | 0 | 0 | 0 | 0
2 | 26 | 2014 | 57 | 3 | 0.0825 | 0 | #DIV/0! | #DIV/0! | #DIV/0! | #DIV/0! | #DIV/0! | #DIV/0! | #DIV/0! | #DIV/0! | #DIV/0! | #DIV/0! | #DIV/0! | #DIV/0! | #DIV/0! | #DIV/0! | #DIV/0! | #DIV/0! | #DIV/0! | #DIV/0! | #DIV/0! | #DIV/0! | 5536 | 0 | 0 | 0 | 0 | 0
2 | 27 | 2014 | 58 | 4 | 0.0175 | 0 | #DIV/0! | #DIV/0! | #DIV/0! | #DIV/0! | #DIV/0! | #DIV/0! | #DIV/0! | #DIV/0! | #DIV/0! | #DIV/0! | #DIV/0! | #DIV/0! | #DIV/0! | #DIV/0! | #DIV/0! | #DIV/0! | #DIV/0! | #DIV/0! | #DIV/0! | #DIV/0! | 5537 | 0 | 0 | 0 | 0 | 0
2 | 28 | 2014 | 59 | 5 | 0 | 0 | #DIV/0! | #DIV/0! | #DIV/0! | #DIV/0! | #DIV/0! | #DIV/0! | #DIV/0! | #DIV/0! | #DIV/0! | #DIV/0! | #DIV/0! | #DIV/0! | #DIV/0! | #DIV/0! | #DIV/0! | #DIV/0! | #DIV/0! | #DIV/0! | #DIV/0! | #DIV/0! | 5538 | 0 | 0 | 0 | 0 | 0
3 | 1 | 2014 | 60 | 6 | 0 | 0 | #DIV/0! | #DIV/0! | #DIV/0! | #DIV/0! | #DIV/0! | #DIV/0! | #DIV/0! | #DIV/0! | #DIV/0! | #DIV/0! | #DIV/0! | #DIV/0! | #DIV/0! | #DIV/0! | #DIV/0! | #DIV/0! | #DIV/0! | #DIV/0! | #DIV/0! | #DIV/0! | 5539 | 0 | 0 | 0 | 0 | 0
3 | 2 | 2014 | 61 | 7 | 0.1925 | 0 | #DIV/0! | #DIV/0! | #DIV/0! | #DIV/0! | #DIV/0! | #DIV/0! | #DIV/0! | #DIV/0! | #DIV/0! | #DIV/0! | #DIV/0! | #DIV/0! | #DIV/0! | #DIV/0! | #DIV/0! | #DIV/0! | #DIV/0! | #DIV/0! | #DIV/0! | #DIV/0! | 5540 | 0 | 0 | 0 | 0 | 0
3 | 3 | 2014 | 62 | 1 | 0.665 | 0 | #DIV/0! | #DIV/0! | #DIV/0! | #DIV/0! | #DIV/0! | #DIV/0! | #DIV/0! | #DIV/0! | #DIV/0! | #DIV/0! | #DIV/0! | #DIV/0! | #DIV/0! | #DIV/0! | #DIV/0! | #DIV/0! | #DIV/0! | #DIV/0! | #DIV/0! | #DIV/0! | 5541 | 0 | 0 | 0 | 0 | 0
3 | 4 | 2014 | 63 | 2 | 0.06 | 0 | #DIV/0! | #DIV/0! | #DIV/0! | #DIV/0! | #DIV/0! | #DIV/0! | #DIV/0! | #DIV/0! | #DIV/0! | #DIV/0! | #DIV/0! | #DIV/0! | #DIV/0! | #DIV/0! | #DIV/0! | #DIV/0! | #DIV/0! | #DIV/0! | #DIV/0! | #DIV/0! | 5542 | 0 | 0 | 0 | 0 | 0
3 | 5 | 2014 | 64 | 3 | 0 | 0 | #DIV/0! | #DIV/0! | #DIV/0! | #DIV/0! | #DIV/0! | #DIV/0! | #DIV/0! | #DIV/0! | #DIV/0! | #DIV/0! | #DIV/0! | #DIV/0! | #DIV/0! | #DIV/0! | #DIV/0! | #DIV/0! | #DIV/0! | #DIV/0! | #DIV/0! | #DIV/0! | 5543 | 0 | 0 | 0 | 0 | 0
3 | 6 | 2014 | 65 | 4 | 0 | 0 | #DIV/0! | #DIV/0! | #DIV/0! | #DIV/0! | #DIV/0! | #DIV/0! | #DIV/0! | #DIV/0! | #DIV/0! | #DIV/0! | #DIV/0! | #DIV/0! | #DIV/0! | #DIV/0! | #DIV/0! | #DIV/0! | #DIV/0! | #DIV/0! | #DIV/0! | #DIV/0! | 5544 | 0 | 0 | 0 | 0 | 0
3 | 7 | 2014 | 66 | 5 | 0 | 0 | #DIV/0! | #DIV/0! | #DIV/0! | #DIV/0! | #DIV/0! | #DIV/0! | #DIV/0! | #DIV/0! | #DIV/0! | #DIV/0! | #DIV/0! | #DIV/0! | #DIV/0! | #DIV/0! | #DIV/0! | #DIV/0! | #DIV/0! | #DIV/0! | #DIV/0! | #DIV/0! | 5545 | 0 | 0 | 0 | 0 | 0
3 | 8 | 2014 | 67 | 6 | 0 | 0 | #DIV/0! | #DIV/0! | #DIV/0! | #DIV/0! | #DIV/0! | #DIV/0! | #DIV/0! | #DIV/0! | #DIV/0! | #DIV/0! | #DIV/0! | #DIV/0! | #DIV/0! | #DIV/0! | #DIV/0! | #DIV/0! | #DIV/0! | #DIV/0! | #DIV/0! | #DIV/0! | 5546 | 0 | 0 | 0 | 0 | 0
3 | 9 | 2014 | 68 | 7 | 0 | 0 | #DIV/0! | #DIV/0! | #DIV/0! | #DIV/0! | #DIV/0! | #DIV/0! | #DIV/0! | #DIV/0! | #DIV/0! | #DIV/0! | #DIV/0! | #DIV/0! | #DIV/0! | #DIV/0! | #DIV/0! | #DIV/0! | #DIV/0! | #DIV/0! | #DIV/0! | #DIV/0! | 5547 | 0 | 0 | 0 | 0 | 0
3 | 10 | 2014 | 69 | 1 | 0 | 0 | #DIV/0! | #DIV/0! | #DIV/0! | #DIV/0! | #DIV/0! | #DIV/0! | #DIV/0! | #DIV/0! | #DIV/0! | #DIV/0! | #DIV/0! | #DIV/0! | #DIV/0! | #DIV/0! | #DIV/0! | #DIV/0! | #DIV/0! | #DIV/0! | #DIV/0! | #DIV/0! | 5548 | 0 | 0 | 0 | 0 | 0
3 | 11 | 2014 | 70 | 2 | 0 | 0 | #DIV/0! | #DIV/0! | #DIV/0! | #DIV/0! | #DIV/0! | #DIV/0! | #DIV/0! | #DIV/0! | #DIV/0! | #DIV/0! | #DIV/0! | #DIV/0! | #DIV/0! | #DIV/0! | #DIV/0! | #DIV/0! | #DIV/0! | #DIV/0! | #DIV/0! | #DIV/0! | 5549 | 0 | 0 | 0 | 0 | 0
3 | 12 | 2014 | 71 | 3 | 0.045 | 0 | #DIV/0! | #DIV/0! | #DIV/0! | #DIV/0! | #DIV/0! | #DIV/0! | #DIV/0! | #DIV/0! | #DIV/0! | #DIV/0! | #DIV/0! | #DIV/0! | #DIV/0! | #DIV/0! | #DIV/0! | #DIV/0! | #DIV/0! | #DIV/0! | #DIV/0! | #DIV/0! | 5550 | 0 | 0 | 0 | 0 | 0
3 | 13 | 2014 | 72 | 4 | 0.085 | 0 | #DIV/0! | #DIV/0! | #DIV/0! | #DIV/0! | #DIV/0! | #DIV/0! | #DIV/0! | #DIV/0! | #DIV/0! | #DIV/0! | #DIV/0! | #DIV/0! | #DIV/0! | #DIV/0! | #DIV/0! | #DIV/0! | #DIV/0! | #DIV/0! | #DIV/0! | #DIV/0! | 5551 | 0 | 0 | 0 | 0 | 0
3 | 14 | 2014 | 73 | 5 | 0 | 0 | #DIV/0! | #DIV/0! | #DIV/0! | #DIV/0! | #DIV/0! | #DIV/0! | #DIV/0! | #DIV/0! | #DIV/0! | #DIV/0! | #DIV/0! | #DIV/0! | #DIV/0! | #DIV/0! | #DIV/0! | #DIV/0! | #DIV/0! | #DIV/0! | #DIV/0! | #DIV/0! | 5552 | 0 | 0 | 0 | 0 | 0
3 | 15 | 2014 | 74 | 6 | 0 | 0 | #DIV/0! | #DIV/0! | #DIV/0! | #DIV/0! | #DIV/0! | #DIV/0! | #DIV/0! | #DIV/0! | #DIV/0! | #DIV/0! | #DIV/0! | #DIV/0! | #DIV/0! | #DIV/0! | #DIV/0! | #DIV/0! | #DIV/0! | #DIV/0! | #DIV/0! | #DIV/0! | 5553 | 0 | 0 | 0 | 0 | 0
3 | 16 | 2014 | 75 | 7 | 0.225 | 0 | #DIV/0! | #DIV/0! | #DIV/0! | #DIV/0! | #DIV/0! | #DIV/0! | #DIV/0! | #DIV/0! | #DIV/0! | #DIV/0! | #DIV/0! | #DIV/0! | #DIV/0! | #DIV/0! | #DIV/0! | #DIV/0! | #DIV/0! | #DIV/0! | #DIV/0! | #DIV/0! | 5554 | 0 | 0 | 0 | 0 | 0
3 | 17 | 2014 | 76 | 1 | 0.325 | 0 | #DIV/0! | #DIV/0! | #DIV/0! | #DIV/0! | #DIV/0! | #DIV/0! | #DIV/0! | #DIV/0! | #DIV/0! | #DIV/0! | #DIV/0! | #DIV/0! | #DIV/0! | #DIV/0! | #DIV/0! | #DIV/0! | #DIV/0! | #DIV/0! | #DIV/0! | #DIV/0! | 5555 | 0 | 0 | 0 | 0 | 0
3 | 18 | 2014 | 77 | 2 | 0.0025 | 0 | #DIV/0! | #DIV/0! | #DIV/0! | #DIV/0! | #DIV/0! | #DIV/0! | #DIV/0! | #DIV/0! | #DIV/0! | #DIV/0! | #DIV/0! | #DIV/0! | #DIV/0! | #DIV/0! | #DIV/0! | #DIV/0! | #DIV/0! | #DIV/0! | #DIV/0! | #DIV/0! | 5556 | 0 | 0 | 0 | 0 | 0
3 | 19 | 2014 | 78 | 3 | 0.1825 | 0 | #DIV/0! | #DIV/0! | #DIV/0! | #DIV/0! | #DIV/0! | #DIV/0! | #DIV/0! | #DIV/0! | #DIV/0! | #DIV/0! | #DIV/0! | #DIV/0! | #DIV/0! | #DIV/0! | #DIV/0! | #DIV/0! | #DIV/0! | #DIV/0! | #DIV/0! | #DIV/0! | 5557 | 0 | 0 | 0 | 0 | 0
3 | 20 | 2014 | 79 | 4 | 0.0425 | 0 | #DIV/0! | #DIV/0! | #DIV/0! | #DIV/0! | #DIV/0! | #DIV/0! | #DIV/0! | #DIV/0! | #DIV/0! | #DIV/0! | #DIV/0! | #DIV/0! | #DIV/0! | #DIV/0! | #DIV/0! | #DIV/0! | #DIV/0! | #DIV/0! | #DIV/0! | #DIV/0! | 5558 | 0 | 0 | 0 | 0 | 0
3 | 21 | 2014 | 80 | 5 | 0.02 | 0 | #DIV/0! | #DIV/0! | #DIV/0! | #DIV/0! | #DIV/0! | #DIV/0! | #DIV/0! | #DIV/0! | #DIV/0! | #DIV/0! | #DIV/0! | #DIV/0! | #DIV/0! | #DIV/0! | #DIV/0! | #DIV/0! | #DIV/0! | #DIV/0! | #DIV/0! | #DIV/0! | 5559 | 0 | 0 | 0 | 0 | 0
3 | 22 | 2014 | 81 | 6 | 0 | 0 | #DIV/0! | #DIV/0! | #DIV/0! | #DIV/0! | #DIV/0! | #DIV/0! | #DIV/0! | #DIV/0! | #DIV/0! | #DIV/0! | #DIV/0! | #DIV/0! | #DIV/0! | #DIV/0! | #DIV/0! | #DIV/0! | #DIV/0! | #DIV/0! | #DIV/0! | #DIV/0! | 5560 | 0 | 0 | 0 | 0 | 0
3 | 23 | 2014 | 82 | 7 | 0 | 0 | #DIV/0! | #DIV/0! | #DIV/0! | #DIV/0! | #DIV/0! | #DIV/0! | #DIV/0! | #DIV/0! | #DIV/0! | #DIV/0! | #DIV/0! | #DIV/0! | #DIV/0! | #DIV/0! | #DIV/0! | #DIV/0! | #DIV/0! | #DIV/0! | #DIV/0! | #DIV/0! | 5561 | 0 | 0 | 0 | 0 | 0
3 | 24 | 2014 | 83 | 1 | 0 | 0 | #DIV/0! | #DIV/0! | #DIV/0! | #DIV/0! | #DIV/0! | #DIV/0! | #DIV/0! | #DIV/0! | #DIV/0! | #DIV/0! | #DIV/0! | #DIV/0! | #DIV/0! | #DIV/0! | #DIV/0! | #DIV/0! | #DIV/0! | #DIV/0! | #DIV/0! | #DIV/0! | 5562 | 0 | 0 | 0 | 0 | 0
3 | 25 | 2014 | 84 | 2 | 0.215 | 0 | #DIV/0! | #DIV/0! | #DIV/0! | #DIV/0! | #DIV/0! | #DIV/0! | #DIV/0! | #DIV/0! | #DIV/0! | #DIV/0! | #DIV/0! | #DIV/0! | #DIV/0! | #DIV/0! | #DIV/0! | #DIV/0! | #DIV/0! | #DIV/0! | #DIV/0! | #DIV/0! | 5563 | 0 | 0 | 0 | 0 | 0
3 | 26 | 2014 | 85 | 3 | 0.0675 | 0 | #DIV/0! | #DIV/0! | #DIV/0! | #DIV/0! | #DIV/0! | #DIV/0! | #DIV/0! | #DIV/0! | #DIV/0! | #DIV/0! | #DIV/0! | #DIV/0! | #DIV/0! | #DIV/0! | #DIV/0! | #DIV/0! | #DIV/0! | #DIV/0! | #DIV/0! | #DIV/0! | 5564 | 0 | 0 | 0 | 0 | 0
3 | 27 | 2014 | 86 | 4 | 0 | 0 | #DIV/0! | #DIV/0! | #DIV/0! | #DIV/0! | #DIV/0! | #DIV/0! | #DIV/0! | #DIV/0! | #DIV/0! | #DIV/0! | #DIV/0! | #DIV/0! | #DIV/0! | #DIV/0! | #DIV/0! | #DIV/0! | #DIV/0! | #DIV/0! | #DIV/0! | #DIV/0! | 5565 | 0 | 0 | 0 | 0 | 0
3 | 28 | 2014 | 87 | 5 | 0.04 | 0 | #DIV/0! | #DIV/0! | #DIV/0! | #DIV/0! | #DIV/0! | #DIV/0! | #DIV/0! | #DIV/0! | #DIV/0! | #DIV/0! | #DIV/0! | #DIV/0! | #DIV/0! | #DIV/0! | #DIV/0! | #DIV/0! | #DIV/0! | #DIV/0! | #DIV/0! | #DIV/0! | 5566 | 0 | 0 | 0 | 0 | 0
3 | 29 | 2014 | 88 | 6 | 0.765 | 0 | #DIV/0! | #DIV/0! | #DIV/0! | #DIV/0! | #DIV/0! | #DIV/0! | #DIV/0! | #DIV/0! | #DIV/0! | #DIV/0! | #DIV/0! | #DIV/0! | #DIV/0! | #DIV/0! | #DIV/0! | #DIV/0! | #DIV/0! | #DIV/0! | #DIV/0! | #DIV/0! | 5567 | 0 | 0 | 0 | 0 | 0
3 | 30 | 2014 | 89 | 7 | 1.1225 | 0 | #DIV/0! | #DIV/0! | #DIV/0! | #DIV/0! | #DIV/0! | #DIV/0! | #DIV/0! | #DIV/0! | #DIV/0! | #DIV/0! | #DIV/0! | #DIV/0! | #DIV/0! | #DIV/0! | #DIV/0! | #DIV/0! | #DIV/0! | #DIV/0! | #DIV/0! | #DIV/0! | 5568 | 0 | 0 | 0 | 0 | 0
3 | 31 | 2014 | 90 | 1 | 0.26 | 0 | #DIV/0! | #DIV/0! | #DIV/0! | #DIV/0! | #DIV/0! | #DIV/0! | #DIV/0! | #DIV/0! | #DIV/0! | #DIV/0! | #DIV/0! | #DIV/0! | #DIV/0! | #DIV/0! | #DIV/0! | #DIV/0! | #DIV/0! | #DIV/0! | #DIV/0! | #DIV/0! | 5569 | 0 | 0 | 0 | 0 | 0
4 | 1 | 2014 | 91 | 2 | 0.0025 | 0 | #DIV/0! | #DIV/0! | #DIV/0! | #DIV/0! | #DIV/0! | #DIV/0! | #DIV/0! | #DIV/0! | #DIV/0! | #DIV/0! | #DIV/0! | #DIV/0! | #DIV/0! | #DIV/0! | #DIV/0! | #DIV/0! | #DIV/0! | #DIV/0! | #DIV/0! | #DIV/0! | 5570 | 0 | 0 | 0 | 0 | 0
4 | 2 | 2014 | 92 | 3 | 0 | 0 | #DIV/0! | #DIV/0! | #DIV/0! | #DIV/0! | #DIV/0! | #DIV/0! | #DIV/0! | #DIV/0! | #DIV/0! | #DIV/0! | #DIV/0! | #DIV/0! | #DIV/0! | #DIV/0! | #DIV/0! | #DIV/0! | #DIV/0! | #DIV/0! | #DIV/0! | #DIV/0! | 5571 | 0 | 0 | 0 | 0 | 0
4 | 3 | 2014 | 93 | 4 | 0.0175 | 0 | #DIV/0! | #DIV/0! | #DIV/0! | #DIV/0! | #DIV/0! | #DIV/0! | #DIV/0! | #DIV/0! | #DIV/0! | #DIV/0! | #DIV/0! | #DIV/0! | #DIV/0! | #DIV/0! | #DIV/0! | #DIV/0! | #DIV/0! | #DIV/0! | #DIV/0! | #DIV/0! | 5572 | 0 | 0 | 0 | 0 | 0
4 | 4 | 2014 | 94 | 5 | 0.0475 | 0 | #DIV/0! | #DIV/0! | #DIV/0! | #DIV/0! | #DIV/0! | #DIV/0! | #DIV/0! | #DIV/0! | #DIV/0! | #DIV/0! | #DIV/0! | #DIV/0! | #DIV/0! | #DIV/0! | #DIV/0! | #DIV/0! | #DIV/0! | #DIV/0! | #DIV/0! | #DIV/0! | 5573 | 0 | 0 | 0 | 0 | 0
4 | 5 | 2014 | 95 | 6 | 0.015 | 0 | #DIV/0! | #DIV/0! | #DIV/0! | #DIV/0! | #DIV/0! | #DIV/0! | #DIV/0! | #DIV/0! | #DIV/0! | #DIV/0! | #DIV/0! | #DIV/0! | #DIV/0! | #DIV/0! | #DIV/0! | #DIV/0! | #DIV/0! | #DIV/0! | #DIV/0! | #DIV/0! | 5574 | 0 | 0 | 0 | 0 | 0
4 | 6 | 2014 | 96 | 7 | 0.0025 | 0 | #DIV/0! | #DIV/0! | #DIV/0! | #DIV/0! | #DIV/0! | #DIV/0! | #DIV/0! | #DIV/0! | #DIV/0! | #DIV/0! | #DIV/0! | #DIV/0! | #DIV/0! | #DIV/0! | #DIV/0! | #DIV/0! | #DIV/0! | #DIV/0! | #DIV/0! | #DIV/0! | 5575 | 0 | 0 | 0 | 0 | 0
4 | 7 | 2014 | 97 | 1 | 0.31 | 0 | #DIV/0! | #DIV/0! | #DIV/0! | #DIV/0! | #DIV/0! | #DIV/0! | #DIV/0! | #DIV/0! | #DIV/0! | #DIV/0! | #DIV/0! | #DIV/0! | #DIV/0! | #DIV/0! | #DIV/0! | #DIV/0! | #DIV/0! | #DIV/0! | #DIV/0! | #DIV/0! | 5576 | 0 | 0 | 0 | 0 | 0
4 | 8 | 2014 | 98 | 2 | 0.14 | 0 | #DIV/0! | #DIV/0! | #DIV/0! | #DIV/0! | #DIV/0! | #DIV/0! | #DIV/0! | #DIV/0! | #DIV/0! | #DIV/0! | #DIV/0! | #DIV/0! | #DIV/0! | #DIV/0! | #DIV/0! | #DIV/0! | #DIV/0! | #DIV/0! | #DIV/0! | #DIV/0! | 5577 | 0 | 0 | 0 | 0 | 0
4 | 9 | 2014 | 99 | 3 | 0.0025 | 0 | #DIV/0! | #DIV/0! | #DIV/0! | #DIV/0! | #DIV/0! | #DIV/0! | #DIV/0! | #DIV/0! | #DIV/0! | #DIV/0! | #DIV/0! | #DIV/0! | #DIV/0! | #DIV/0! | #DIV/0! | #DIV/0! | #DIV/0! | #DIV/0! | #DIV/0! | #DIV/0! | 5578 | 0 | 0 | 0 | 0 | 0
4 | 10 | 2014 | 100 | 4 | 0 | 0 | #DIV/0! | #DIV/0! | #DIV/0! | #DIV/0! | #DIV/0! | #DIV/0! | #DIV/0! | #DIV/0! | #DIV/0! | #DIV/0! | #DIV/0! | #DIV/0! | #DIV/0! | #DIV/0! | #DIV/0! | #DIV/0! | #DIV/0! | #DIV/0! | #DIV/0! | #DIV/0! | 5579 | 0 | 0 | 0 | 0 | 0
4 | 11 | 2014 | 101 | 5 | 0.01 | 0 | #DIV/0! | #DIV/0! | #DIV/0! | #DIV/0! | #DIV/0! | #DIV/0! | #DIV/0! | #DIV/0! | #DIV/0! | #DIV/0! | #DIV/0! | #DIV/0! | #DIV/0! | #DIV/0! | #DIV/0! | #DIV/0! | #DIV/0! | #DIV/0! | #DIV/0! | #DIV/0! | 5580 | 0 | 0 | 0 | 0 | 0
4 | 12 | 2014 | 102 | 6 | 0.0025 | 0 | #DIV/0! | #DIV/0! | #DIV/0! | #DIV/0! | #DIV/0! | #DIV/0! | #DIV/0! | #DIV/0! | #DIV/0! | #DIV/0! | #DIV/0! | #DIV/0! | #DIV/0! | #DIV/0! | #DIV/0! | #DIV/0! | #DIV/0! | #DIV/0! | #DIV/0! | #DIV/0! | 5581 | 0 | 0 | 0 | 0 | 0
4 | 13 | 2014 | 103 | 7 | 0 | 0 | #DIV/0! | #DIV/0! | #DIV/0! | #DIV/0! | #DIV/0! | #DIV/0! | #DIV/0! | #DIV/0! | #DIV/0! | #DIV/0! | #DIV/0! | #DIV/0! | #DIV/0! | #DIV/0! | #DIV/0! | #DIV/0! | #DIV/0! | #DIV/0! | #DIV/0! | #DIV/0! | 5582 | 0 | 0 | 0 | 0 | 0
4 | 14 | 2014 | 104 | 1 | 0.015 | 0 | #DIV/0! | #DIV/0! | #DIV/0! | #DIV/0! | #DIV/0! | #DIV/0! | #DIV/0! | #DIV/0! | #DIV/0! | #DIV/0! | #DIV/0! | #DIV/0! | #DIV/0! | #DIV/0! | #DIV/0! | #DIV/0! | #DIV/0! | #DIV/0! | #DIV/0! | #DIV/0! | 5583 | 0 | 0 | 0 | 0 | 0
4 | 15 | 2014 | 105 | 2 | 1.285 | 0 | #DIV/0! | #DIV/0! | #DIV/0! | #DIV/0! | #DIV/0! | #DIV/0! | #DIV/0! | #DIV/0! | #DIV/0! | #DIV/0! | #DIV/0! | #DIV/0! | #DIV/0! | #DIV/0! | #DIV/0! | #DIV/0! | #DIV/0! | #DIV/0! | #DIV/0! | #DIV/0! | 5584 | 0 | 0 | 0 | 0 | 0
4 | 16 | 2014 | 106 | 3 | 0.3775 | 0 | #DIV/0! | #DIV/0! | #DIV/0! | #DIV/0! | #DIV/0! | #DIV/0! | #DIV/0! | #DIV/0! | #DIV/0! | #DIV/0! | #DIV/0! | #DIV/0! | #DIV/0! | #DIV/0! | #DIV/0! | #DIV/0! | #DIV/0! | #DIV/0! | #DIV/0! | #DIV/0! | 5585 | 0 | 0 | 0 | 0 | 0
4 | 17 | 2014 | 107 | 4 | 0.0025 | 0 | #DIV/0! | #DIV/0! | #DIV/0! | #DIV/0! | #DIV/0! | #DIV/0! | #DIV/0! | #DIV/0! | #DIV/0! | #DIV/0! | #DIV/0! | #DIV/0! | #DIV/0! | #DIV/0! | #DIV/0! | #DIV/0! | #DIV/0! | #DIV/0! | #DIV/0! | #DIV/0! | 5586 | 0 | 0 | 0 | 0 | 0
4 | 18 | 2014 | 108 | 5 | 0 | 0 | #DIV/0! | #DIV/0! | #DIV/0! | #DIV/0! | #DIV/0! | #DIV/0! | #DIV/0! | #DIV/0! | #DIV/0! | #DIV/0! | #DIV/0! | #DIV/0! | #DIV/0! | #DIV/0! | #DIV/0! | #DIV/0! | #DIV/0! | #DIV/0! | #DIV/0! | #DIV/0! | 5587 | 0 | 0 | 0 | 0 | 0
4 | 19 | 2014 | 109 | 6 | 0 | 0 | #DIV/0! | #DIV/0! | #DIV/0! | #DIV/0! | #DIV/0! | #DIV/0! | #DIV/0! | #DIV/0! | #DIV/0! | #DIV/0! | #DIV/0! | #DIV/0! | #DIV/0! | #DIV/0! | #DIV/0! | #DIV/0! | #DIV/0! | #DIV/0! | #DIV/0! | #DIV/0! | 5588 | 0 | 0 | 0 | 0 | 0
4 | 20 | 2014 | 110 | 7 | 0 | 0 | #DIV/0! | #DIV/0! | #DIV/0! | #DIV/0! | #DIV/0! | #DIV/0! | #DIV/0! | #DIV/0! | #DIV/0! | #DIV/0! | #DIV/0! | #DIV/0! | #DIV/0! | #DIV/0! | #DIV/0! | #DIV/0! | #DIV/0! | #DIV/0! | #DIV/0! | #DIV/0! | 5589 | 0 | 0 | 0 | 0 | 0
4 | 21 | 2014 | 111 | 1 | 0 | 0 | #DIV/0! | #DIV/0! | #DIV/0! | #DIV/0! | #DIV/0! | #DIV/0! | #DIV/0! | #DIV/0! | #DIV/0! | #DIV/0! | #DIV/0! | #DIV/0! | #DIV/0! | #DIV/0! | #DIV/0! | #DIV/0! | #DIV/0! | #DIV/0! | #DIV/0! | #DIV/0! | 5590 | 0 | 0 | 0 | 0 | 0
4 | 22 | 2014 | 112 | 2 | 0.0825 | 0 | #DIV/0! | #DIV/0! | #DIV/0! | #DIV/0! | #DIV/0! | #DIV/0! | #DIV/0! | #DIV/0! | #DIV/0! | #DIV/0! | #DIV/0! | #DIV/0! | #DIV/0! | #DIV/0! | #DIV/0! | #DIV/0! | #DIV/0! | #DIV/0! | #DIV/0! | #DIV/0! | 5591 | 0 | 0 | 0 | 0 | 0
4 | 23 | 2014 | 113 | 3 | 0.0075 | 0 | #DIV/0! | #DIV/0! | #DIV/0! | #DIV/0! | #DIV/0! | #DIV/0! | #DIV/0! | #DIV/0! | #DIV/0! | #DIV/0! | #DIV/0! | #DIV/0! | #DIV/0! | #DIV/0! | #DIV/0! | #DIV/0! | #DIV/0! | #DIV/0! | #DIV/0! | #DIV/0! | 5592 | 0 | 0 | 0 | 0 | 0
4 | 24 | 2014 | 114 | 4 | 0 | 0 | #DIV/0! | #DIV/0! | #DIV/0! | #DIV/0! | #DIV/0! | #DIV/0! | #DIV/0! | #DIV/0! | #DIV/0! | #DIV/0! | #DIV/0! | #DIV/0! | #DIV/0! | #DIV/0! | #DIV/0! | #DIV/0! | #DIV/0! | #DIV/0! | #DIV/0! | #DIV/0! | 5593 | 0 | 0 | 0 | 0 | 0
4 | 25 | 2014 | 115 | 5 | 0.34 | 0 | #DIV/0! | #DIV/0! | #DIV/0! | #DIV/0! | #DIV/0! | #DIV/0! | #DIV/0! | #DIV/0! | #DIV/0! | #DIV/0! | #DIV/0! | #DIV/0! | #DIV/0! | #DIV/0! | #DIV/0! | #DIV/0! | #DIV/0! | #DIV/0! | #DIV/0! | #DIV/0! | 5594 | 0 | 0 | 0 | 0 | 0
4 | 26 | 2014 | 116 | 6 | 0.085 | 0 | #DIV/0! | #DIV/0! | #DIV/0! | #DIV/0! | #DIV/0! | #DIV/0! | #DIV/0! | #DIV/0! | #DIV/0! | #DIV/0! | #DIV/0! | #DIV/0! | #DIV/0! | #DIV/0! | #DIV/0! | #DIV/0! | #DIV/0! | #DIV/0! | #DIV/0! | #DIV/0! | 5595 | 0 | 0 | 0 | 0 | 0
4 | 27 | 2014 | 117 | 7 | 0.03 | 0 | #DIV/0! | #DIV/0! | #DIV/0! | #DIV/0! | #DIV/0! | #DIV/0! | #DIV/0! | #DIV/0! | #DIV/0! | #DIV/0! | #DIV/0! | #DIV/0! | #DIV/0! | #DIV/0! | #DIV/0! | #DIV/0! | #DIV/0! | #DIV/0! | #DIV/0! | #DIV/0! | 5596 | 0 | 0 | 0 | 0 | 0
4 | 28 | 2014 | 118 | 1 | 0.15 | 0 | #DIV/0! | #DIV/0! | #DIV/0! | #DIV/0! | #DIV/0! | #DIV/0! | #DIV/0! | #DIV/0! | #DIV/0! | #DIV/0! | #DIV/0! | #DIV/0! | #DIV/0! | #DIV/0! | #DIV/0! | #DIV/0! | #DIV/0! | #DIV/0! | #DIV/0! | #DIV/0! | 5597 | 0 | 0 | 0 | 0 | 0
4 | 29 | 2014 | 119 | 2 | 0.9425 | 0 | #DIV/0! | #DIV/0! | #DIV/0! | #DIV/0! | #DIV/0! | #DIV/0! | #DIV/0! | #DIV/0! | #DIV/0! | #DIV/0! | #DIV/0! | #DIV/0! | #DIV/0! | #DIV/0! | #DIV/0! | #DIV/0! | #DIV/0! | #DIV/0! | #DIV/0! | #DIV/0! | 5598 | 0 | 0 | 0 | 0 | 0
4 | 30 | 2014 | 120 | 3 | 2.8875 | 0 | #DIV/0! | #DIV/0! | #DIV/0! | #DIV/0! | #DIV/0! | #DIV/0! | #DIV/0! | #DIV/0! | #DIV/0! | #DIV/0! | #DIV/0! | #DIV/0! | #DIV/0! | #DIV/0! | #DIV/0! | #DIV/0! | #DIV/0! | #DIV/0! | #DIV/0! | #DIV/0! | 5599 | 0 | 0 | 0 | 0 | 0
5 | 1 | 2014 | 121 | 4 | 0.6775 | 0 | #DIV/0! | #DIV/0! | #DIV/0! | #DIV/0! | #DIV/0! | #DIV/0! | #DIV/0! | #DIV/0! | #DIV/0! | #DIV/0! | #DIV/0! | #DIV/0! | #DIV/0! | #DIV/0! | #DIV/0! | #DIV/0! | #DIV/0! | #DIV/0! | #DIV/0! | #DIV/0! | 5600 | 0 | 0 | 0 | 0 | 0
5 | 2 | 2014 | 122 | 5 | 0.01 | 0 | #DIV/0! | #DIV/0! | #DIV/0! | #DIV/0! | #DIV/0! | #DIV/0! | #DIV/0! | #DIV/0! | #DIV/0! | #DIV/0! | #DIV/0! | #DIV/0! | #DIV/0! | #DIV/0! | #DIV/0! | #DIV/0! | #DIV/0! | #DIV/0! | #DIV/0! | #DIV/0! | 5601 | 0 | 0 | 0 | 0 | 0
5 | 3 | 2014 | 123 | 6 | 0.01 | 0 | #DIV/0! | #DIV/0! | #DIV/0! | #DIV/0! | #DIV/0! | #DIV/0! | #DIV/0! | #DIV/0! | #DIV/0! | #DIV/0! | #DIV/0! | #DIV/0! | #DIV/0! | #DIV/0! | #DIV/0! | #DIV/0! | #DIV/0! | #DIV/0! | #DIV/0! | #DIV/0! | 5602 | 0 | 0 | 0 | 0 | 0
5 | 4 | 2014 | 124 | 7 | 0 | 0 | #DIV/0! | #DIV/0! | #DIV/0! | #DIV/0! | #DIV/0! | #DIV/0! | #DIV/0! | #DIV/0! | #DIV/0! | #DIV/0! | #DIV/0! | #DIV/0! | #DIV/0! | #DIV/0! | #DIV/0! | #DIV/0! | #DIV/0! | #DIV/0! | #DIV/0! | #DIV/0! | 5603 | 0 | 0 | 0 | 0 | 0
5 | 5 | 2014 | 125 | 1 | 0.1525 | 0 | #DIV/0! | #DIV/0! | #DIV/0! | #DIV/0! | #DIV/0! | #DIV/0! | #DIV/0! | #DIV/0! | #DIV/0! | #DIV/0! | #DIV/0! | #DIV/0! | #DIV/0! | #DIV/0! | #DIV/0! | #DIV/0! | #DIV/0! | #DIV/0! | #DIV/0! | #DIV/0! | 5604 | 0 | 0 | 0 | 0 | 0
5 | 6 | 2014 | 126 | 2 | 0.065 | 0 | #DIV/0! | #DIV/0! | #DIV/0! | #DIV/0! | #DIV/0! | #DIV/0! | #DIV/0! | #DIV/0! | #DIV/0! | #DIV/0! | #DIV/0! | #DIV/0! | #DIV/0! | #DIV/0! | #DIV/0! | #DIV/0! | #DIV/0! | #DIV/0! | #DIV/0! | #DIV/0! | 5605 | 0 | 0 | 0 | 0 | 0
5 | 7 | 2014 | 127 | 3 | 0.125 | 0 | #DIV/0! | #DIV/0! | #DIV/0! | #DIV/0! | #DIV/0! | #DIV/0! | #DIV/0! | #DIV/0! | #DIV/0! | #DIV/0! | #DIV/0! | #DIV/0! | #DIV/0! | #DIV/0! | #DIV/0! | #DIV/0! | #DIV/0! | #DIV/0! | #DIV/0! | #DIV/0! | 5606 | 0 | 0 | 0 | 0 | 0
5 | 8 | 2014 | 128 | 4 | 0.02 | 0 | #DIV/0! | #DIV/0! | #DIV/0! | #DIV/0! | #DIV/0! | #DIV/0! | #DIV/0! | #DIV/0! | #DIV/0! | #DIV/0! | #DIV/0! | #DIV/0! | #DIV/0! | #DIV/0! | #DIV/0! | #DIV/0! | #DIV/0! | #DIV/0! | #DIV/0! | #DIV/0! | 5607 | 0 | 0 | 0 | 0 | 0
5 | 9 | 2014 | 129 | 5 | 0 | 0 | #DIV/0! | #DIV/0! | #DIV/0! | #DIV/0! | #DIV/0! | #DIV/0! | #DIV/0! | #DIV/0! | #DIV/0! | #DIV/0! | #DIV/0! | #DIV/0! | #DIV/0! | #DIV/0! | #DIV/0! | #DIV/0! | #DIV/0! | #DIV/0! | #DIV/0! | #DIV/0! | 5608 | 0 | 0 | 0 | 0 | 0
5 | 10 | 2014 | 130 | 6 | 0.1425 | 0 | #DIV/0! | #DIV/0! | #DIV/0! | #DIV/0! | #DIV/0! | #DIV/0! | #DIV/0! | #DIV/0! | #DIV/0! | #DIV/0! | #DIV/0! | #DIV/0! | #DIV/0! | #DIV/0! | #DIV/0! | #DIV/0! | #DIV/0! | #DIV/0! | #DIV/0! | #DIV/0! | 5609 | 0 | 0 | 0 | 0 | 0
5 | 11 | 2014 | 131 | 7 | 0.0175 | 0 | #DIV/0! | #DIV/0! | #DIV/0! | #DIV/0! | #DIV/0! | #DIV/0! | #DIV/0! | #DIV/0! | #DIV/0! | #DIV/0! | #DIV/0! | #DIV/0! | #DIV/0! | #DIV/0! | #DIV/0! | #DIV/0! | #DIV/0! | #DIV/0! | #DIV/0! | #DIV/0! | 5610 | 0 | 0 | 0 | 0 | 0
5 | 12 | 2014 | 132 | 1 | 0.04 | 0 | #DIV/0! | #DIV/0! | #DIV/0! | #DIV/0! | #DIV/0! | #DIV/0! | #DIV/0! | #DIV/0! | #DIV/0! | #DIV/0! | #DIV/0! | #DIV/0! | #DIV/0! | #DIV/0! | #DIV/0! | #DIV/0! | #DIV/0! | #DIV/0! | #DIV/0! | #DIV/0! | 5611 | 0 | 0 | 0 | 0 | 0
5 | 13 | 2014 | 133 | 2 | 0.03 | 0 | #DIV/0! | #DIV/0! | #DIV/0! | #DIV/0! | #DIV/0! | #DIV/0! | #DIV/0! | #DIV/0! | #DIV/0! | #DIV/0! | #DIV/0! | #DIV/0! | #DIV/0! | #DIV/0! | #DIV/0! | #DIV/0! | #DIV/0! | #DIV/0! | #DIV/0! | #DIV/0! | 5612 | 0 | 0 | 0 | 0 | 0
5 | 14 | 2014 | 134 | 3 | 0.0025 | 0 | #DIV/0! | #DIV/0! | #DIV/0! | #DIV/0! | #DIV/0! | #DIV/0! | #DIV/0! | #DIV/0! | #DIV/0! | #DIV/0! | #DIV/0! | #DIV/0! | #DIV/0! | #DIV/0! | #DIV/0! | #DIV/0! | #DIV/0! | #DIV/0! | #DIV/0! | #DIV/0! | 5613 | 0 | 0 | 0 | 0 | 0
5 | 15 | 2014 | 135 | 4 | 0.58 | 0 | #DIV/0! | #DIV/0! | #DIV/0! | #DIV/0! | #DIV/0! | #DIV/0! | #DIV/0! | #DIV/0! | #DIV/0! | #DIV/0! | #DIV/0! | #DIV/0! | #DIV/0! | #DIV/0! | #DIV/0! | #DIV/0! | #DIV/0! | #DIV/0! | #DIV/0! | #DIV/0! | 5614 | 0 | 0 | 0 | 0 | 0
5 | 16 | 2014 | 136 | 5 | 2.0925 | 0 | #DIV/0! | #DIV/0! | #DIV/0! | #DIV/0! | #DIV/0! | #DIV/0! | #DIV/0! | #DIV/0! | #DIV/0! | #DIV/0! | #DIV/0! | #DIV/0! | #DIV/0! | #DIV/0! | #DIV/0! | #DIV/0! | #DIV/0! | #DIV/0! | #DIV/0! | #DIV/0! | 5615 | 0 | 0 | 0 | 0 | 0
5 | 17 | 2014 | 137 | 6 | 0.135 | 0 | #DIV/0! | #DIV/0! | #DIV/0! | #DIV/0! | #DIV/0! | #DIV/0! | #DIV/0! | #DIV/0! | #DIV/0! | #DIV/0! | #DIV/0! | #DIV/0! | #DIV/0! | #DIV/0! | #DIV/0! | #DIV/0! | #DIV/0! | #DIV/0! | #DIV/0! | #DIV/0! | 5616 | 0 | 0 | 0 | 0 | 0
5 | 18 | 2014 | 138 | 7 | 0.0025 | 0 | #DIV/0! | #DIV/0! | #DIV/0! | #DIV/0! | #DIV/0! | #DIV/0! | #DIV/0! | #DIV/0! | #DIV/0! | #DIV/0! | #DIV/0! | #DIV/0! | #DIV/0! | #DIV/0! | #DIV/0! | #DIV/0! | #DIV/0! | #DIV/0! | #DIV/0! | #DIV/0! | 5617 | 0 | 0 | 0 | 0 | 0
5 | 19 | 2014 | 139 | 1 | 0 | 0 | #DIV/0! | #DIV/0! | #DIV/0! | #DIV/0! | #DIV/0! | #DIV/0! | #DIV/0! | #DIV/0! | #DIV/0! | #DIV/0! | #DIV/0! | #DIV/0! | #DIV/0! | #DIV/0! | #DIV/0! | #DIV/0! | #DIV/0! | #DIV/0! | #DIV/0! | #DIV/0! | 5618 | 0 | 0 | 0 | 0 | 0
5 | 20 | 2014 | 140 | 2 | 0 | 0 | #DIV/0! | #DIV/0! | #DIV/0! | #DIV/0! | #DIV/0! | #DIV/0! | #DIV/0! | #DIV/0! | #DIV/0! | #DIV/0! | #DIV/0! | #DIV/0! | #DIV/0! | #DIV/0! | #DIV/0! | #DIV/0! | #DIV/0! | #DIV/0! | #DIV/0! | #DIV/0! | 5619 | 0 | 0 | 0 | 0 | 0
5 | 21 | 2014 | 141 | 3 | 0.0825 | 0 | #DIV/0! | #DIV/0! | #DIV/0! | #DIV/0! | #DIV/0! | #DIV/0! | #DIV/0! | #DIV/0! | #DIV/0! | #DIV/0! | #DIV/0! | #DIV/0! | #DIV/0! | #DIV/0! | #DIV/0! | #DIV/0! | #DIV/0! | #DIV/0! | #DIV/0! | #DIV/0! | 5620 | 0 | 0 | 0 | 0 | 0
5 | 22 | 2014 | 142 | 4 | 0.0475 | 0 | #DIV/0! | #DIV/0! | #DIV/0! | #DIV/0! | #DIV/0! | #DIV/0! | #DIV/0! | #DIV/0! | #DIV/0! | #DIV/0! | #DIV/0! | #DIV/0! | #DIV/0! | #DIV/0! | #DIV/0! | #DIV/0! | #DIV/0! | #DIV/0! | #DIV/0! | #DIV/0! | 5621 | 0 | 0 | 0 | 0 | 0
5 | 23 | 2014 | 143 | 5 | 0.0025 | 0 | #DIV/0! | #DIV/0! | #DIV/0! | #DIV/0! | #DIV/0! | #DIV/0! | #DIV/0! | #DIV/0! | #DIV/0! | #DIV/0! | #DIV/0! | #DIV/0! | #DIV/0! | #DIV/0! | #DIV/0! | #DIV/0! | #DIV/0! | #DIV/0! | #DIV/0! | #DIV/0! | 5622 | 0 | 0 | 0 | 0 | 0
5 | 24 | 2014 | 144 | 6 | 0 | 0 | #DIV/0! | #DIV/0! | #DIV/0! | #DIV/0! | #DIV/0! | #DIV/0! | #DIV/0! | #DIV/0! | #DIV/0! | #DIV/0! | #DIV/0! | #DIV/0! | #DIV/0! | #DIV/0! | #DIV/0! | #DIV/0! | #DIV/0! | #DIV/0! | #DIV/0! | #DIV/0! | 5623 | 0 | 0 | 0 | 0 | 0
5 | 25 | 2014 | 145 | 7 | 0 | 0 | #DIV/0! | #DIV/0! | #DIV/0! | #DIV/0! | #DIV/0! | #DIV/0! | #DIV/0! | #DIV/0! | #DIV/0! | #DIV/0! | #DIV/0! | #DIV/0! | #DIV/0! | #DIV/0! | #DIV/0! | #DIV/0! | #DIV/0! | #DIV/0! | #DIV/0! | #DIV/0! | 5624 | 0 | 0 | 0 | 0 | 0
5 | 26 | 2014 | 146 | 1 | 0 | 0 | #DIV/0! | #DIV/0! | #DIV/0! | #DIV/0! | #DIV/0! | #DIV/0! | #DIV/0! | #DIV/0! | #DIV/0! | #DIV/0! | #DIV/0! | #DIV/0! | #DIV/0! | #DIV/0! | #DIV/0! | #DIV/0! | #DIV/0! | #DIV/0! | #DIV/0! | #DIV/0! | 5625 | 0 | 0 | 0 | 0 | 0
5 | 27 | 2014 | 147 | 2 | 0.4225 | 0 | #DIV/0! | #DIV/0! | #DIV/0! | #DIV/0! | #DIV/0! | #DIV/0! | #DIV/0! | #DIV/0! | #DIV/0! | #DIV/0! | #DIV/0! | #DIV/0! | #DIV/0! | #DIV/0! | #DIV/0! | #DIV/0! | #DIV/0! | #DIV/0! | #DIV/0! | #DIV/0! | 5626 | 0 | 0 | 0 | 0 | 0
5 | 28 | 2014 | 148 | 3 | 0.4875 | 0 | #DIV/0! | #DIV/0! | #DIV/0! | #DIV/0! | #DIV/0! | #DIV/0! | #DIV/0! | #DIV/0! | #DIV/0! | #DIV/0! | #DIV/0! | #DIV/0! | #DIV/0! | #DIV/0! | #DIV/0! | #DIV/0! | #DIV/0! | #DIV/0! | #DIV/0! | #DIV/0! | 5627 | 0 | 0 | 0 | 0 | 0
5 | 29 | 2014 | 149 | 4 | 0.28 | 0 | #DIV/0! | #DIV/0! | #DIV/0! | #DIV/0! | #DIV/0! | #DIV/0! | #DIV/0! | #DIV/0! | #DIV/0! | #DIV/0! | #DIV/0! | #DIV/0! | #DIV/0! | #DIV/0! | #DIV/0! | #DIV/0! | #DIV/0! | #DIV/0! | #DIV/0! | #DIV/0! | 5628 | 0 | 0 | 0 | 0 | 0
5 | 30 | 2014 | 150 | 5 | 0.0525 | 0 | #DIV/0! | #DIV/0! | #DIV/0! | #DIV/0! | #DIV/0! | #DIV/0! | #DIV/0! | #DIV/0! | #DIV/0! | #DIV/0! | #DIV/0! | #DIV/0! | #DIV/0! | #DIV/0! | #DIV/0! | #DIV/0! | #DIV/0! | #DIV/0! | #DIV/0! | #DIV/0! | 5629 | 0 | 0 | 0 | 0 | 0
5 | 31 | 2014 | 151 | 6 | 0.005 | 0 | #DIV/0! | #DIV/0! | #DIV/0! | #DIV/0! | #DIV/0! | #DIV/0! | #DIV/0! | #DIV/0! | #DIV/0! | #DIV/0! | #DIV/0! | #DIV/0! | #DIV/0! | #DIV/0! | #DIV/0! | #DIV/0! | #DIV/0! | #DIV/0! | #DIV/0! | #DIV/0! | 5630 | 0 | 0 | 0 | 0 | 0
6 | 1 | 2014 | 152 | 7 | 0 | 0 | #DIV/0! | #DIV/0! | #DIV/0! | #DIV/0! | #DIV/0! | #DIV/0! | #DIV/0! | #DIV/0! | #DIV/0! | #DIV/0! | #DIV/0! | #DIV/0! | #DIV/0! | #DIV/0! | #DIV/0! | #DIV/0! | #DIV/0! | #DIV/0! | #DIV/0! | #DIV/0! | 5631 | 0 | 0 | 0 | 0 | 0
6 | 2 | 2014 | 153 | 1 | 0 | 0 | #DIV/0! | #DIV/0! | #DIV/0! | #DIV/0! | #DIV/0! | #DIV/0! | #DIV/0! | #DIV/0! | #DIV/0! | #DIV/0! | #DIV/0! | #DIV/0! | #DIV/0! | #DIV/0! | #DIV/0! | #DIV/0! | #DIV/0! | #DIV/0! | #DIV/0! | #DIV/0! | 5632 | 0 | 0 | 0 | 0 | 0
6 | 3 | 2014 | 154 | 2 | 0.0825 | 0 | #DIV/0! | #DIV/0! | #DIV/0! | #DIV/0! | #DIV/0! | #DIV/0! | #DIV/0! | #DIV/0! | #DIV/0! | #DIV/0! | #DIV/0! | #DIV/0! | #DIV/0! | #DIV/0! | #DIV/0! | #DIV/0! | #DIV/0! | #DIV/0! | #DIV/0! | #DIV/0! | 5633 | 0 | 0 | 0 | 0 | 0
6 | 4 | 2014 | 155 | 3 | 0.33 | 0 | #DIV/0! | #DIV/0! | #DIV/0! | #DIV/0! | #DIV/0! | #DIV/0! | #DIV/0! | #DIV/0! | #DIV/0! | #DIV/0! | #DIV/0! | #DIV/0! | #DIV/0! | #DIV/0! | #DIV/0! | #DIV/0! | #DIV/0! | #DIV/0! | #DIV/0! | #DIV/0! | 5634 | 0 | 0 | 0 | 0 | 0
6 | 5 | 2014 | 156 | 4 | 0.1125 | 0 | #DIV/0! | #DIV/0! | #DIV/0! | #DIV/0! | #DIV/0! | #DIV/0! | #DIV/0! | #DIV/0! | #DIV/0! | #DIV/0! | #DIV/0! | #DIV/0! | #DIV/0! | #DIV/0! | #DIV/0! | #DIV/0! | #DIV/0! | #DIV/0! | #DIV/0! | #DIV/0! | 5635 | 0 | 0 | 0 | 0 | 0
6 | 6 | 2014 | 157 | 5 | 0.0025 | 0 | #DIV/0! | #DIV/0! | #DIV/0! | #DIV/0! | #DIV/0! | #DIV/0! | #DIV/0! | #DIV/0! | #DIV/0! | #DIV/0! | #DIV/0! | #DIV/0! | #DIV/0! | #DIV/0! | #DIV/0! | #DIV/0! | #DIV/0! | #DIV/0! | #DIV/0! | #DIV/0! | 5636 | 0 | 0 | 0 | 0 | 0
6 | 7 | 2014 | 158 | 6 | 0 | 0 | #DIV/0! | #DIV/0! | #DIV/0! | #DIV/0! | #DIV/0! | #DIV/0! | #DIV/0! | #DIV/0! | #DIV/0! | #DIV/0! | #DIV/0! | #DIV/0! | #DIV/0! | #DIV/0! | #DIV/0! | #DIV/0! | #DIV/0! | #DIV/0! | #DIV/0! | #DIV/0! | 5637 | 0 | 0 | 0 | 0 | 0
6 | 8 | 2014 | 159 | 7 | 0.4875 | 0 | #DIV/0! | #DIV/0! | #DIV/0! | #DIV/0! | #DIV/0! | #DIV/0! | #DIV/0! | #DIV/0! | #DIV/0! | #DIV/0! | #DIV/0! | #DIV/0! | #DIV/0! | #DIV/0! | #DIV/0! | #DIV/0! | #DIV/0! | #DIV/0! | #DIV/0! | #DIV/0! | 5638 | 0 | 0 | 0 | 0 | 0
6 | 9 | 2014 | 160 | 1 | 0.14 | 0 | #DIV/0! | #DIV/0! | #DIV/0! | #DIV/0! | #DIV/0! | #DIV/0! | #DIV/0! | #DIV/0! | #DIV/0! | #DIV/0! | #DIV/0! | #DIV/0! | #DIV/0! | #DIV/0! | #DIV/0! | #DIV/0! | #DIV/0! | #DIV/0! | #DIV/0! | #DIV/0! | 5639 | 0 | 0 | 0 | 0 | 0
6 | 10 | 2014 | 161 | 2 | 0.285 | 0 | #DIV/0! | #DIV/0! | #DIV/0! | #DIV/0! | #DIV/0! | #DIV/0! | #DIV/0! | #DIV/0! | #DIV/0! | #DIV/0! | #DIV/0! | #DIV/0! | #DIV/0! | #DIV/0! | #DIV/0! | #DIV/0! | #DIV/0! | #DIV/0! | #DIV/0! | #DIV/0! | 5640 | 0 | 0 | 0 | 0 | 0
6 | 11 | 2014 | 162 | 3 | 0.5025 | 0 | #DIV/0! | #DIV/0! | #DIV/0! | #DIV/0! | #DIV/0! | #DIV/0! | #DIV/0! | #DIV/0! | #DIV/0! | #DIV/0! | #DIV/0! | #DIV/0! | #DIV/0! | #DIV/0! | #DIV/0! | #DIV/0! | #DIV/0! | #DIV/0! | #DIV/0! | #DIV/0! | 5641 | 0 | 0 | 0 | 0 | 0
6 | 12 | 2014 | 163 | 4 | 0.2225 | 0 | #DIV/0! | #DIV/0! | #DIV/0! | #DIV/0! | #DIV/0! | #DIV/0! | #DIV/0! | #DIV/0! | #DIV/0! | #DIV/0! | #DIV/0! | #DIV/0! | #DIV/0! | #DIV/0! | #DIV/0! | #DIV/0! | #DIV/0! | #DIV/0! | #DIV/0! | #DIV/0! | 5642 | 0 | 0 | 0 | 0 | 0
6 | 13 | 2014 | 164 | 5 | 0.2675 | 0 | #DIV/0! | #DIV/0! | #DIV/0! | #DIV/0! | #DIV/0! | #DIV/0! | #DIV/0! | #DIV/0! | #DIV/0! | #DIV/0! | #DIV/0! | #DIV/0! | #DIV/0! | #DIV/0! | #DIV/0! | #DIV/0! | #DIV/0! | #DIV/0! | #DIV/0! | #DIV/0! | 5643 | 0 | 0 | 0 | 0 | 0
6 | 14 | 2014 | 165 | 6 | 0.02 | 0 | #DIV/0! | #DIV/0! | #DIV/0! | #DIV/0! | #DIV/0! | #DIV/0! | #DIV/0! | #DIV/0! | #DIV/0! | #DIV/0! | #DIV/0! | #DIV/0! | #DIV/0! | #DIV/0! | #DIV/0! | #DIV/0! | #DIV/0! | #DIV/0! | #DIV/0! | #DIV/0! | 5644 | 0 | 0 | 0 | 0 | 0
6 | 15 | 2014 | 166 | 7 | 0.0025 | 0 | #DIV/0! | #DIV/0! | #DIV/0! | #DIV/0! | #DIV/0! | #DIV/0! | #DIV/0! | #DIV/0! | #DIV/0! | #DIV/0! | #DIV/0! | #DIV/0! | #DIV/0! | #DIV/0! | #DIV/0! | #DIV/0! | #DIV/0! | #DIV/0! | #DIV/0! | #DIV/0! | 5645 | 0 | 0 | 0 | 0 | 0
6 | 16 | 2014 | 167 | 1 | 0 | 0 | #DIV/0! | #DIV/0! | #DIV/0! | #DIV/0! | #DIV/0! | #DIV/0! | #DIV/0! | #DIV/0! | #DIV/0! | #DIV/0! | #DIV/0! | #DIV/0! | #DIV/0! | #DIV/0! | #DIV/0! | #DIV/0! | #DIV/0! | #DIV/0! | #DIV/0! | #DIV/0! | 5646 | 0 | 0 | 0 | 0 | 0
6 | 17 | 2014 | 168 | 2 | 0 | 0 | #DIV/0! | #DIV/0! | #DIV/0! | #DIV/0! | #DIV/0! | #DIV/0! | #DIV/0! | #DIV/0! | #DIV/0! | #DIV/0! | #DIV/0! | #DIV/0! | #DIV/0! | #DIV/0! | #DIV/0! | #DIV/0! | #DIV/0! | #DIV/0! | #DIV/0! | #DIV/0! | 5647 | 0 | 0 | 0 | 0 | 0
6 | 18 | 2014 | 169 | 3 | 0.0425 | 0 | #DIV/0! | #DIV/0! | #DIV/0! | #DIV/0! | #DIV/0! | #DIV/0! | #DIV/0! | #DIV/0! | #DIV/0! | #DIV/0! | #DIV/0! | #DIV/0! | #DIV/0! | #DIV/0! | #DIV/0! | #DIV/0! | #DIV/0! | #DIV/0! | #DIV/0! | #DIV/0! | 5648 | 0 | 0 | 0 | 0 | 0
6 | 19 | 2014 | 170 | 4 | 0.425 | 0 | #DIV/0! | #DIV/0! | #DIV/0! | #DIV/0! | #DIV/0! | #DIV/0! | #DIV/0! | #DIV/0! | #DIV/0! | #DIV/0! | #DIV/0! | #DIV/0! | #DIV/0! | #DIV/0! | #DIV/0! | #DIV/0! | #DIV/0! | #DIV/0! | #DIV/0! | #DIV/0! | 5649 | 0 | 0 | 0 | 0 | 0
6 | 20 | 2014 | 171 | 5 | 0.0025 | 0 | #DIV/0! | #DIV/0! | #DIV/0! | #DIV/0! | #DIV/0! | #DIV/0! | #DIV/0! | #DIV/0! | #DIV/0! | #DIV/0! | #DIV/0! | #DIV/0! | #DIV/0! | #DIV/0! | #DIV/0! | #DIV/0! | #DIV/0! | #DIV/0! | #DIV/0! | #DIV/0! | 5650 | 0 | 0 | 0 | 0 | 0
6 | 21 | 2014 | 172 | 6 | 0.075 | 0 | #DIV/0! | #DIV/0! | #DIV/0! | #DIV/0! | #DIV/0! | #DIV/0! | #DIV/0! | #DIV/0! | #DIV/0! | #DIV/0! | #DIV/0! | #DIV/0! | #DIV/0! | #DIV/0! | #DIV/0! | #DIV/0! | #DIV/0! | #DIV/0! | #DIV/0! | #DIV/0! | 5651 | 0 | 0 | 0 | 0 | 0
6 | 22 | 2014 | 173 | 7 | 0.03 | 0 | #DIV/0! | #DIV/0! | #DIV/0! | #DIV/0! | #DIV/0! | #DIV/0! | #DIV/0! | #DIV/0! | #DIV/0! | #DIV/0! | #DIV/0! | #DIV/0! | #DIV/0! | #DIV/0! | #DIV/0! | #DIV/0! | #DIV/0! | #DIV/0! | #DIV/0! | #DIV/0! | 5652 | 0 | 0 | 0 | 0 | 0
6 | 23 | 2014 | 174 | 1 | 0 | 0 | #DIV/0! | #DIV/0! | #DIV/0! | #DIV/0! | #DIV/0! | #DIV/0! | #DIV/0! | #DIV/0! | #DIV/0! | #DIV/0! | #DIV/0! | #DIV/0! | #DIV/0! | #DIV/0! | #DIV/0! | #DIV/0! | #DIV/0! | #DIV/0! | #DIV/0! | #DIV/0! | 5653 | 0 | 0 | 0 | 0 | 0
6 | 24 | 2014 | 175 | 2 | 0 | 0 | #DIV/0! | #DIV/0! | #DIV/0! | #DIV/0! | #DIV/0! | #DIV/0! | #DIV/0! | #DIV/0! | #DIV/0! | #DIV/0! | #DIV/0! | #DIV/0! | #DIV/0! | #DIV/0! | #DIV/0! | #DIV/0! | #DIV/0! | #DIV/0! | #DIV/0! | #DIV/0! | 5654 | 0 | 0 | 0 | 0 | 0
6 | 25 | 2014 | 176 | 3 | 0.31 | 0 | #DIV/0! | #DIV/0! | #DIV/0! | #DIV/0! | #DIV/0! | #DIV/0! | #DIV/0! | #DIV/0! | #DIV/0! | #DIV/0! | #DIV/0! | #DIV/0! | #DIV/0! | #DIV/0! | #DIV/0! | #DIV/0! | #DIV/0! | #DIV/0! | #DIV/0! | #DIV/0! | 5655 | 0 | 0 | 0 | 0 | 0
6 | 26 | 2014 | 177 | 4 | 0.09 | 0 | #DIV/0! | #DIV/0! | #DIV/0! | #DIV/0! | #DIV/0! | #DIV/0! | #DIV/0! | #DIV/0! | #DIV/0! | #DIV/0! | #DIV/0! | #DIV/0! | #DIV/0! | #DIV/0! | #DIV/0! | #DIV/0! | #DIV/0! | #DIV/0! | #DIV/0! | #DIV/0! | 5656 | 0 | 0 | 0 | 0 | 0
6 | 27 | 2014 | 178 | 5 | 0.005 | 0 | #DIV/0! | #DIV/0! | #DIV/0! | #DIV/0! | #DIV/0! | #DIV/0! | #DIV/0! | #DIV/0! | #DIV/0! | #DIV/0! | #DIV/0! | #DIV/0! | #DIV/0! | #DIV/0! | #DIV/0! | #DIV/0! | #DIV/0! | #DIV/0! | #DIV/0! | #DIV/0! | 5657 | 0 | 0 | 0 | 0 | 0
6 | 28 | 2014 | 179 | 6 | 0 | 0 | #DIV/0! | #DIV/0! | #DIV/0! | #DIV/0! | #DIV/0! | #DIV/0! | #DIV/0! | #DIV/0! | #DIV/0! | #DIV/0! | #DIV/0! | #DIV/0! | #DIV/0! | #DIV/0! | #DIV/0! | #DIV/0! | #DIV/0! | #DIV/0! | #DIV/0! | #DIV/0! | 5658 | 0 | 0 | 0 | 0 | 0
6 | 29 | 2014 | 180 | 7 | 0 | 0 | #DIV/0! | #DIV/0! | #DIV/0! | #DIV/0! | #DIV/0! | #DIV/0! | #DIV/0! | #DIV/0! | #DIV/0! | #DIV/0! | #DIV/0! | #DIV/0! | #DIV/0! | #DIV/0! | #DIV/0! | #DIV/0! | #DIV/0! | #DIV/0! | #DIV/0! | #DIV/0! | 5659 | 0 | 0 | 0 | 0 | 0
6 | 30 | 2014 | 181 | 1 | 0 | 0 | #DIV/0! | #DIV/0! | #DIV/0! | #DIV/0! | #DIV/0! | #DIV/0! | #DIV/0! | #DIV/0! | #DIV/0! | #DIV/0! | #DIV/0! | #DIV/0! | #DIV/0! | #DIV/0! | #DIV/0! | #DIV/0! | #DIV/0! | #DIV/0! | #DIV/0! | #DIV/0! | 5660 | 0 | 0 | 0 | 0 | 0
7 | 1 | 2014 | 182 | 2 | 0 | 0 | #DIV/0! | #DIV/0! | #DIV/0! | #DIV/0! | #DIV/0! | #DIV/0! | #DIV/0! | #DIV/0! | #DIV/0! | #DIV/0! | #DIV/0! | #DIV/0! | #DIV/0! | #DIV/0! | #DIV/0! | #DIV/0! | #DIV/0! | #DIV/0! | #DIV/0! | #DIV/0! | 5661 | 0 | 0 | 0 | 0 | 0
7 | 2 | 2014 | 183 | 3 | 0.2075 | 0 | #DIV/0! | #DIV/0! | #DIV/0! | #DIV/0! | #DIV/0! | #DIV/0! | #DIV/0! | #DIV/0! | #DIV/0! | #DIV/0! | #DIV/0! | #DIV/0! | #DIV/0! | #DIV/0! | #DIV/0! | #DIV/0! | #DIV/0! | #DIV/0! | #DIV/0! | #DIV/0! | 5662 | 0 | 0 | 0 | 0 | 0
7 | 3 | 2014 | 184 | 4 | 0.215 | 0 | #DIV/0! | #DIV/0! | #DIV/0! | #DIV/0! | #DIV/0! | #DIV/0! | #DIV/0! | #DIV/0! | #DIV/0! | #DIV/0! | #DIV/0! | #DIV/0! | #DIV/0! | #DIV/0! | #DIV/0! | #DIV/0! | #DIV/0! | #DIV/0! | #DIV/0! | #DIV/0! | 5663 | 0 | 0 | 0 | 0 | 0
7 | 4 | 2014 | 185 | 5 | 0.235 | 0 | #DIV/0! | #DIV/0! | #DIV/0! | #DIV/0! | #DIV/0! | #DIV/0! | #DIV/0! | #DIV/0! | #DIV/0! | #DIV/0! | #DIV/0! | #DIV/0! | #DIV/0! | #DIV/0! | #DIV/0! | #DIV/0! | #DIV/0! | #DIV/0! | #DIV/0! | #DIV/0! | 5664 | 0 | 0 | 0 | 0 | 0
7 | 5 | 2014 | 186 | 6 | 0.0025 | 0 | #DIV/0! | #DIV/0! | #DIV/0! | #DIV/0! | #DIV/0! | #DIV/0! | #DIV/0! | #DIV/0! | #DIV/0! | #DIV/0! | #DIV/0! | #DIV/0! | #DIV/0! | #DIV/0! | #DIV/0! | #DIV/0! | #DIV/0! | #DIV/0! | #DIV/0! | #DIV/0! | 5665 | 0 | 0 | 0 | 0 | 0
7 | 6 | 2014 | 187 | 7 | 0 | 0 | #DIV/0! | #DIV/0! | #DIV/0! | #DIV/0! | #DIV/0! | #DIV/0! | #DIV/0! | #DIV/0! | #DIV/0! | #DIV/0! | #DIV/0! | #DIV/0! | #DIV/0! | #DIV/0! | #DIV/0! | #DIV/0! | #DIV/0! | #DIV/0! | #DIV/0! | #DIV/0! | 5666 | 0 | 0 | 0 | 0 | 0
7 | 7 | 2014 | 188 | 1 | 0 | 0 | #DIV/0! | #DIV/0! | #DIV/0! | #DIV/0! | #DIV/0! | #DIV/0! | #DIV/0! | #DIV/0! | #DIV/0! | #DIV/0! | #DIV/0! | #DIV/0! | #DIV/0! | #DIV/0! | #DIV/0! | #DIV/0! | #DIV/0! | #DIV/0! | #DIV/0! | #DIV/0! | 5667 | 0 | 0 | 0 | 0 | 0
7 | 8 | 2014 | 189 | 2 | 0.3375 | 0 | #DIV/0! | #DIV/0! | #DIV/0! | #DIV/0! | #DIV/0! | #DIV/0! | #DIV/0! | #DIV/0! | #DIV/0! | #DIV/0! | #DIV/0! | #DIV/0! | #DIV/0! | #DIV/0! | #DIV/0! | #DIV/0! | #DIV/0! | #DIV/0! | #DIV/0! | #DIV/0! | 5668 | 0 | 0 | 0 | 0 | 0
7 | 9 | 2014 | 190 | 3 | 0.0825 | 0 | #DIV/0! | #DIV/0! | #DIV/0! | #DIV/0! | #DIV/0! | #DIV/0! | #DIV/0! | #DIV/0! | #DIV/0! | #DIV/0! | #DIV/0! | #DIV/0! | #DIV/0! | #DIV/0! | #DIV/0! | #DIV/0! | #DIV/0! | #DIV/0! | #DIV/0! | #DIV/0! | 5669 | 0 | 0 | 0 | 0 | 0
7 | 10 | 2014 | 191 | 4 | 0.475 | 0 | #DIV/0! | #DIV/0! | #DIV/0! | #DIV/0! | #DIV/0! | #DIV/0! | #DIV/0! | #DIV/0! | #DIV/0! | #DIV/0! | #DIV/0! | #DIV/0! | #DIV/0! | #DIV/0! | #DIV/0! | #DIV/0! | #DIV/0! | #DIV/0! | #DIV/0! | #DIV/0! | 5670 | 0 | 0 | 0 | 0 | 0
7 | 11 | 2014 | 192 | 5 | 0.0225 | 0 | #DIV/0! | #DIV/0! | #DIV/0! | #DIV/0! | #DIV/0! | #DIV/0! | #DIV/0! | #DIV/0! | #DIV/0! | #DIV/0! | #DIV/0! | #DIV/0! | #DIV/0! | #DIV/0! | #DIV/0! | #DIV/0! | #DIV/0! | #DIV/0! | #DIV/0! | #DIV/0! | 5671 | 0 | 0 | 0 | 0 | 0
7 | 12 | 2014 | 193 | 6 | 0.0025 | 0 | #DIV/0! | #DIV/0! | #DIV/0! | #DIV/0! | #DIV/0! | #DIV/0! | #DIV/0! | #DIV/0! | #DIV/0! | #DIV/0! | #DIV/0! | #DIV/0! | #DIV/0! | #DIV/0! | #DIV/0! | #DIV/0! | #DIV/0! | #DIV/0! | #DIV/0! | #DIV/0! | 5672 | 0 | 0 | 0 | 0 | 0
7 | 13 | 2014 | 194 | 7 | 0.105 | 0 | #DIV/0! | #DIV/0! | #DIV/0! | #DIV/0! | #DIV/0! | #DIV/0! | #DIV/0! | #DIV/0! | #DIV/0! | #DIV/0! | #DIV/0! | #DIV/0! | #DIV/0! | #DIV/0! | #DIV/0! | #DIV/0! | #DIV/0! | #DIV/0! | #DIV/0! | #DIV/0! | 5673 | 0 | 0 | 0 | 0 | 0
7 | 14 | 2014 | 195 | 1 | 0.15 | 0 | #DIV/0! | #DIV/0! | #DIV/0! | #DIV/0! | #DIV/0! | #DIV/0! | #DIV/0! | #DIV/0! | #DIV/0! | #DIV/0! | #DIV/0! | #DIV/0! | #DIV/0! | #DIV/0! | #DIV/0! | #DIV/0! | #DIV/0! | #DIV/0! | #DIV/0! | #DIV/0! | 5674 | 0 | 0 | 0 | 0 | 0
7 | 15 | 2014 | 196 | 2 | 0.74 | 0 | #DIV/0! | #DIV/0! | #DIV/0! | #DIV/0! | #DIV/0! | #DIV/0! | #DIV/0! | #DIV/0! | #DIV/0! | #DIV/0! | #DIV/0! | #DIV/0! | #DIV/0! | #DIV/0! | #DIV/0! | #DIV/0! | #DIV/0! | #DIV/0! | #DIV/0! | #DIV/0! | 5675 | 0 | 0 | 0 | 0 | 0
7 | 16 | 2014 | 197 | 3 | 0.525 | 0 | #DIV/0! | #DIV/0! | #DIV/0! | #DIV/0! | #DIV/0! | #DIV/0! | #DIV/0! | #DIV/0! | #DIV/0! | #DIV/0! | #DIV/0! | #DIV/0! | #DIV/0! | #DIV/0! | #DIV/0! | #DIV/0! | #DIV/0! | #DIV/0! | #DIV/0! | #DIV/0! | 5676 | 0 | 0 | 0 | 0 | 0
7 | 17 | 2014 | 198 | 4 | 0.005 | 0 | #DIV/0! | #DIV/0! | #DIV/0! | #DIV/0! | #DIV/0! | #DIV/0! | #DIV/0! | #DIV/0! | #DIV/0! | #DIV/0! | #DIV/0! | #DIV/0! | #DIV/0! | #DIV/0! | #DIV/0! | #DIV/0! | #DIV/0! | #DIV/0! | #DIV/0! | #DIV/0! | 5677 | 0 | 0 | 0 | 0 | 0
7 | 18 | 2014 | 199 | 5 | 0 | 0 | #DIV/0! | #DIV/0! | #DIV/0! | #DIV/0! | #DIV/0! | #DIV/0! | #DIV/0! | #DIV/0! | #DIV/0! | #DIV/0! | #DIV/0! | #DIV/0! | #DIV/0! | #DIV/0! | #DIV/0! | #DIV/0! | #DIV/0! | #DIV/0! | #DIV/0! | #DIV/0! | 5678 | 0 | 0 | 0 | 0 | 0
7 | 19 | 2014 | 200 | 6 | 0 | 0 | #DIV/0! | #DIV/0! | #DIV/0! | #DIV/0! | #DIV/0! | #DIV/0! | #DIV/0! | #DIV/0! | #DIV/0! | #DIV/0! | #DIV/0! | #DIV/0! | #DIV/0! | #DIV/0! | #DIV/0! | #DIV/0! | #DIV/0! | #DIV/0! | #DIV/0! | #DIV/0! | 5679 | 0 | 0 | 0 | 0 | 0
7 | 20 | 2014 | 201 | 7 | 0 | 0 | #DIV/0! | #DIV/0! | #DIV/0! | #DIV/0! | #DIV/0! | #DIV/0! | #DIV/0! | #DIV/0! | #DIV/0! | #DIV/0! | #DIV/0! | #DIV/0! | #DIV/0! | #DIV/0! | #DIV/0! | #DIV/0! | #DIV/0! | #DIV/0! | #DIV/0! | #DIV/0! | 5680 | 0 | 0 | 0 | 0 | 0
7 | 21 | 2014 | 202 | 1 | 0 | 0 | #DIV/0! | #DIV/0! | #DIV/0! | #DIV/0! | #DIV/0! | #DIV/0! | #DIV/0! | #DIV/0! | #DIV/0! | #DIV/0! | #DIV/0! | #DIV/0! | #DIV/0! | #DIV/0! | #DIV/0! | #DIV/0! | #DIV/0! | #DIV/0! | #DIV/0! | #DIV/0! | 5681 | 0 | 0 | 0 | 0 | 0
7 | 22 | 2014 | 203 | 2 | 0 | 0 | #DIV/0! | #DIV/0! | #DIV/0! | #DIV/0! | #DIV/0! | #DIV/0! | #DIV/0! | #DIV/0! | #DIV/0! | #DIV/0! | #DIV/0! | #DIV/0! | #DIV/0! | #DIV/0! | #DIV/0! | #DIV/0! | #DIV/0! | #DIV/0! | #DIV/0! | #DIV/0! | 5682 | 0 | 0 | 0 | 0 | 0
7 | 23 | 2014 | 204 | 3 | 0.03 | 0 | #DIV/0! | #DIV/0! | #DIV/0! | #DIV/0! | #DIV/0! | #DIV/0! | #DIV/0! | #DIV/0! | #DIV/0! | #DIV/0! | #DIV/0! | #DIV/0! | #DIV/0! | #DIV/0! | #DIV/0! | #DIV/0! | #DIV/0! | #DIV/0! | #DIV/0! | #DIV/0! | 5683 | 0 | 0 | 0 | 0 | 0
7 | 24 | 2014 | 205 | 4 | 0.03 | 0 | #DIV/0! | #DIV/0! | #DIV/0! | #DIV/0! | #DIV/0! | #DIV/0! | #DIV/0! | #DIV/0! | #DIV/0! | #DIV/0! | #DIV/0! | #DIV/0! | #DIV/0! | #DIV/0! | #DIV/0! | #DIV/0! | #DIV/0! | #DIV/0! | #DIV/0! | #DIV/0! | 5684 | 0 | 0 | 0 | 0 | 0
7 | 25 | 2014 | 206 | 5 | 0.005 | 0 | #DIV/0! | #DIV/0! | #DIV/0! | #DIV/0! | #DIV/0! | #DIV/0! | #DIV/0! | #DIV/0! | #DIV/0! | #DIV/0! | #DIV/0! | #DIV/0! | #DIV/0! | #DIV/0! | #DIV/0! | #DIV/0! | #DIV/0! | #DIV/0! | #DIV/0! | #DIV/0! | 5685 | 0 | 0 | 0 | 0 | 0
7 | 26 | 2014 | 207 | 6 | 0.0075 | 0 | #DIV/0! | #DIV/0! | #DIV/0! | #DIV/0! | #DIV/0! | #DIV/0! | #DIV/0! | #DIV/0! | #DIV/0! | #DIV/0! | #DIV/0! | #DIV/0! | #DIV/0! | #DIV/0! | #DIV/0! | #DIV/0! | #DIV/0! | #DIV/0! | #DIV/0! | #DIV/0! | 5686 | 0 | 0 | 0 | 0 | 0
7 | 27 | 2014 | 208 | 7 | 0.095 | 0 | #DIV/0! | #DIV/0! | #DIV/0! | #DIV/0! | #DIV/0! | #DIV/0! | #DIV/0! | #DIV/0! | #DIV/0! | #DIV/0! | #DIV/0! | #DIV/0! | #DIV/0! | #DIV/0! | #DIV/0! | #DIV/0! | #DIV/0! | #DIV/0! | #DIV/0! | #DIV/0! | 5687 | 0 | 0 | 0 | 0 | 0
7 | 28 | 2014 | 209 | 1 | 0.0025 | 0 | #DIV/0! | #DIV/0! | #DIV/0! | #DIV/0! | #DIV/0! | #DIV/0! | #DIV/0! | #DIV/0! | #DIV/0! | #DIV/0! | #DIV/0! | #DIV/0! | #DIV/0! | #DIV/0! | #DIV/0! | #DIV/0! | #DIV/0! | #DIV/0! | #DIV/0! | #DIV/0! | 5688 | 0 | 0 | 0 | 0 | 0
7 | 29 | 2014 | 210 | 2 | 0 | 0 | #DIV/0! | #DIV/0! | #DIV/0! | #DIV/0! | #DIV/0! | #DIV/0! | #DIV/0! | #DIV/0! | #DIV/0! | #DIV/0! | #DIV/0! | #DIV/0! | #DIV/0! | #DIV/0! | #DIV/0! | #DIV/0! | #DIV/0! | #DIV/0! | #DIV/0! | #DIV/0! | 5689 | 0 | 0 | 0 | 0 | 0
7 | 30 | 2014 | 211 | 3 | 0 | 0 | #DIV/0! | #DIV/0! | #DIV/0! | #DIV/0! | #DIV/0! | #DIV/0! | #DIV/0! | #DIV/0! | #DIV/0! | #DIV/0! | #DIV/0! | #DIV/0! | #DIV/0! | #DIV/0! | #DIV/0! | #DIV/0! | #DIV/0! | #DIV/0! | #DIV/0! | #DIV/0! | 5690 | 0 | 0 | 0 | 0 | 0
7 | 31 | 2014 | 212 | 4 | 0 | 0 | #DIV/0! | #DIV/0! | #DIV/0! | #DIV/0! | #DIV/0! | #DIV/0! | #DIV/0! | #DIV/0! | #DIV/0! | #DIV/0! | #DIV/0! | #DIV/0! | #DIV/0! | #DIV/0! | #DIV/0! | #DIV/0! | #DIV/0! | #DIV/0! | #DIV/0! | #DIV/0! | 5691 | 0 | 0 | 0 | 0 | 0
8 | 1 | 2014 | 213 | 5 | 0.05 | 0 | #DIV/0! | #DIV/0! | #DIV/0! | #DIV/0! | #DIV/0! | #DIV/0! | #DIV/0! | #DIV/0! | #DIV/0! | #DIV/0! | #DIV/0! | #DIV/0! | #DIV/0! | #DIV/0! | #DIV/0! | #DIV/0! | #DIV/0! | #DIV/0! | #DIV/0! | #DIV/0! | 5692 | 0 | 0 | 0 | 0 | 0
8 | 2 | 2014 | 214 | 6 | 0.1325 | 0 | #DIV/0! | #DIV/0! | #DIV/0! | #DIV/0! | #DIV/0! | #DIV/0! | #DIV/0! | #DIV/0! | #DIV/0! | #DIV/0! | #DIV/0! | #DIV/0! | #DIV/0! | #DIV/0! | #DIV/0! | #DIV/0! | #DIV/0! | #DIV/0! | #DIV/0! | #DIV/0! | 5693 | 0 | 0 | 0 | 0 | 0
8 | 3 | 2014 | 215 | 7 | 0.285 | 0 | #DIV/0! | #DIV/0! | #DIV/0! | #DIV/0! | #DIV/0! | #DIV/0! | #DIV/0! | #DIV/0! | #DIV/0! | #DIV/0! | #DIV/0! | #DIV/0! | #DIV/0! | #DIV/0! | #DIV/0! | #DIV/0! | #DIV/0! | #DIV/0! | #DIV/0! | #DIV/0! | 5694 | 0 | 0 | 0 | 0 | 0
8 | 4 | 2014 | 216 | 1 | 0.08 | 0 | #DIV/0! | #DIV/0! | #DIV/0! | #DIV/0! | #DIV/0! | #DIV/0! | #DIV/0! | #DIV/0! | #DIV/0! | #DIV/0! | #DIV/0! | #DIV/0! | #DIV/0! | #DIV/0! | #DIV/0! | #DIV/0! | #DIV/0! | #DIV/0! | #DIV/0! | #DIV/0! | 5695 | 0 | 0 | 0 | 0 | 0
8 | 5 | 2014 | 217 | 2 | 0.0975 | 0 | #DIV/0! | #DIV/0! | #DIV/0! | #DIV/0! | #DIV/0! | #DIV/0! | #DIV/0! | #DIV/0! | #DIV/0! | #DIV/0! | #DIV/0! | #DIV/0! | #DIV/0! | #DIV/0! | #DIV/0! | #DIV/0! | #DIV/0! | #DIV/0! | #DIV/0! | #DIV/0! | 5696 | 0 | 0 | 0 | 0 | 0
8 | 6 | 2014 | 218 | 3 | 0 | 0 | #DIV/0! | #DIV/0! | #DIV/0! | #DIV/0! | #DIV/0! | #DIV/0! | #DIV/0! | #DIV/0! | #DIV/0! | #DIV/0! | #DIV/0! | #DIV/0! | #DIV/0! | #DIV/0! | #DIV/0! | #DIV/0! | #DIV/0! | #DIV/0! | #DIV/0! | #DIV/0! | 5697 | 0 | 0 | 0 | 0 | 0
8 | 7 | 2014 | 219 | 4 | 0 | 0 | #DIV/0! | #DIV/0! | #DIV/0! | #DIV/0! | #DIV/0! | #DIV/0! | #DIV/0! | #DIV/0! | #DIV/0! | #DIV/0! | #DIV/0! | #DIV/0! | #DIV/0! | #DIV/0! | #DIV/0! | #DIV/0! | #DIV/0! | #DIV/0! | #DIV/0! | #DIV/0! | 5698 | 0 | 0 | 0 | 0 | 0
8 | 8 | 2014 | 220 | 5 | 0 | 0 | #DIV/0! | #DIV/0! | #DIV/0! | #DIV/0! | #DIV/0! | #DIV/0! | #DIV/0! | #DIV/0! | #DIV/0! | #DIV/0! | #DIV/0! | #DIV/0! | #DIV/0! | #DIV/0! | #DIV/0! | #DIV/0! | #DIV/0! | #DIV/0! | #DIV/0! | #DIV/0! | 5699 | 0 | 0 | 0 | 0 | 0
8 | 9 | 2014 | 221 | 6 | 0 | 0 | #DIV/0! | #DIV/0! | #DIV/0! | #DIV/0! | #DIV/0! | #DIV/0! | #DIV/0! | #DIV/0! | #DIV/0! | #DIV/0! | #DIV/0! | #DIV/0! | #DIV/0! | #DIV/0! | #DIV/0! | #DIV/0! | #DIV/0! | #DIV/0! | #DIV/0! | #DIV/0! | 5700 | 0 | 0 | 0 | 0 | 0
8 | 10 | 2014 | 222 | 7 | 0 | 0 | #DIV/0! | #DIV/0! | #DIV/0! | #DIV/0! | #DIV/0! | #DIV/0! | #DIV/0! | #DIV/0! | #DIV/0! | #DIV/0! | #DIV/0! | #DIV/0! | #DIV/0! | #DIV/0! | #DIV/0! | #DIV/0! | #DIV/0! | #DIV/0! | #DIV/0! | #DIV/0! | 5701 | 0 | 0 | 0 | 0 | 0
8 | 11 | 2014 | 223 | 1 | 0.04 | 0 | #DIV/0! | #DIV/0! | #DIV/0! | #DIV/0! | #DIV/0! | #DIV/0! | #DIV/0! | #DIV/0! | #DIV/0! | #DIV/0! | #DIV/0! | #DIV/0! | #DIV/0! | #DIV/0! | #DIV/0! | #DIV/0! | #DIV/0! | #DIV/0! | #DIV/0! | #DIV/0! | 5702 | 0 | 0 | 0 | 0 | 0
8 | 12 | 2014 | 224 | 2 | 2.3225 | 0 | #DIV/0! | #DIV/0! | #DIV/0! | #DIV/0! | #DIV/0! | #DIV/0! | #DIV/0! | #DIV/0! | #DIV/0! | #DIV/0! | #DIV/0! | #DIV/0! | #DIV/0! | #DIV/0! | #DIV/0! | #DIV/0! | #DIV/0! | #DIV/0! | #DIV/0! | #DIV/0! | 5703 | 0 | 0 | 0 | 0 | 0
8 | 13 | 2014 | 225 | 3 | 1.35 | 0 | #DIV/0! | #DIV/0! | #DIV/0! | #DIV/0! | #DIV/0! | #DIV/0! | #DIV/0! | #DIV/0! | #DIV/0! | #DIV/0! | #DIV/0! | #DIV/0! | #DIV/0! | #DIV/0! | #DIV/0! | #DIV/0! | #DIV/0! | #DIV/0! | #DIV/0! | #DIV/0! | 5704 | 0 | 0 | 0 | 0 | 0
8 | 14 | 2014 | 226 | 4 | 0 | 0 | #DIV/0! | #DIV/0! | #DIV/0! | #DIV/0! | #DIV/0! | #DIV/0! | #DIV/0! | #DIV/0! | #DIV/0! | #DIV/0! | #DIV/0! | #DIV/0! | #DIV/0! | #DIV/0! | #DIV/0! | #DIV/0! | #DIV/0! | #DIV/0! | #DIV/0! | #DIV/0! | 5705 | 0 | 0 | 0 | 0 | 0
8 | 15 | 2014 | 227 | 5 | 0 | 0 | #DIV/0! | #DIV/0! | #DIV/0! | #DIV/0! | #DIV/0! | #DIV/0! | #DIV/0! | #DIV/0! | #DIV/0! | #DIV/0! | #DIV/0! | #DIV/0! | #DIV/0! | #DIV/0! | #DIV/0! | #DIV/0! | #DIV/0! | #DIV/0! | #DIV/0! | #DIV/0! | 5706 | 0 | 0 | 0 | 0 | 0
8 | 16 | 2014 | 228 | 6 | 0 | 0 | #DIV/0! | #DIV/0! | #DIV/0! | #DIV/0! | #DIV/0! | #DIV/0! | #DIV/0! | #DIV/0! | #DIV/0! | #DIV/0! | #DIV/0! | #DIV/0! | #DIV/0! | #DIV/0! | #DIV/0! | #DIV/0! | #DIV/0! | #DIV/0! | #DIV/0! | #DIV/0! | 5707 | 0 | 0 | 0 | 0 | 0
8 | 17 | 2014 | 229 | 7 | 0.0075 | 0 | #DIV/0! | #DIV/0! | #DIV/0! | #DIV/0! | #DIV/0! | #DIV/0! | #DIV/0! | #DIV/0! | #DIV/0! | #DIV/0! | #DIV/0! | #DIV/0! | #DIV/0! | #DIV/0! | #DIV/0! | #DIV/0! | #DIV/0! | #DIV/0! | #DIV/0! | #DIV/0! | 5708 | 0 | 0 | 0 | 0 | 0
8 | 18 | 2014 | 230 | 1 | 0 | 0 | #DIV/0! | #DIV/0! | #DIV/0! | #DIV/0! | #DIV/0! | #DIV/0! | #DIV/0! | #DIV/0! | #DIV/0! | #DIV/0! | #DIV/0! | #DIV/0! | #DIV/0! | #DIV/0! | #DIV/0! | #DIV/0! | #DIV/0! | #DIV/0! | #DIV/0! | #DIV/0! | 5709 | 0 | 0 | 0 | 0 | 0
8 | 19 | 2014 | 231 | 2 | 0 | 0 | #DIV/0! | #DIV/0! | #DIV/0! | #DIV/0! | #DIV/0! | #DIV/0! | #DIV/0! | #DIV/0! | #DIV/0! | #DIV/0! | #DIV/0! | #DIV/0! | #DIV/0! | #DIV/0! | #DIV/0! | #DIV/0! | #DIV/0! | #DIV/0! | #DIV/0! | #DIV/0! | 5710 | 0 | 0 | 0 | 0 | 0
8 | 20 | 2014 | 232 | 3 | 0.315 | 0 | #DIV/0! | #DIV/0! | #DIV/0! | #DIV/0! | #DIV/0! | #DIV/0! | #DIV/0! | #DIV/0! | #DIV/0! | #DIV/0! | #DIV/0! | #DIV/0! | #DIV/0! | #DIV/0! | #DIV/0! | #DIV/0! | #DIV/0! | #DIV/0! | #DIV/0! | #DIV/0! | 5711 | 0 | 0 | 0 | 0 | 0
8 | 21 | 2014 | 233 | 4 | 0.415 | 0 | #DIV/0! | #DIV/0! | #DIV/0! | #DIV/0! | #DIV/0! | #DIV/0! | #DIV/0! | #DIV/0! | #DIV/0! | #DIV/0! | #DIV/0! | #DIV/0! | #DIV/0! | #DIV/0! | #DIV/0! | #DIV/0! | #DIV/0! | #DIV/0! | #DIV/0! | #DIV/0! | 5712 | 0 | 0 | 0 | 0 | 0
8 | 22 | 2014 | 234 | 5 | 0.04 | 0 | #DIV/0! | #DIV/0! | #DIV/0! | #DIV/0! | #DIV/0! | #DIV/0! | #DIV/0! | #DIV/0! | #DIV/0! | #DIV/0! | #DIV/0! | #DIV/0! | #DIV/0! | #DIV/0! | #DIV/0! | #DIV/0! | #DIV/0! | #DIV/0! | #DIV/0! | #DIV/0! | 5713 | 0 | 0 | 0 | 0 | 0
8 | 23 | 2014 | 235 | 6 | 0.325 | 0 | #DIV/0! | #DIV/0! | #DIV/0! | #DIV/0! | #DIV/0! | #DIV/0! | #DIV/0! | #DIV/0! | #DIV/0! | #DIV/0! | #DIV/0! | #DIV/0! | #DIV/0! | #DIV/0! | #DIV/0! | #DIV/0! | #DIV/0! | #DIV/0! | #DIV/0! | #DIV/0! | 5714 | 0 | 0 | 0 | 0 | 0
8 | 24 | 2014 | 236 | 7 | 0.05 | 0 | #DIV/0! | #DIV/0! | #DIV/0! | #DIV/0! | #DIV/0! | #DIV/0! | #DIV/0! | #DIV/0! | #DIV/0! | #DIV/0! | #DIV/0! | #DIV/0! | #DIV/0! | #DIV/0! | #DIV/0! | #DIV/0! | #DIV/0! | #DIV/0! | #DIV/0! | #DIV/0! | 5715 | 0 | 0 | 0 | 0 | 0
8 | 25 | 2014 | 237 | 1 | 0.0025 | 0 | #DIV/0! | #DIV/0! | #DIV/0! | #DIV/0! | #DIV/0! | #DIV/0! | #DIV/0! | #DIV/0! | #DIV/0! | #DIV/0! | #DIV/0! | #DIV/0! | #DIV/0! | #DIV/0! | #DIV/0! | #DIV/0! | #DIV/0! | #DIV/0! | #DIV/0! | #DIV/0! | 5716 | 0 | 0 | 0 | 0 | 0
8 | 26 | 2014 | 238 | 2 | 0.0025 | 0 | #DIV/0! | #DIV/0! | #DIV/0! | #DIV/0! | #DIV/0! | #DIV/0! | #DIV/0! | #DIV/0! | #DIV/0! | #DIV/0! | #DIV/0! | #DIV/0! | #DIV/0! | #DIV/0! | #DIV/0! | #DIV/0! | #DIV/0! | #DIV/0! | #DIV/0! | #DIV/0! | 5717 | 0 | 0 | 0 | 0 | 0
8 | 27 | 2014 | 239 | 3 | 0.0025 | 0 | #DIV/0! | #DIV/0! | #DIV/0! | #DIV/0! | #DIV/0! | #DIV/0! | #DIV/0! | #DIV/0! | #DIV/0! | #DIV/0! | #DIV/0! | #DIV/0! | #DIV/0! | #DIV/0! | #DIV/0! | #DIV/0! | #DIV/0! | #DIV/0! | #DIV/0! | #DIV/0! | 5718 | 0 | 0 | 0 | 0 | 0
8 | 28 | 2014 | 240 | 4 | 0 | 0 | #DIV/0! | #DIV/0! | #DIV/0! | #DIV/0! | #DIV/0! | #DIV/0! | #DIV/0! | #DIV/0! | #DIV/0! | #DIV/0! | #DIV/0! | #DIV/0! | #DIV/0! | #DIV/0! | #DIV/0! | #DIV/0! | #DIV/0! | #DIV/0! | #DIV/0! | #DIV/0! | 5719 | 0 | 0 | 0 | 0 | 0
8 | 29 | 2014 | 241 | 5 | 0 | 0 | #DIV/0! | #DIV/0! | #DIV/0! | #DIV/0! | #DIV/0! | #DIV/0! | #DIV/0! | #DIV/0! | #DIV/0! | #DIV/0! | #DIV/0! | #DIV/0! | #DIV/0! | #DIV/0! | #DIV/0! | #DIV/0! | #DIV/0! | #DIV/0! | #DIV/0! | #DIV/0! | 5720 | 0 | 0 | 0 | 0 | 0
8 | 30 | 2014 | 242 | 6 | 0 | 0 | #DIV/0! | #DIV/0! | #DIV/0! | #DIV/0! | #DIV/0! | #DIV/0! | #DIV/0! | #DIV/0! | #DIV/0! | #DIV/0! | #DIV/0! | #DIV/0! | #DIV/0! | #DIV/0! | #DIV/0! | #DIV/0! | #DIV/0! | #DIV/0! | #DIV/0! | #DIV/0! | 5721 | 0 | 0 | 0 | 0 | 0
8 | 31 | 2014 | 243 | 7 | 0.3125 | 0 | #DIV/0! | #DIV/0! | #DIV/0! | #DIV/0! | #DIV/0! | #DIV/0! | #DIV/0! | #DIV/0! | #DIV/0! | #DIV/0! | #DIV/0! | #DIV/0! | #DIV/0! | #DIV/0! | #DIV/0! | #DIV/0! | #DIV/0! | #DIV/0! | #DIV/0! | #DIV/0! | 5722 | 0 | 0 | 0 | 0 | 0
9 | 1 | 2014 | 244 | 1 | 0.23 | 0 | #DIV/0! | #DIV/0! | #DIV/0! | #DIV/0! | #DIV/0! | #DIV/0! | #DIV/0! | #DIV/0! | #DIV/0! | #DIV/0! | #DIV/0! | #DIV/0! | #DIV/0! | #DIV/0! | #DIV/0! | #DIV/0! | #DIV/0! | #DIV/0! | #DIV/0! | #DIV/0! | 5723 | 0 | 0 | 0 | 0 | 0
9 | 2 | 2014 | 245 | 2 | 0.065 | 0 | #DIV/0! | #DIV/0! | #DIV/0! | #DIV/0! | #DIV/0! | #DIV/0! | #DIV/0! | #DIV/0! | #DIV/0! | #DIV/0! | #DIV/0! | #DIV/0! | #DIV/0! | #DIV/0! | #DIV/0! | #DIV/0! | #DIV/0! | #DIV/0! | #DIV/0! | #DIV/0! | 5724 | 0 | 0 | 0 | 0 | 0
9 | 3 | 2014 | 246 | 3 | 0.155 | 0 | #DIV/0! | #DIV/0! | #DIV/0! | #DIV/0! | #DIV/0! | #DIV/0! | #DIV/0! | #DIV/0! | #DIV/0! | #DIV/0! | #DIV/0! | #DIV/0! | #DIV/0! | #DIV/0! | #DIV/0! | #DIV/0! | #DIV/0! | #DIV/0! | #DIV/0! | #DIV/0! | 5725 | 0 | 0 | 0 | 0 | 0
9 | 4 | 2014 | 247 | 4 | 0.005 | 0 | #DIV/0! | #DIV/0! | #DIV/0! | #DIV/0! | #DIV/0! | #DIV/0! | #DIV/0! | #DIV/0! | #DIV/0! | #DIV/0! | #DIV/0! | #DIV/0! | #DIV/0! | #DIV/0! | #DIV/0! | #DIV/0! | #DIV/0! | #DIV/0! | #DIV/0! | #DIV/0! | 5726 | 0 | 0 | 0 | 0 | 0
9 | 5 | 2014 | 248 | 5 | 0 | 0 | #DIV/0! | #DIV/0! | #DIV/0! | #DIV/0! | #DIV/0! | #DIV/0! | #DIV/0! | #DIV/0! | #DIV/0! | #DIV/0! | #DIV/0! | #DIV/0! | #DIV/0! | #DIV/0! | #DIV/0! | #DIV/0! | #DIV/0! | #DIV/0! | #DIV/0! | #DIV/0! | 5727 | 0 | 0 | 0 | 0 | 0
9 | 6 | 2014 | 249 | 6 | 0.19 | 0 | #DIV/0! | #DIV/0! | #DIV/0! | #DIV/0! | #DIV/0! | #DIV/0! | #DIV/0! | #DIV/0! | #DIV/0! | #DIV/0! | #DIV/0! | #DIV/0! | #DIV/0! | #DIV/0! | #DIV/0! | #DIV/0! | #DIV/0! | #DIV/0! | #DIV/0! | #DIV/0! | 5728 | 0 | 0 | 0 | 0 | 0
9 | 7 | 2014 | 250 | 7 | 0.3725 | 0 | #DIV/0! | #DIV/0! | #DIV/0! | #DIV/0! | #DIV/0! | #DIV/0! | #DIV/0! | #DIV/0! | #DIV/0! | #DIV/0! | #DIV/0! | #DIV/0! | #DIV/0! | #DIV/0! | #DIV/0! | #DIV/0! | #DIV/0! | #DIV/0! | #DIV/0! | #DIV/0! | 5729 | 0 | 0 | 0 | 0 | 0
9 | 8 | 2014 | 251 | 1 | 0.0025 | 0 | #DIV/0! | #DIV/0! | #DIV/0! | #DIV/0! | #DIV/0! | #DIV/0! | #DIV/0! | #DIV/0! | #DIV/0! | #DIV/0! | #DIV/0! | #DIV/0! | #DIV/0! | #DIV/0! | #DIV/0! | #DIV/0! | #DIV/0! | #DIV/0! | #DIV/0! | #DIV/0! | 5730 | 0 | 0 | 0 | 0 | 0
9 | 9 | 2014 | 252 | 2 | 0.005 | 0 | #DIV/0! | #DIV/0! | #DIV/0! | #DIV/0! | #DIV/0! | #DIV/0! | #DIV/0! | #DIV/0! | #DIV/0! | #DIV/0! | #DIV/0! | #DIV/0! | #DIV/0! | #DIV/0! | #DIV/0! | #DIV/0! | #DIV/0! | #DIV/0! | #DIV/0! | #DIV/0! | 5731 | 0 | 0 | 0 | 0 | 0
9 | 10 | 2014 | 253 | 3 | 0.0025 | 0 | #DIV/0! | #DIV/0! | #DIV/0! | #DIV/0! | #DIV/0! | #DIV/0! | #DIV/0! | #DIV/0! | #DIV/0! | #DIV/0! | #DIV/0! | #DIV/0! | #DIV/0! | #DIV/0! | #DIV/0! | #DIV/0! | #DIV/0! | #DIV/0! | #DIV/0! | #DIV/0! | 5732 | 0 | 0 | 0 | 0 | 0
9 | 11 | 2014 | 254 | 4 | 0 | 0 | #DIV/0! | #DIV/0! | #DIV/0! | #DIV/0! | #DIV/0! | #DIV/0! | #DIV/0! | #DIV/0! | #DIV/0! | #DIV/0! | #DIV/0! | #DIV/0! | #DIV/0! | #DIV/0! | #DIV/0! | #DIV/0! | #DIV/0! | #DIV/0! | #DIV/0! | #DIV/0! | 5733 | 0 | 0 | 0 | 0 | 0
9 | 12 | 2014 | 255 | 5 | 0.0475 | 0 | #DIV/0! | #DIV/0! | #DIV/0! | #DIV/0! | #DIV/0! | #DIV/0! | #DIV/0! | #DIV/0! | #DIV/0! | #DIV/0! | #DIV/0! | #DIV/0! | #DIV/0! | #DIV/0! | #DIV/0! | #DIV/0! | #DIV/0! | #DIV/0! | #DIV/0! | #DIV/0! | 5734 | 0 | 0 | 0 | 0 | 0
9 | 13 | 2014 | 256 | 6 | 0.1125 | 0 | #DIV/0! | #DIV/0! | #DIV/0! | #DIV/0! | #DIV/0! | #DIV/0! | #DIV/0! | #DIV/0! | #DIV/0! | #DIV/0! | #DIV/0! | #DIV/0! | #DIV/0! | #DIV/0! | #DIV/0! | #DIV/0! | #DIV/0! | #DIV/0! | #DIV/0! | #DIV/0! | 5735 | 0 | 0 | 0 | 0 | 0
9 | 14 | 2014 | 257 | 7 | 0.0775 | 0 | #DIV/0! | #DIV/0! | #DIV/0! | #DIV/0! | #DIV/0! | #DIV/0! | #DIV/0! | #DIV/0! | #DIV/0! | #DIV/0! | #DIV/0! | #DIV/0! | #DIV/0! | #DIV/0! | #DIV/0! | #DIV/0! | #DIV/0! | #DIV/0! | #DIV/0! | #DIV/0! | 5736 | 0 | 0 | 0 | 0 | 0
9 | 15 | 2014 | 258 | 1 | 0.0025 | 0 | #DIV/0! | #DIV/0! | #DIV/0! | #DIV/0! | #DIV/0! | #DIV/0! | #DIV/0! | #DIV/0! | #DIV/0! | #DIV/0! | #DIV/0! | #DIV/0! | #DIV/0! | #DIV/0! | #DIV/0! | #DIV/0! | #DIV/0! | #DIV/0! | #DIV/0! | #DIV/0! | 5737 | 0 | 0 | 0 | 0 | 0
9 | 16 | 2014 | 259 | 2 | 0.0075 | 0 | #DIV/0! | #DIV/0! | #DIV/0! | #DIV/0! | #DIV/0! | #DIV/0! | #DIV/0! | #DIV/0! | #DIV/0! | #DIV/0! | #DIV/0! | #DIV/0! | #DIV/0! | #DIV/0! | #DIV/0! | #DIV/0! | #DIV/0! | #DIV/0! | #DIV/0! | #DIV/0! | 5738 | 0 | 0 | 0 | 0 | 0
9 | 17 | 2014 | 260 | 3 | 0.0025 | 0 | #DIV/0! | #DIV/0! | #DIV/0! | #DIV/0! | #DIV/0! | #DIV/0! | #DIV/0! | #DIV/0! | #DIV/0! | #DIV/0! | #DIV/0! | #DIV/0! | #DIV/0! | #DIV/0! | #DIV/0! | #DIV/0! | #DIV/0! | #DIV/0! | #DIV/0! | #DIV/0! | 5739 | 0 | 0 | 0 | 0 | 0
9 | 18 | 2014 | 261 | 4 | 0.0025 | 0 | #DIV/0! | #DIV/0! | #DIV/0! | #DIV/0! | #DIV/0! | #DIV/0! | #DIV/0! | #DIV/0! | #DIV/0! | #DIV/0! | #DIV/0! | #DIV/0! | #DIV/0! | #DIV/0! | #DIV/0! | #DIV/0! | #DIV/0! | #DIV/0! | #DIV/0! | #DIV/0! | 5740 | 0 | 0 | 0 | 0 | 0
9 | 19 | 2014 | 262 | 5 | 0 | 0 | #DIV/0! | #DIV/0! | #DIV/0! | #DIV/0! | #DIV/0! | #DIV/0! | #DIV/0! | #DIV/0! | #DIV/0! | #DIV/0! | #DIV/0! | #DIV/0! | #DIV/0! | #DIV/0! | #DIV/0! | #DIV/0! | #DIV/0! | #DIV/0! | #DIV/0! | #DIV/0! | 5741 | 0 | 0 | 0 | 0 | 0
9 | 20 | 2014 | 263 | 6 | 0.0025 | 0 | #DIV/0! | #DIV/0! | #DIV/0! | #DIV/0! | #DIV/0! | #DIV/0! | #DIV/0! | #DIV/0! | #DIV/0! | #DIV/0! | #DIV/0! | #DIV/0! | #DIV/0! | #DIV/0! | #DIV/0! | #DIV/0! | #DIV/0! | #DIV/0! | #DIV/0! | #DIV/0! | 5742 | 0 | 0 | 0 | 0 | 0
9 | 21 | 2014 | 264 | 7 | 0 | 0 | #DIV/0! | #DIV/0! | #DIV/0! | #DIV/0! | #DIV/0! | #DIV/0! | #DIV/0! | #DIV/0! | #DIV/0! | #DIV/0! | #DIV/0! | #DIV/0! | #DIV/0! | #DIV/0! | #DIV/0! | #DIV/0! | #DIV/0! | #DIV/0! | #DIV/0! | #DIV/0! | 5743 | 0 | 0 | 0 | 0 | 0
9 | 22 | 2014 | 265 | 1 | 0 | 0 | #DIV/0! | #DIV/0! | #DIV/0! | #DIV/0! | #DIV/0! | #DIV/0! | #DIV/0! | #DIV/0! | #DIV/0! | #DIV/0! | #DIV/0! | #DIV/0! | #DIV/0! | #DIV/0! | #DIV/0! | #DIV/0! | #DIV/0! | #DIV/0! | #DIV/0! | #DIV/0! | 5744 | 0 | 0 | 0 | 0 | 0
9 | 23 | 2014 | 266 | 2 | 0 | 0 | #DIV/0! | #DIV/0! | #DIV/0! | #DIV/0! | #DIV/0! | #DIV/0! | #DIV/0! | #DIV/0! | #DIV/0! | #DIV/0! | #DIV/0! | #DIV/0! | #DIV/0! | #DIV/0! | #DIV/0! | #DIV/0! | #DIV/0! | #DIV/0! | #DIV/0! | #DIV/0! | 5745 | 0 | 0 | 0 | 0 | 0
9 | 24 | 2014 | 267 | 3 | 0.0325 | 0 | #DIV/0! | #DIV/0! | #DIV/0! | #DIV/0! | #DIV/0! | #DIV/0! | #DIV/0! | #DIV/0! | #DIV/0! | #DIV/0! | #DIV/0! | #DIV/0! | #DIV/0! | #DIV/0! | #DIV/0! | #DIV/0! | #DIV/0! | #DIV/0! | #DIV/0! | #DIV/0! | 5746 | 0 | 0 | 0 | 0 | 0
9 | 25 | 2014 | 268 | 4 | 0.7525 | 0 | #DIV/0! | #DIV/0! | #DIV/0! | #DIV/0! | #DIV/0! | #DIV/0! | #DIV/0! | #DIV/0! | #DIV/0! | #DIV/0! | #DIV/0! | #DIV/0! | #DIV/0! | #DIV/0! | #DIV/0! | #DIV/0! | #DIV/0! | #DIV/0! | #DIV/0! | #DIV/0! | 5747 | 0 | 0 | 0 | 0 | 0
9 | 26 | 2014 | 269 | 5 | 0.01 | 0 | #DIV/0! | #DIV/0! | #DIV/0! | #DIV/0! | #DIV/0! | #DIV/0! | #DIV/0! | #DIV/0! | #DIV/0! | #DIV/0! | #DIV/0! | #DIV/0! | #DIV/0! | #DIV/0! | #DIV/0! | #DIV/0! | #DIV/0! | #DIV/0! | #DIV/0! | #DIV/0! | 5748 | 0 | 0 | 0 | 0 | 0
9 | 27 | 2014 | 270 | 6 | 0.0025 | 0 | #DIV/0! | #DIV/0! | #DIV/0! | #DIV/0! | #DIV/0! | #DIV/0! | #DIV/0! | #DIV/0! | #DIV/0! | #DIV/0! | #DIV/0! | #DIV/0! | #DIV/0! | #DIV/0! | #DIV/0! | #DIV/0! | #DIV/0! | #DIV/0! | #DIV/0! | #DIV/0! | 5749 | 0 | 0 | 0 | 0 | 0
9 | 28 | 2014 | 271 | 7 | 0.0025 | 0 | #DIV/0! | #DIV/0! | #DIV/0! | #DIV/0! | #DIV/0! | #DIV/0! | #DIV/0! | #DIV/0! | #DIV/0! | #DIV/0! | #DIV/0! | #DIV/0! | #DIV/0! | #DIV/0! | #DIV/0! | #DIV/0! | #DIV/0! | #DIV/0! | #DIV/0! | #DIV/0! | 5750 | 0 | 0 | 0 | 0 | 0
9 | 29 | 2014 | 272 | 1 | 0.005 | 0 | #DIV/0! | #DIV/0! | #DIV/0! | #DIV/0! | #DIV/0! | #DIV/0! | #DIV/0! | #DIV/0! | #DIV/0! | #DIV/0! | #DIV/0! | #DIV/0! | #DIV/0! | #DIV/0! | #DIV/0! | #DIV/0! | #DIV/0! | #DIV/0! | #DIV/0! | #DIV/0! | 5751 | 0 | 0 | 0 | 0 | 0
9 | 30 | 2014 | 273 | 2 | 0.2425 | 0 | #DIV/0! | #DIV/0! | #DIV/0! | #DIV/0! | #DIV/0! | #DIV/0! | #DIV/0! | #DIV/0! | #DIV/0! | #DIV/0! | #DIV/0! | #DIV/0! | #DIV/0! | #DIV/0! | #DIV/0! | #DIV/0! | #DIV/0! | #DIV/0! | #DIV/0! | #DIV/0! | 5752 | 0 | 0 | 0 | 0 | 0
10 | 1 | 2014 | 274 | 3 | 0.0275 | 0 | #DIV/0! | #DIV/0! | #DIV/0! | #DIV/0! | #DIV/0! | #DIV/0! | #DIV/0! | #DIV/0! | #DIV/0! | #DIV/0! | #DIV/0! | #DIV/0! | #DIV/0! | #DIV/0! | #DIV/0! | #DIV/0! | #DIV/0! | #DIV/0! | #DIV/0! | #DIV/0! | 5753 | 0 | 0 | 0 | 0 | 0
10 | 2 | 2014 | 275 | 4 | 0.0025 | 0 | #DIV/0! | #DIV/0! | #DIV/0! | #DIV/0! | #DIV/0! | #DIV/0! | #DIV/0! | #DIV/0! | #DIV/0! | #DIV/0! | #DIV/0! | #DIV/0! | #DIV/0! | #DIV/0! | #DIV/0! | #DIV/0! | #DIV/0! | #DIV/0! | #DIV/0! | #DIV/0! | 5754 | 0 | 0 | 0 | 0 | 0
10 | 3 | 2014 | 276 | 5 | 0.0775 | 0 | #DIV/0! | #DIV/0! | #DIV/0! | #DIV/0! | #DIV/0! | #DIV/0! | #DIV/0! | #DIV/0! | #DIV/0! | #DIV/0! | #DIV/0! | #DIV/0! | #DIV/0! | #DIV/0! | #DIV/0! | #DIV/0! | #DIV/0! | #DIV/0! | #DIV/0! | #DIV/0! | 5755 | 0 | 0 | 0 | 0 | 0
10 | 4 | 2014 | 277 | 6 | 0.1225 | 0 | #DIV/0! | #DIV/0! | #DIV/0! | #DIV/0! | #DIV/0! | #DIV/0! | #DIV/0! | #DIV/0! | #DIV/0! | #DIV/0! | #DIV/0! | #DIV/0! | #DIV/0! | #DIV/0! | #DIV/0! | #DIV/0! | #DIV/0! | #DIV/0! | #DIV/0! | #DIV/0! | 5756 | 0 | 0 | 0 | 0 | 0
10 | 5 | 2014 | 278 | 7 | 0.01 | 0 | #DIV/0! | #DIV/0! | #DIV/0! | #DIV/0! | #DIV/0! | #DIV/0! | #DIV/0! | #DIV/0! | #DIV/0! | #DIV/0! | #DIV/0! | #DIV/0! | #DIV/0! | #DIV/0! | #DIV/0! | #DIV/0! | #DIV/0! | #DIV/0! | #DIV/0! | #DIV/0! | 5757 | 0 | 0 | 0 | 0 | 0
10 | 6 | 2014 | 279 | 1 | 0.0025 | 0 | #DIV/0! | #DIV/0! | #DIV/0! | #DIV/0! | #DIV/0! | #DIV/0! | #DIV/0! | #DIV/0! | #DIV/0! | #DIV/0! | #DIV/0! | #DIV/0! | #DIV/0! | #DIV/0! | #DIV/0! | #DIV/0! | #DIV/0! | #DIV/0! | #DIV/0! | #DIV/0! | 5758 | 0 | 0 | 0 | 0 | 0
10 | 7 | 2014 | 280 | 2 | 0.245 | 0 | #DIV/0! | #DIV/0! | #DIV/0! | #DIV/0! | #DIV/0! | #DIV/0! | #DIV/0! | #DIV/0! | #DIV/0! | #DIV/0! | #DIV/0! | #DIV/0! | #DIV/0! | #DIV/0! | #DIV/0! | #DIV/0! | #DIV/0! | #DIV/0! | #DIV/0! | #DIV/0! | 5759 | 0 | 0 | 0 | 0 | 0
10 | 8 | 2014 | 281 | 3 | 0.0825 | 0 | #DIV/0! | #DIV/0! | #DIV/0! | #DIV/0! | #DIV/0! | #DIV/0! | #DIV/0! | #DIV/0! | #DIV/0! | #DIV/0! | #DIV/0! | #DIV/0! | #DIV/0! | #DIV/0! | #DIV/0! | #DIV/0! | #DIV/0! | #DIV/0! | #DIV/0! | #DIV/0! | 5760 | 0 | 0 | 0 | 0 | 0
10 | 9 | 2014 | 282 | 4 | 0.0025 | 0 | #DIV/0! | #DIV/0! | #DIV/0! | #DIV/0! | #DIV/0! | #DIV/0! | #DIV/0! | #DIV/0! | #DIV/0! | #DIV/0! | #DIV/0! | #DIV/0! | #DIV/0! | #DIV/0! | #DIV/0! | #DIV/0! | #DIV/0! | #DIV/0! | #DIV/0! | #DIV/0! | 5761 | 0 | 0 | 0 | 0 | 0
10 | 10 | 2014 | 283 | 5 | 0.0275 | 0 | #DIV/0! | #DIV/0! | #DIV/0! | #DIV/0! | #DIV/0! | #DIV/0! | #DIV/0! | #DIV/0! | #DIV/0! | #DIV/0! | #DIV/0! | #DIV/0! | #DIV/0! | #DIV/0! | #DIV/0! | #DIV/0! | #DIV/0! | #DIV/0! | #DIV/0! | #DIV/0! | 5762 | 0 | 0 | 0 | 0 | 0
10 | 11 | 2014 | 284 | 6 | 0.405 | 0 | #DIV/0! | #DIV/0! | #DIV/0! | #DIV/0! | #DIV/0! | #DIV/0! | #DIV/0! | #DIV/0! | #DIV/0! | #DIV/0! | #DIV/0! | #DIV/0! | #DIV/0! | #DIV/0! | #DIV/0! | #DIV/0! | #DIV/0! | #DIV/0! | #DIV/0! | #DIV/0! | 5763 | 0 | 0 | 0 | 0 | 0
10 | 12 | 2014 | 285 | 7 | 0.025 | 0 | #DIV/0! | #DIV/0! | #DIV/0! | #DIV/0! | #DIV/0! | #DIV/0! | #DIV/0! | #DIV/0! | #DIV/0! | #DIV/0! | #DIV/0! | #DIV/0! | #DIV/0! | #DIV/0! | #DIV/0! | #DIV/0! | #DIV/0! | #DIV/0! | #DIV/0! | #DIV/0! | 5764 | 0 | 0 | 0 | 0 | 0
10 | 13 | 2014 | 286 | 1 | 0.045 | 0 | #DIV/0! | #DIV/0! | #DIV/0! | #DIV/0! | #DIV/0! | #DIV/0! | #DIV/0! | #DIV/0! | #DIV/0! | #DIV/0! | #DIV/0! | #DIV/0! | #DIV/0! | #DIV/0! | #DIV/0! | #DIV/0! | #DIV/0! | #DIV/0! | #DIV/0! | #DIV/0! | 5765 | 0 | 0 | 0 | 0 | 0
10 | 14 | 2014 | 287 | 2 | 0.0275 | 0 | #DIV/0! | #DIV/0! | #DIV/0! | #DIV/0! | #DIV/0! | #DIV/0! | #DIV/0! | #DIV/0! | #DIV/0! | #DIV/0! | #DIV/0! | #DIV/0! | #DIV/0! | #DIV/0! | #DIV/0! | #DIV/0! | #DIV/0! | #DIV/0! | #DIV/0! | #DIV/0! | 5766 | 0 | 0 | 0 | 0 | 0
10 | 15 | 2014 | 288 | 3 | 0.9975 | 0 | #DIV/0! | #DIV/0! | #DIV/0! | #DIV/0! | #DIV/0! | #DIV/0! | #DIV/0! | #DIV/0! | #DIV/0! | #DIV/0! | #DIV/0! | #DIV/0! | #DIV/0! | #DIV/0! | #DIV/0! | #DIV/0! | #DIV/0! | #DIV/0! | #DIV/0! | #DIV/0! | 5767 | 0 | 0 | 0 | 0 | 0
10 | 16 | 2014 | 289 | 4 | 0.3575 | 0 | #DIV/0! | #DIV/0! | #DIV/0! | #DIV/0! | #DIV/0! | #DIV/0! | #DIV/0! | #DIV/0! | #DIV/0! | #DIV/0! | #DIV/0! | #DIV/0! | #DIV/0! | #DIV/0! | #DIV/0! | #DIV/0! | #DIV/0! | #DIV/0! | #DIV/0! | #DIV/0! | 5768 | 0 | 0 | 0 | 0 | 0
10 | 17 | 2014 | 290 | 5 | 0.005 | 0 | #DIV/0! | #DIV/0! | #DIV/0! | #DIV/0! | #DIV/0! | #DIV/0! | #DIV/0! | #DIV/0! | #DIV/0! | #DIV/0! | #DIV/0! | #DIV/0! | #DIV/0! | #DIV/0! | #DIV/0! | #DIV/0! | #DIV/0! | #DIV/0! | #DIV/0! | #DIV/0! | 5769 | 0 | 0 | 0 | 0 | 0
10 | 18 | 2014 | 291 | 6 | 0.0025 | 0 | #DIV/0! | #DIV/0! | #DIV/0! | #DIV/0! | #DIV/0! | #DIV/0! | #DIV/0! | #DIV/0! | #DIV/0! | #DIV/0! | #DIV/0! | #DIV/0! | #DIV/0! | #DIV/0! | #DIV/0! | #DIV/0! | #DIV/0! | #DIV/0! | #DIV/0! | #DIV/0! | 5770 | 0 | 0 | 0 | 0 | 0
10 | 19 | 2014 | 292 | 7 | 0.0025 | 0 | #DIV/0! | #DIV/0! | #DIV/0! | #DIV/0! | #DIV/0! | #DIV/0! | #DIV/0! | #DIV/0! | #DIV/0! | #DIV/0! | #DIV/0! | #DIV/0! | #DIV/0! | #DIV/0! | #DIV/0! | #DIV/0! | #DIV/0! | #DIV/0! | #DIV/0! | #DIV/0! | 5771 | 0 | 0 | 0 | 0 | 0
10 | 20 | 2014 | 293 | 1 | 0.0025 | 0 | #DIV/0! | #DIV/0! | #DIV/0! | #DIV/0! | #DIV/0! | #DIV/0! | #DIV/0! | #DIV/0! | #DIV/0! | #DIV/0! | #DIV/0! | #DIV/0! | #DIV/0! | #DIV/0! | #DIV/0! | #DIV/0! | #DIV/0! | #DIV/0! | #DIV/0! | #DIV/0! | 5772 | 0 | 0 | 0 | 0 | 0
10 | 21 | 2014 | 294 | 2 | 0.32 | 0 | #DIV/0! | #DIV/0! | #DIV/0! | #DIV/0! | #DIV/0! | #DIV/0! | #DIV/0! | #DIV/0! | #DIV/0! | #DIV/0! | #DIV/0! | #DIV/0! | #DIV/0! | #DIV/0! | #DIV/0! | #DIV/0! | #DIV/0! | #DIV/0! | #DIV/0! | #DIV/0! | 5773 | 0 | 0 | 0 | 0 | 0
10 | 22 | 2014 | 295 | 3 | 0.6175 | 0 | #DIV/0! | #DIV/0! | #DIV/0! | #DIV/0! | #DIV/0! | #DIV/0! | #DIV/0! | #DIV/0! | #DIV/0! | #DIV/0! | #DIV/0! | #DIV/0! | #DIV/0! | #DIV/0! | #DIV/0! | #DIV/0! | #DIV/0! | #DIV/0! | #DIV/0! | #DIV/0! | 5774 | 0 | 0 | 0 | 0 | 0
10 | 23 | 2014 | 296 | 4 | 0.1675 | 0 | #DIV/0! | #DIV/0! | #DIV/0! | #DIV/0! | #DIV/0! | #DIV/0! | #DIV/0! | #DIV/0! | #DIV/0! | #DIV/0! | #DIV/0! | #DIV/0! | #DIV/0! | #DIV/0! | #DIV/0! | #DIV/0! | #DIV/0! | #DIV/0! | #DIV/0! | #DIV/0! | 5775 | 0 | 0 | 0 | 0 | 0
10 | 24 | 2014 | 297 | 5 | 0.0025 | 0 | #DIV/0! | #DIV/0! | #DIV/0! | #DIV/0! | #DIV/0! | #DIV/0! | #DIV/0! | #DIV/0! | #DIV/0! | #DIV/0! | #DIV/0! | #DIV/0! | #DIV/0! | #DIV/0! | #DIV/0! | #DIV/0! | #DIV/0! | #DIV/0! | #DIV/0! | #DIV/0! | 5776 | 0 | 0 | 0 | 0 | 0
10 | 25 | 2014 | 298 | 6 | 0 | 0 | #DIV/0! | #DIV/0! | #DIV/0! | #DIV/0! | #DIV/0! | #DIV/0! | #DIV/0! | #DIV/0! | #DIV/0! | #DIV/0! | #DIV/0! | #DIV/0! | #DIV/0! | #DIV/0! | #DIV/0! | #DIV/0! | #DIV/0! | #DIV/0! | #DIV/0! | #DIV/0! | 5777 | 0 | 0 | 0 | 0 | 0
10 | 26 | 2014 | 299 | 7 | 0 | 0 | #DIV/0! | #DIV/0! | #DIV/0! | #DIV/0! | #DIV/0! | #DIV/0! | #DIV/0! | #DIV/0! | #DIV/0! | #DIV/0! | #DIV/0! | #DIV/0! | #DIV/0! | #DIV/0! | #DIV/0! | #DIV/0! | #DIV/0! | #DIV/0! | #DIV/0! | #DIV/0! | 5778 | 0 | 0 | 0 | 0 | 0
10 | 27 | 2014 | 300 | 1 | 0 | 0 | #DIV/0! | #DIV/0! | #DIV/0! | #DIV/0! | #DIV/0! | #DIV/0! | #DIV/0! | #DIV/0! | #DIV/0! | #DIV/0! | #DIV/0! | #DIV/0! | #DIV/0! | #DIV/0! | #DIV/0! | #DIV/0! | #DIV/0! | #DIV/0! | #DIV/0! | #DIV/0! | 5779 | 0 | 0 | 0 | 0 | 0
10 | 28 | 2014 | 301 | 2 | 0 | 0 | #DIV/0! | #DIV/0! | #DIV/0! | #DIV/0! | #DIV/0! | #DIV/0! | #DIV/0! | #DIV/0! | #DIV/0! | #DIV/0! | #DIV/0! | #DIV/0! | #DIV/0! | #DIV/0! | #DIV/0! | #DIV/0! | #DIV/0! | #DIV/0! | #DIV/0! | #DIV/0! | 5780 | 0 | 0 | 0 | 0 | 0
10 | 29 | 2014 | 302 | 3 | 0.0325 | 0 | #DIV/0! | #DIV/0! | #DIV/0! | #DIV/0! | #DIV/0! | #DIV/0! | #DIV/0! | #DIV/0! | #DIV/0! | #DIV/0! | #DIV/0! | #DIV/0! | #DIV/0! | #DIV/0! | #DIV/0! | #DIV/0! | #DIV/0! | #DIV/0! | #DIV/0! | #DIV/0! | 5781 | 0 | 0 | 0 | 0 | 0
10 | 30 | 2014 | 303 | 4 | 0.0075 | 0 | #DIV/0! | #DIV/0! | #DIV/0! | #DIV/0! | #DIV/0! | #DIV/0! | #DIV/0! | #DIV/0! | #DIV/0! | #DIV/0! | #DIV/0! | #DIV/0! | #DIV/0! | #DIV/0! | #DIV/0! | #DIV/0! | #DIV/0! | #DIV/0! | #DIV/0! | #DIV/0! | 5782 | 0 | 0 | 0 | 0 | 0
10 | 31 | 2014 | 304 | 5 | 0.0025 | 0 | #DIV/0! | #DIV/0! | #DIV/0! | #DIV/0! | #DIV/0! | #DIV/0! | #DIV/0! | #DIV/0! | #DIV/0! | #DIV/0! | #DIV/0! | #DIV/0! | #DIV/0! | #DIV/0! | #DIV/0! | #DIV/0! | #DIV/0! | #DIV/0! | #DIV/0! | #DIV/0! | 5783 | 0 | 0 | 0 | 0 | 0
11 | 1 | 2014 | 305 | 6 | 0.0275 | 0 | #DIV/0! | #DIV/0! | #DIV/0! | #DIV/0! | #DIV/0! | #DIV/0! | #DIV/0! | #DIV/0! | #DIV/0! | #DIV/0! | #DIV/0! | #DIV/0! | #DIV/0! | #DIV/0! | #DIV/0! | #DIV/0! | #DIV/0! | #DIV/0! | #DIV/0! | #DIV/0! | 5784 | 0 | 0 | 0 | 0 | 0
11 | 2 | 2014 | 306 | 7 | 0 | 0 | #DIV/0! | #DIV/0! | #DIV/0! | #DIV/0! | #DIV/0! | #DIV/0! | #DIV/0! | #DIV/0! | #DIV/0! | #DIV/0! | #DIV/0! | #DIV/0! | #DIV/0! | #DIV/0! | #DIV/0! | #DIV/0! | #DIV/0! | #DIV/0! | #DIV/0! | #DIV/0! | 5785 | 0 | 0 | 0 | 0 | 0
11 | 3 | 2014 | 307 | 1 | 0 | 0 | #DIV/0! | #DIV/0! | #DIV/0! | #DIV/0! | #DIV/0! | #DIV/0! | #DIV/0! | #DIV/0! | #DIV/0! | #DIV/0! | #DIV/0! | #DIV/0! | #DIV/0! | #DIV/0! | #DIV/0! | #DIV/0! | #DIV/0! | #DIV/0! | #DIV/0! | #DIV/0! | 5786 | 0 | 0 | 0 | 0 | 0
11 | 4 | 2014 | 308 | 2 | 0 | 0 | #DIV/0! | #DIV/0! | #DIV/0! | #DIV/0! | #DIV/0! | #DIV/0! | #DIV/0! | #DIV/0! | #DIV/0! | #DIV/0! | #DIV/0! | #DIV/0! | #DIV/0! | #DIV/0! | #DIV/0! | #DIV/0! | #DIV/0! | #DIV/0! | #DIV/0! | #DIV/0! | 5787 | 0 | 0 | 0 | 0 | 0
11 | 5 | 2014 | 309 | 3 | 0.0225 | 0 | #DIV/0! | #DIV/0! | #DIV/0! | #DIV/0! | #DIV/0! | #DIV/0! | #DIV/0! | #DIV/0! | #DIV/0! | #DIV/0! | #DIV/0! | #DIV/0! | #DIV/0! | #DIV/0! | #DIV/0! | #DIV/0! | #DIV/0! | #DIV/0! | #DIV/0! | #DIV/0! | 5788 | 0 | 0 | 0 | 0 | 0
11 | 6 | 2014 | 310 | 4 | 0.39 | 0 | #DIV/0! | #DIV/0! | #DIV/0! | #DIV/0! | #DIV/0! | #DIV/0! | #DIV/0! | #DIV/0! | #DIV/0! | #DIV/0! | #DIV/0! | #DIV/0! | #DIV/0! | #DIV/0! | #DIV/0! | #DIV/0! | #DIV/0! | #DIV/0! | #DIV/0! | #DIV/0! | 5789 | 0 | 0 | 0 | 0 | 0
11 | 7 | 2014 | 311 | 5 | 0.09 | 0 | #DIV/0! | #DIV/0! | #DIV/0! | #DIV/0! | #DIV/0! | #DIV/0! | #DIV/0! | #DIV/0! | #DIV/0! | #DIV/0! | #DIV/0! | #DIV/0! | #DIV/0! | #DIV/0! | #DIV/0! | #DIV/0! | #DIV/0! | #DIV/0! | #DIV/0! | #DIV/0! | 5790 | 0 | 0 | 0 | 0 | 0
11 | 8 | 2014 | 312 | 6 | 0.0025 | 0 | #DIV/0! | #DIV/0! | #DIV/0! | #DIV/0! | #DIV/0! | #DIV/0! | #DIV/0! | #DIV/0! | #DIV/0! | #DIV/0! | #DIV/0! | #DIV/0! | #DIV/0! | #DIV/0! | #DIV/0! | #DIV/0! | #DIV/0! | #DIV/0! | #DIV/0! | #DIV/0! | 5791 | 0 | 0 | 0 | 0 | 0
11 | 9 | 2014 | 313 | 7 | 0 | 0 | #DIV/0! | #DIV/0! | #DIV/0! | #DIV/0! | #DIV/0! | #DIV/0! | #DIV/0! | #DIV/0! | #DIV/0! | #DIV/0! | #DIV/0! | #DIV/0! | #DIV/0! | #DIV/0! | #DIV/0! | #DIV/0! | #DIV/0! | #DIV/0! | #DIV/0! | #DIV/0! | 5792 | 0 | 0 | 0 | 0 | 0
11 | 10 | 2014 | 314 | 1 | 0 | 0 | #DIV/0! | #DIV/0! | #DIV/0! | #DIV/0! | #DIV/0! | #DIV/0! | #DIV/0! | #DIV/0! | #DIV/0! | #DIV/0! | #DIV/0! | #DIV/0! | #DIV/0! | #DIV/0! | #DIV/0! | #DIV/0! | #DIV/0! | #DIV/0! | #DIV/0! | #DIV/0! | 5793 | 0 | 0 | 0 | 0 | 0
11 | 11 | 2014 | 315 | 2 | 0 | 0 | #DIV/0! | #DIV/0! | #DIV/0! | #DIV/0! | #DIV/0! | #DIV/0! | #DIV/0! | #DIV/0! | #DIV/0! | #DIV/0! | #DIV/0! | #DIV/0! | #DIV/0! | #DIV/0! | #DIV/0! | #DIV/0! | #DIV/0! | #DIV/0! | #DIV/0! | #DIV/0! | 5794 | 0 | 0 | 0 | 0 | 0
11 | 12 | 2014 | 316 | 3 | 0 | 0 | #DIV/0! | #DIV/0! | #DIV/0! | #DIV/0! | #DIV/0! | #DIV/0! | #DIV/0! | #DIV/0! | #DIV/0! | #DIV/0! | #DIV/0! | #DIV/0! | #DIV/0! | #DIV/0! | #DIV/0! | #DIV/0! | #DIV/0! | #DIV/0! | #DIV/0! | #DIV/0! | 5795 | 0 | 0 | 0 | 0 | 0
11 | 13 | 2014 | 317 | 4 | 0.0175 | 0 | #DIV/0! | #DIV/0! | #DIV/0! | #DIV/0! | #DIV/0! | #DIV/0! | #DIV/0! | #DIV/0! | #DIV/0! | #DIV/0! | #DIV/0! | #DIV/0! | #DIV/0! | #DIV/0! | #DIV/0! | #DIV/0! | #DIV/0! | #DIV/0! | #DIV/0! | #DIV/0! | 5796 | 0 | 0 | 0 | 0 | 0
11 | 14 | 2014 | 318 | 5 | 0.0125 | 0 | #DIV/0! | #DIV/0! | #DIV/0! | #DIV/0! | #DIV/0! | #DIV/0! | #DIV/0! | #DIV/0! | #DIV/0! | #DIV/0! | #DIV/0! | #DIV/0! | #DIV/0! | #DIV/0! | #DIV/0! | #DIV/0! | #DIV/0! | #DIV/0! | #DIV/0! | #DIV/0! | 5797 | 0 | 0 | 0 | 0 | 0
11 | 15 | 2014 | 319 | 6 | 0.0025 | 0 | #DIV/0! | #DIV/0! | #DIV/0! | #DIV/0! | #DIV/0! | #DIV/0! | #DIV/0! | #DIV/0! | #DIV/0! | #DIV/0! | #DIV/0! | #DIV/0! | #DIV/0! | #DIV/0! | #DIV/0! | #DIV/0! | #DIV/0! | #DIV/0! | #DIV/0! | #DIV/0! | 5798 | 0 | 0 | 0 | 0 | 0
11 | 16 | 2014 | 320 | 7 | 0.035 | 0 | #DIV/0! | #DIV/0! | #DIV/0! | #DIV/0! | #DIV/0! | #DIV/0! | #DIV/0! | #DIV/0! | #DIV/0! | #DIV/0! | #DIV/0! | #DIV/0! | #DIV/0! | #DIV/0! | #DIV/0! | #DIV/0! | #DIV/0! | #DIV/0! | #DIV/0! | #DIV/0! | 5799 | 0 | 0 | 0 | 0 | 0
11 | 17 | 2014 | 321 | 1 | 0.615 | 0 | #DIV/0! | #DIV/0! | #DIV/0! | #DIV/0! | #DIV/0! | #DIV/0! | #DIV/0! | #DIV/0! | #DIV/0! | #DIV/0! | #DIV/0! | #DIV/0! | #DIV/0! | #DIV/0! | #DIV/0! | #DIV/0! | #DIV/0! | #DIV/0! | #DIV/0! | #DIV/0! | 5800 | 0 | 0 | 0 | 0 | 0
11 | 18 | 2014 | 322 | 2 | 0.15 | 0 | #DIV/0! | #DIV/0! | #DIV/0! | #DIV/0! | #DIV/0! | #DIV/0! | #DIV/0! | #DIV/0! | #DIV/0! | #DIV/0! | #DIV/0! | #DIV/0! | #DIV/0! | #DIV/0! | #DIV/0! | #DIV/0! | #DIV/0! | #DIV/0! | #DIV/0! | #DIV/0! | 5801 | 0 | 0 | 0 | 0 | 0
11 | 19 | 2014 | 323 | 3 | 0 | 0 | #DIV/0! | #DIV/0! | #DIV/0! | #DIV/0! | #DIV/0! | #DIV/0! | #DIV/0! | #DIV/0! | #DIV/0! | #DIV/0! | #DIV/0! | #DIV/0! | #DIV/0! | #DIV/0! | #DIV/0! | #DIV/0! | #DIV/0! | #DIV/0! | #DIV/0! | #DIV/0! | 5802 | 0 | 0 | 0 | 0 | 0
11 | 20 | 2014 | 324 | 4 | 0.0025 | 0 | #DIV/0! | #DIV/0! | #DIV/0! | #DIV/0! | #DIV/0! | #DIV/0! | #DIV/0! | #DIV/0! | #DIV/0! | #DIV/0! | #DIV/0! | #DIV/0! | #DIV/0! | #DIV/0! | #DIV/0! | #DIV/0! | #DIV/0! | #DIV/0! | #DIV/0! | #DIV/0! | 5803 | 0 | 0 | 0 | 0 | 0
11 | 21 | 2014 | 325 | 5 | 0 | 0 | #DIV/0! | #DIV/0! | #DIV/0! | #DIV/0! | #DIV/0! | #DIV/0! | #DIV/0! | #DIV/0! | #DIV/0! | #DIV/0! | #DIV/0! | #DIV/0! | #DIV/0! | #DIV/0! | #DIV/0! | #DIV/0! | #DIV/0! | #DIV/0! | #DIV/0! | #DIV/0! | 5804 | 0 | 0 | 0 | 0 | 0
11 | 22 | 2014 | 326 | 6 | 0 | 0 | #DIV/0! | #DIV/0! | #DIV/0! | #DIV/0! | #DIV/0! | #DIV/0! | #DIV/0! | #DIV/0! | #DIV/0! | #DIV/0! | #DIV/0! | #DIV/0! | #DIV/0! | #DIV/0! | #DIV/0! | #DIV/0! | #DIV/0! | #DIV/0! | #DIV/0! | #DIV/0! | 5805 | 0 | 0 | 0 | 0 | 0
11 | 23 | 2014 | 327 | 7 | 0.1125 | 0 | #DIV/0! | #DIV/0! | #DIV/0! | #DIV/0! | #DIV/0! | #DIV/0! | #DIV/0! | #DIV/0! | #DIV/0! | #DIV/0! | #DIV/0! | #DIV/0! | #DIV/0! | #DIV/0! | #DIV/0! | #DIV/0! | #DIV/0! | #DIV/0! | #DIV/0! | #DIV/0! | 5806 | 0 | 0 | 0 | 0 | 0
11 | 24 | 2014 | 328 | 1 | 0.2375 | 0 | #DIV/0! | #DIV/0! | #DIV/0! | #DIV/0! | #DIV/0! | #DIV/0! | #DIV/0! | #DIV/0! | #DIV/0! | #DIV/0! | #DIV/0! | #DIV/0! | #DIV/0! | #DIV/0! | #DIV/0! | #DIV/0! | #DIV/0! | #DIV/0! | #DIV/0! | #DIV/0! | 5807 | 0 | 0 | 0 | 0 | 0
11 | 25 | 2014 | 329 | 2 | 0.0025 | 0 | #DIV/0! | #DIV/0! | #DIV/0! | #DIV/0! | #DIV/0! | #DIV/0! | #DIV/0! | #DIV/0! | #DIV/0! | #DIV/0! | #DIV/0! | #DIV/0! | #DIV/0! | #DIV/0! | #DIV/0! | #DIV/0! | #DIV/0! | #DIV/0! | #DIV/0! | #DIV/0! | 5808 | 0 | 0 | 0 | 0 | 0
11 | 26 | 2014 | 330 | 3 | 0.945 | 0 | #DIV/0! | #DIV/0! | #DIV/0! | #DIV/0! | #DIV/0! | #DIV/0! | #DIV/0! | #DIV/0! | #DIV/0! | #DIV/0! | #DIV/0! | #DIV/0! | #DIV/0! | #DIV/0! | #DIV/0! | #DIV/0! | #DIV/0! | #DIV/0! | #DIV/0! | #DIV/0! | 5809 | 0 | 0 | 0 | 0 | 0
11 | 27 | 2014 | 331 | 4 | 0.205 | 0 | #DIV/0! | #DIV/0! | #DIV/0! | #DIV/0! | #DIV/0! | #DIV/0! | #DIV/0! | #DIV/0! | #DIV/0! | #DIV/0! | #DIV/0! | #DIV/0! | #DIV/0! | #DIV/0! | #DIV/0! | #DIV/0! | #DIV/0! | #DIV/0! | #DIV/0! | #DIV/0! | 5810 | 0 | 0 | 0 | 0 | 0
11 | 28 | 2014 | 332 | 5 | 0.0025 | 0 | #DIV/0! | #DIV/0! | #DIV/0! | #DIV/0! | #DIV/0! | #DIV/0! | #DIV/0! | #DIV/0! | #DIV/0! | #DIV/0! | #DIV/0! | #DIV/0! | #DIV/0! | #DIV/0! | #DIV/0! | #DIV/0! | #DIV/0! | #DIV/0! | #DIV/0! | #DIV/0! | 5811 | 0 | 0 | 0 | 0 | 0
11 | 29 | 2014 | 333 | 6 | 0 | 0 | #DIV/0! | #DIV/0! | #DIV/0! | #DIV/0! | #DIV/0! | #DIV/0! | #DIV/0! | #DIV/0! | #DIV/0! | #DIV/0! | #DIV/0! | #DIV/0! | #DIV/0! | #DIV/0! | #DIV/0! | #DIV/0! | #DIV/0! | #DIV/0! | #DIV/0! | #DIV/0! | 5812 | 0 | 0 | 0 | 0 | 0
11 | 30 | 2014 | 334 | 7 | 0 | 0 | #DIV/0! | #DIV/0! | #DIV/0! | #DIV/0! | #DIV/0! | #DIV/0! | #DIV/0! | #DIV/0! | #DIV/0! | #DIV/0! | #DIV/0! | #DIV/0! | #DIV/0! | #DIV/0! | #DIV/0! | #DIV/0! | #DIV/0! | #DIV/0! | #DIV/0! | #DIV/0! | 5813 | 0 | 0 | 0 | 0 | 0
12 | 1 | 2014 | 335 | 1 | 0.08 | 0 | #DIV/0! | #DIV/0! | #DIV/0! | #DIV/0! | #DIV/0! | #DIV/0! | #DIV/0! | #DIV/0! | #DIV/0! | #DIV/0! | #DIV/0! | #DIV/0! | #DIV/0! | #DIV/0! | #DIV/0! | #DIV/0! | #DIV/0! | #DIV/0! | #DIV/0! | #DIV/0! | 5814 | 0 | 0 | 0 | 0 | 0
12 | 2 | 2014 | 336 | 2 | 0.5125 | 0 | #DIV/0! | #DIV/0! | #DIV/0! | #DIV/0! | #DIV/0! | #DIV/0! | #DIV/0! | #DIV/0! | #DIV/0! | #DIV/0! | #DIV/0! | #DIV/0! | #DIV/0! | #DIV/0! | #DIV/0! | #DIV/0! | #DIV/0! | #DIV/0! | #DIV/0! | #DIV/0! | 5815 | 0 | 0 | 0 | 0 | 0
12 | 3 | 2014 | 337 | 3 | 0.13 | 0 | #DIV/0! | #DIV/0! | #DIV/0! | #DIV/0! | #DIV/0! | #DIV/0! | #DIV/0! | #DIV/0! | #DIV/0! | #DIV/0! | #DIV/0! | #DIV/0! | #DIV/0! | #DIV/0! | #DIV/0! | #DIV/0! | #DIV/0! | #DIV/0! | #DIV/0! | #DIV/0! | 5816 | 0 | 0 | 0 | 0 | 0
12 | 4 | 2014 | 338 | 4 | 0.0025 | 0 | #DIV/0! | #DIV/0! | #DIV/0! | #DIV/0! | #DIV/0! | #DIV/0! | #DIV/0! | #DIV/0! | #DIV/0! | #DIV/0! | #DIV/0! | #DIV/0! | #DIV/0! | #DIV/0! | #DIV/0! | #DIV/0! | #DIV/0! | #DIV/0! | #DIV/0! | #DIV/0! | 5817 | 0 | 0 | 0 | 0 | 0
12 | 5 | 2014 | 339 | 5 | 0.0225 | 0 | #DIV/0! | #DIV/0! | #DIV/0! | #DIV/0! | #DIV/0! | #DIV/0! | #DIV/0! | #DIV/0! | #DIV/0! | #DIV/0! | #DIV/0! | #DIV/0! | #DIV/0! | #DIV/0! | #DIV/0! | #DIV/0! | #DIV/0! | #DIV/0! | #DIV/0! | #DIV/0! | 5818 | 0 | 0 | 0 | 0 | 0
12 | 6 | 2014 | 340 | 6 | 0.3925 | 0 | #DIV/0! | #DIV/0! | #DIV/0! | #DIV/0! | #DIV/0! | #DIV/0! | #DIV/0! | #DIV/0! | #DIV/0! | #DIV/0! | #DIV/0! | #DIV/0! | #DIV/0! | #DIV/0! | #DIV/0! | #DIV/0! | #DIV/0! | #DIV/0! | #DIV/0! | #DIV/0! | 5819 | 0 | 0 | 0 | 0 | 0
12 | 7 | 2014 | 341 | 7 | 0.13 | 0 | #DIV/0! | #DIV/0! | #DIV/0! | #DIV/0! | #DIV/0! | #DIV/0! | #DIV/0! | #DIV/0! | #DIV/0! | #DIV/0! | #DIV/0! | #DIV/0! | #DIV/0! | #DIV/0! | #DIV/0! | #DIV/0! | #DIV/0! | #DIV/0! | #DIV/0! | #DIV/0! | 5820 | 0 | 0 | 0 | 0 | 0
12 | 8 | 2014 | 342 | 1 | 0.0225 | 0 | #DIV/0! | #DIV/0! | #DIV/0! | #DIV/0! | #DIV/0! | #DIV/0! | #DIV/0! | #DIV/0! | #DIV/0! | #DIV/0! | #DIV/0! | #DIV/0! | #DIV/0! | #DIV/0! | #DIV/0! | #DIV/0! | #DIV/0! | #DIV/0! | #DIV/0! | #DIV/0! | 5821 | 0 | 0 | 0 | 0 | 0
12 | 9 | 2014 | 343 | 2 | 0.425 | 0 | #DIV/0! | #DIV/0! | #DIV/0! | #DIV/0! | #DIV/0! | #DIV/0! | #DIV/0! | #DIV/0! | #DIV/0! | #DIV/0! | #DIV/0! | #DIV/0! | #DIV/0! | #DIV/0! | #DIV/0! | #DIV/0! | #DIV/0! | #DIV/0! | #DIV/0! | #DIV/0! | 5822 | 0 | 0 | 0 | 0 | 0
12 | 10 | 2014 | 344 | 3 | 0.045 | 0 | #DIV/0! | #DIV/0! | #DIV/0! | #DIV/0! | #DIV/0! | #DIV/0! | #DIV/0! | #DIV/0! | #DIV/0! | #DIV/0! | #DIV/0! | #DIV/0! | #DIV/0! | #DIV/0! | #DIV/0! | #DIV/0! | #DIV/0! | #DIV/0! | #DIV/0! | #DIV/0! | 5823 | 0 | 0 | 0 | 0 | 0
12 | 11 | 2014 | 345 | 4 | 0.0075 | 0 | #DIV/0! | #DIV/0! | #DIV/0! | #DIV/0! | #DIV/0! | #DIV/0! | #DIV/0! | #DIV/0! | #DIV/0! | #DIV/0! | #DIV/0! | #DIV/0! | #DIV/0! | #DIV/0! | #DIV/0! | #DIV/0! | #DIV/0! | #DIV/0! | #DIV/0! | #DIV/0! | 5824 | 0 | 0 | 0 | 0 | 0
12 | 12 | 2014 | 346 | 5 | 0 | 0 | #DIV/0! | #DIV/0! | #DIV/0! | #DIV/0! | #DIV/0! | #DIV/0! | #DIV/0! | #DIV/0! | #DIV/0! | #DIV/0! | #DIV/0! | #DIV/0! | #DIV/0! | #DIV/0! | #DIV/0! | #DIV/0! | #DIV/0! | #DIV/0! | #DIV/0! | #DIV/0! | 5825 | 0 | 0 | 0 | 0 | 0
12 | 13 | 2014 | 347 | 6 | 0 | 0 | #DIV/0! | #DIV/0! | #DIV/0! | #DIV/0! | #DIV/0! | #DIV/0! | #DIV/0! | #DIV/0! | #DIV/0! | #DIV/0! | #DIV/0! | #DIV/0! | #DIV/0! | #DIV/0! | #DIV/0! | #DIV/0! | #DIV/0! | #DIV/0! | #DIV/0! | #DIV/0! | 5826 | 0 | 0 | 0 | 0 | 0
12 | 14 | 2014 | 348 | 7 | 0 | 0 | #DIV/0! | #DIV/0! | #DIV/0! | #DIV/0! | #DIV/0! | #DIV/0! | #DIV/0! | #DIV/0! | #DIV/0! | #DIV/0! | #DIV/0! | #DIV/0! | #DIV/0! | #DIV/0! | #DIV/0! | #DIV/0! | #DIV/0! | #DIV/0! | #DIV/0! | #DIV/0! | 5827 | 0 | 0 | 0 | 0 | 0
12 | 15 | 2014 | 349 | 1 | 0 | 0 | #DIV/0! | #DIV/0! | #DIV/0! | #DIV/0! | #DIV/0! | #DIV/0! | #DIV/0! | #DIV/0! | #DIV/0! | #DIV/0! | #DIV/0! | #DIV/0! | #DIV/0! | #DIV/0! | #DIV/0! | #DIV/0! | #DIV/0! | #DIV/0! | #DIV/0! | #DIV/0! | 5828 | 0 | 0 | 0 | 0 | 0
12 | 16 | 2014 | 350 | 2 | 0.2875 | 0 | #DIV/0! | #DIV/0! | #DIV/0! | #DIV/0! | #DIV/0! | #DIV/0! | #DIV/0! | #DIV/0! | #DIV/0! | #DIV/0! | #DIV/0! | #DIV/0! | #DIV/0! | #DIV/0! | #DIV/0! | #DIV/0! | #DIV/0! | #DIV/0! | #DIV/0! | #DIV/0! | 5829 | 0 | 0 | 0 | 0 | 0
12 | 17 | 2014 | 351 | 3 | 0.095 | 0 | #DIV/0! | #DIV/0! | #DIV/0! | #DIV/0! | #DIV/0! | #DIV/0! | #DIV/0! | #DIV/0! | #DIV/0! | #DIV/0! | #DIV/0! | #DIV/0! | #DIV/0! | #DIV/0! | #DIV/0! | #DIV/0! | #DIV/0! | #DIV/0! | #DIV/0! | #DIV/0! | 5830 | 0 | 0 | 0 | 0 | 0
12 | 18 | 2014 | 352 | 4 | 0.0025 | 0 | #DIV/0! | #DIV/0! | #DIV/0! | #DIV/0! | #DIV/0! | #DIV/0! | #DIV/0! | #DIV/0! | #DIV/0! | #DIV/0! | #DIV/0! | #DIV/0! | #DIV/0! | #DIV/0! | #DIV/0! | #DIV/0! | #DIV/0! | #DIV/0! | #DIV/0! | #DIV/0! | 5831 | 0 | 0 | 0 | 0 | 0
12 | 19 | 2014 | 353 | 5 | 0 | 0 | #DIV/0! | #DIV/0! | #DIV/0! | #DIV/0! | #DIV/0! | #DIV/0! | #DIV/0! | #DIV/0! | #DIV/0! | #DIV/0! | #DIV/0! | #DIV/0! | #DIV/0! | #DIV/0! | #DIV/0! | #DIV/0! | #DIV/0! | #DIV/0! | #DIV/0! | #DIV/0! | 5832 | 0 | 0 | 0 | 0 | 0
12 | 20 | 2014 | 354 | 6 | 0 | 0 | #DIV/0! | #DIV/0! | #DIV/0! | #DIV/0! | #DIV/0! | #DIV/0! | #DIV/0! | #DIV/0! | #DIV/0! | #DIV/0! | #DIV/0! | #DIV/0! | #DIV/0! | #DIV/0! | #DIV/0! | #DIV/0! | #DIV/0! | #DIV/0! | #DIV/0! | #DIV/0! | 5833 | 0 | 0 | 0 | 0 | 0
12 | 21 | 2014 | 355 | 7 | 0 | 0 | #DIV/0! | #DIV/0! | #DIV/0! | #DIV/0! | #DIV/0! | #DIV/0! | #DIV/0! | #DIV/0! | #DIV/0! | #DIV/0! | #DIV/0! | #DIV/0! | #DIV/0! | #DIV/0! | #DIV/0! | #DIV/0! | #DIV/0! | #DIV/0! | #DIV/0! | #DIV/0! | 5834 | 0 | 0 | 0 | 0 | 0
12 | 22 | 2014 | 356 | 1 | 0.18 | 0 | #DIV/0! | #DIV/0! | #DIV/0! | #DIV/0! | #DIV/0! | #DIV/0! | #DIV/0! | #DIV/0! | #DIV/0! | #DIV/0! | #DIV/0! | #DIV/0! | #DIV/0! | #DIV/0! | #DIV/0! | #DIV/0! | #DIV/0! | #DIV/0! | #DIV/0! | #DIV/0! | 5835 | 0 | 0 | 0 | 0 | 0
12 | 23 | 2014 | 357 | 2 | 0.125 | 0 | #DIV/0! | #DIV/0! | #DIV/0! | #DIV/0! | #DIV/0! | #DIV/0! | #DIV/0! | #DIV/0! | #DIV/0! | #DIV/0! | #DIV/0! | #DIV/0! | #DIV/0! | #DIV/0! | #DIV/0! | #DIV/0! | #DIV/0! | #DIV/0! | #DIV/0! | #DIV/0! | 5836 | 0 | 0 | 0 | 0 | 0
12 | 24 | 2014 | 358 | 3 | 0.7575 | 0 | #DIV/0! | #DIV/0! | #DIV/0! | #DIV/0! | #DIV/0! | #DIV/0! | #DIV/0! | #DIV/0! | #DIV/0! | #DIV/0! | #DIV/0! | #DIV/0! | #DIV/0! | #DIV/0! | #DIV/0! | #DIV/0! | #DIV/0! | #DIV/0! | #DIV/0! | #DIV/0! | 5837 | 0 | 0 | 0 | 0 | 0
12 | 25 | 2014 | 359 | 4 | 0.1925 | 0 | #DIV/0! | #DIV/0! | #DIV/0! | #DIV/0! | #DIV/0! | #DIV/0! | #DIV/0! | #DIV/0! | #DIV/0! | #DIV/0! | #DIV/0! | #DIV/0! | #DIV/0! | #DIV/0! | #DIV/0! | #DIV/0! | #DIV/0! | #DIV/0! | #DIV/0! | #DIV/0! | 5838 | 0 | 0 | 0 | 0 | 0
12 | 26 | 2014 | 360 | 5 | 0.0025 | 0 | #DIV/0! | #DIV/0! | #DIV/0! | #DIV/0! | #DIV/0! | #DIV/0! | #DIV/0! | #DIV/0! | #DIV/0! | #DIV/0! | #DIV/0! | #DIV/0! | #DIV/0! | #DIV/0! | #DIV/0! | #DIV/0! | #DIV/0! | #DIV/0! | #DIV/0! | #DIV/0! | 5839 | 0 | 0 | 0 | 0 | 0
12 | 27 | 2014 | 361 | 6 | 0.0025 | 0 | #DIV/0! | #DIV/0! | #DIV/0! | #DIV/0! | #DIV/0! | #DIV/0! | #DIV/0! | #DIV/0! | #DIV/0! | #DIV/0! | #DIV/0! | #DIV/0! | #DIV/0! | #DIV/0! | #DIV/0! | #DIV/0! | #DIV/0! | #DIV/0! | #DIV/0! | #DIV/0! | 5840 | 0 | 0 | 0 | 0 | 0
12 | 28 | 2014 | 362 | 7 | 0.0425 | 0 | #DIV/0! | #DIV/0! | #DIV/0! | #DIV/0! | #DIV/0! | #DIV/0! | #DIV/0! | #DIV/0! | #DIV/0! | #DIV/0! | #DIV/0! | #DIV/0! | #DIV/0! | #DIV/0! | #DIV/0! | #DIV/0! | #DIV/0! | #DIV/0! | #DIV/0! | #DIV/0! | 5841 | 0 | 0 | 0 | 0 | 0
12 | 29 | 2014 | 363 | 1 | 0.08 | 0 | #DIV/0! | #DIV/0! | #DIV/0! | #DIV/0! | #DIV/0! | #DIV/0! | #DIV/0! | #DIV/0! | #DIV/0! | #DIV/0! | #DIV/0! | #DIV/0! | #DIV/0! | #DIV/0! | #DIV/0! | #DIV/0! | #DIV/0! | #DIV/0! | #DIV/0! | #DIV/0! | 5842 | 0 | 0 | 0 | 0 | 0
12 | 30 | 2014 | 364 | 2 | 0.0025 | 0 | #DIV/0! | #DIV/0! | #DIV/0! | #DIV/0! | #DIV/0! | #DIV/0! | #DIV/0! | #DIV/0! | #DIV/0! | #DIV/0! | #DIV/0! | #DIV/0! | #DIV/0! | #DIV/0! | #DIV/0! | #DIV/0! | #DIV/0! | #DIV/0! | #DIV/0! | #DIV/0! | 5843 | 0 | 0 | 0 | 0 | 0
12 | 31 | 2014 | 365 | 3 | 0 | 0 | #DIV/0! | #DIV/0! | #DIV/0! | #DIV/0! | #DIV/0! | #DIV/0! | #DIV/0! | #DIV/0! | #DIV/0! | #DIV/0! | #DIV/0! | #DIV/0! | #DIV/0! | #DIV/0! | #DIV/0! | #DIV/0! | #DIV/0! | #DIV/0! | #DIV/0! | #DIV/0! | 5844 | 0 | 0 | 0 | 0 | 0
1 | 1 | 2015 | 1 | 4 | 0 | 0 | #DIV/0! | #DIV/0! | #DIV/0! | #DIV/0! | #DIV/0! | #DIV/0! | #DIV/0! | #DIV/0! | #DIV/0! | #DIV/0! | #DIV/0! | #DIV/0! | #DIV/0! | #DIV/0! | #DIV/0! | #DIV/0! | #DIV/0! | #DIV/0! | #DIV/0! | #DIV/0! | 5845 | 0 | 0 | 0 | 0 | 0
1 | 2 | 2015 | 2 | 5 | 0 | 0 | #DIV/0! | #DIV/0! | #DIV/0! | #DIV/0! | #DIV/0! | #DIV/0! | #DIV/0! | #DIV/0! | #DIV/0! | #DIV/0! | #DIV/0! | #DIV/0! | #DIV/0! | #DIV/0! | #DIV/0! | #DIV/0! | #DIV/0! | #DIV/0! | #DIV/0! | #DIV/0! | 5846 | 0 | 0 | 0 | 0 | 0
1 | 3 | 2015 | 3 | 6 | 0.4175 | 0 | #DIV/0! | #DIV/0! | #DIV/0! | #DIV/0! | #DIV/0! | #DIV/0! | #DIV/0! | #DIV/0! | #DIV/0! | #DIV/0! | #DIV/0! | #DIV/0! | #DIV/0! | #DIV/0! | #DIV/0! | #DIV/0! | #DIV/0! | #DIV/0! | #DIV/0! | #DIV/0! | 5847 | 0 | 0 | 0 | 0 | 0
1 | 4 | 2015 | 4 | 7 | 0.2675 | 0 | #DIV/0! | #DIV/0! | #DIV/0! | #DIV/0! | #DIV/0! | #DIV/0! | #DIV/0! | #DIV/0! | #DIV/0! | #DIV/0! | #DIV/0! | #DIV/0! | #DIV/0! | #DIV/0! | #DIV/0! | #DIV/0! | #DIV/0! | #DIV/0! | #DIV/0! | #DIV/0! | 5848 | 0 | 0 | 0 | 0 | 0
1 | 5 | 2015 | 5 | 1 | 0.0275 | 0 | #DIV/0! | #DIV/0! | #DIV/0! | #DIV/0! | #DIV/0! | #DIV/0! | #DIV/0! | #DIV/0! | #DIV/0! | #DIV/0! | #DIV/0! | #DIV/0! | #DIV/0! | #DIV/0! | #DIV/0! | #DIV/0! | #DIV/0! | #DIV/0! | #DIV/0! | #DIV/0! | 5849 | 0 | 0 | 0 | 0 | 0
1 | 6 | 2015 | 6 | 2 | 0.185 | 0 | #DIV/0! | #DIV/0! | #DIV/0! | #DIV/0! | #DIV/0! | #DIV/0! | #DIV/0! | #DIV/0! | #DIV/0! | #DIV/0! | #DIV/0! | #DIV/0! | #DIV/0! | #DIV/0! | #DIV/0! | #DIV/0! | #DIV/0! | #DIV/0! | #DIV/0! | #DIV/0! | 5850 | 0 | 0 | 0 | 0 | 0
1 | 7 | 2015 | 7 | 3 | 0.0175 | 0 | #DIV/0! | #DIV/0! | #DIV/0! | #DIV/0! | #DIV/0! | #DIV/0! | #DIV/0! | #DIV/0! | #DIV/0! | #DIV/0! | #DIV/0! | #DIV/0! | #DIV/0! | #DIV/0! | #DIV/0! | #DIV/0! | #DIV/0! | #DIV/0! | #DIV/0! | #DIV/0! | 5851 | 0 | 0 | 0 | 0 | 0
1 | 8 | 2015 | 8 | 4 | 0 | 0 | #DIV/0! | #DIV/0! | #DIV/0! | #DIV/0! | #DIV/0! | #DIV/0! | #DIV/0! | #DIV/0! | #DIV/0! | #DIV/0! | #DIV/0! | #DIV/0! | #DIV/0! | #DIV/0! | #DIV/0! | #DIV/0! | #DIV/0! | #DIV/0! | #DIV/0! | #DIV/0! | 5852 | 0 | 0 | 0 | 0 | 0
1 | 9 | 2015 | 9 | 5 | 0 | 0 | #DIV/0! | #DIV/0! | #DIV/0! | #DIV/0! | #DIV/0! | #DIV/0! | #DIV/0! | #DIV/0! | #DIV/0! | #DIV/0! | #DIV/0! | #DIV/0! | #DIV/0! | #DIV/0! | #DIV/0! | #DIV/0! | #DIV/0! | #DIV/0! | #DIV/0! | #DIV/0! | 5853 | 0 | 0 | 0 | 0 | 0
1 | 10 | 2015 | 10 | 6 | 0 | 0 | #DIV/0! | #DIV/0! | #DIV/0! | #DIV/0! | #DIV/0! | #DIV/0! | #DIV/0! | #DIV/0! | #DIV/0! | #DIV/0! | #DIV/0! | #DIV/0! | #DIV/0! | #DIV/0! | #DIV/0! | #DIV/0! | #DIV/0! | #DIV/0! | #DIV/0! | #DIV/0! | 5854 | 0 | 0 | 0 | 0 | 0
1 | 11 | 2015 | 11 | 7 | 0 | 0 | #DIV/0! | #DIV/0! | #DIV/0! | #DIV/0! | #DIV/0! | #DIV/0! | #DIV/0! | #DIV/0! | #DIV/0! | #DIV/0! | #DIV/0! | #DIV/0! | #DIV/0! | #DIV/0! | #DIV/0! | #DIV/0! | #DIV/0! | #DIV/0! | #DIV/0! | #DIV/0! | 5855 | 0 | 0 | 0 | 0 | 0
1 | 12 | 2015 | 12 | 1 | 0.57 | 0 | #DIV/0! | #DIV/0! | #DIV/0! | #DIV/0! | #DIV/0! | #DIV/0! | #DIV/0! | #DIV/0! | #DIV/0! | #DIV/0! | #DIV/0! | #DIV/0! | #DIV/0! | #DIV/0! | #DIV/0! | #DIV/0! | #DIV/0! | #DIV/0! | #DIV/0! | #DIV/0! | 5856 | 0 | 0 | 0 | 0 | 0
1 | 13 | 2015 | 13 | 2 | 0.1575 | 0 | #DIV/0! | #DIV/0! | #DIV/0! | #DIV/0! | #DIV/0! | #DIV/0! | #DIV/0! | #DIV/0! | #DIV/0! | #DIV/0! | #DIV/0! | #DIV/0! | #DIV/0! | #DIV/0! | #DIV/0! | #DIV/0! | #DIV/0! | #DIV/0! | #DIV/0! | #DIV/0! | 5857 | 0 | 0 | 0 | 0 | 0
1 | 14 | 2015 | 14 | 3 | 0.005 | 0 | #DIV/0! | #DIV/0! | #DIV/0! | #DIV/0! | #DIV/0! | #DIV/0! | #DIV/0! | #DIV/0! | #DIV/0! | #DIV/0! | #DIV/0! | #DIV/0! | #DIV/0! | #DIV/0! | #DIV/0! | #DIV/0! | #DIV/0! | #DIV/0! | #DIV/0! | #DIV/0! | 5858 | 0 | 0 | 0 | 0 | 0
1 | 15 | 2015 | 15 | 4 | 0 | 0 | #DIV/0! | #DIV/0! | #DIV/0! | #DIV/0! | #DIV/0! | #DIV/0! | #DIV/0! | #DIV/0! | #DIV/0! | #DIV/0! | #DIV/0! | #DIV/0! | #DIV/0! | #DIV/0! | #DIV/0! | #DIV/0! | #DIV/0! | #DIV/0! | #DIV/0! | #DIV/0! | 5859 | 0 | 0 | 0 | 0 | 0
1 | 16 | 2015 | 16 | 5 | 0 | 0 | #DIV/0! | #DIV/0! | #DIV/0! | #DIV/0! | #DIV/0! | #DIV/0! | #DIV/0! | #DIV/0! | #DIV/0! | #DIV/0! | #DIV/0! | #DIV/0! | #DIV/0! | #DIV/0! | #DIV/0! | #DIV/0! | #DIV/0! | #DIV/0! | #DIV/0! | #DIV/0! | 5860 | 0 | 0 | 0 | 0 | 0
1 | 17 | 2015 | 17 | 6 | 0 | 0 | #DIV/0! | #DIV/0! | #DIV/0! | #DIV/0! | #DIV/0! | #DIV/0! | #DIV/0! | #DIV/0! | #DIV/0! | #DIV/0! | #DIV/0! | #DIV/0! | #DIV/0! | #DIV/0! | #DIV/0! | #DIV/0! | #DIV/0! | #DIV/0! | #DIV/0! | #DIV/0! | 5861 | 0 | 0 | 0 | 0 | 0
1 | 18 | 2015 | 18 | 7 | 0.34 | 0 | #DIV/0! | #DIV/0! | #DIV/0! | #DIV/0! | #DIV/0! | #DIV/0! | #DIV/0! | #DIV/0! | #DIV/0! | #DIV/0! | #DIV/0! | #DIV/0! | #DIV/0! | #DIV/0! | #DIV/0! | #DIV/0! | #DIV/0! | #DIV/0! | #DIV/0! | #DIV/0! | 5862 | 0 | 0 | 0 | 0 | 0
1 | 19 | 2015 | 19 | 1 | 0.17 | 0 | #DIV/0! | #DIV/0! | #DIV/0! | #DIV/0! | #DIV/0! | #DIV/0! | #DIV/0! | #DIV/0! | #DIV/0! | #DIV/0! | #DIV/0! | #DIV/0! | #DIV/0! | #DIV/0! | #DIV/0! | #DIV/0! | #DIV/0! | #DIV/0! | #DIV/0! | #DIV/0! | 5863 | 0 | 0 | 0 | 0 | 0
1 | 20 | 2015 | 20 | 2 | 0 | 0 | #DIV/0! | #DIV/0! | #DIV/0! | #DIV/0! | #DIV/0! | #DIV/0! | #DIV/0! | #DIV/0! | #DIV/0! | #DIV/0! | #DIV/0! | #DIV/0! | #DIV/0! | #DIV/0! | #DIV/0! | #DIV/0! | #DIV/0! | #DIV/0! | #DIV/0! | #DIV/0! | 5864 | 0 | 0 | 0 | 0 | 0
1 | 21 | 2015 | 21 | 3 | 0.105 | 0 | #DIV/0! | #DIV/0! | #DIV/0! | #DIV/0! | #DIV/0! | #DIV/0! | #DIV/0! | #DIV/0! | #DIV/0! | #DIV/0! | #DIV/0! | #DIV/0! | #DIV/0! | #DIV/0! | #DIV/0! | #DIV/0! | #DIV/0! | #DIV/0! | #DIV/0! | #DIV/0! | 5865 | 0 | 0 | 0 | 0 | 0
1 | 22 | 2015 | 22 | 4 | 0.025 | 0 | #DIV/0! | #DIV/0! | #DIV/0! | #DIV/0! | #DIV/0! | #DIV/0! | #DIV/0! | #DIV/0! | #DIV/0! | #DIV/0! | #DIV/0! | #DIV/0! | #DIV/0! | #DIV/0! | #DIV/0! | #DIV/0! | #DIV/0! | #DIV/0! | #DIV/0! | #DIV/0! | 5866 | 0 | 0 | 0 | 0 | 0
1 | 23 | 2015 | 23 | 5 | 0.4425 | 0 | #DIV/0! | #DIV/0! | #DIV/0! | #DIV/0! | #DIV/0! | #DIV/0! | #DIV/0! | #DIV/0! | #DIV/0! | #DIV/0! | #DIV/0! | #DIV/0! | #DIV/0! | #DIV/0! | #DIV/0! | #DIV/0! | #DIV/0! | #DIV/0! | #DIV/0! | #DIV/0! | 5867 | 0 | 0 | 0 | 0 | 0
1 | 24 | 2015 | 24 | 6 | 0.665 | 0 | #DIV/0! | #DIV/0! | #DIV/0! | #DIV/0! | #DIV/0! | #DIV/0! | #DIV/0! | #DIV/0! | #DIV/0! | #DIV/0! | #DIV/0! | #DIV/0! | #DIV/0! | #DIV/0! | #DIV/0! | #DIV/0! | #DIV/0! | #DIV/0! | #DIV/0! | #DIV/0! | 5868 | 0 | 0 | 0 | 0 | 0
1 | 25 | 2015 | 25 | 7 | 0.005 | 0 | #DIV/0! | #DIV/0! | #DIV/0! | #DIV/0! | #DIV/0! | #DIV/0! | #DIV/0! | #DIV/0! | #DIV/0! | #DIV/0! | #DIV/0! | #DIV/0! | #DIV/0! | #DIV/0! | #DIV/0! | #DIV/0! | #DIV/0! | #DIV/0! | #DIV/0! | #DIV/0! | 5869 | 0 | 0 | 0 | 0 | 0
1 | 26 | 2015 | 26 | 1 | 0.1825 | 0 | #DIV/0! | #DIV/0! | #DIV/0! | #DIV/0! | #DIV/0! | #DIV/0! | #DIV/0! | #DIV/0! | #DIV/0! | #DIV/0! | #DIV/0! | #DIV/0! | #DIV/0! | #DIV/0! | #DIV/0! | #DIV/0! | #DIV/0! | #DIV/0! | #DIV/0! | #DIV/0! | 5870 | 0 | 0 | 0 | 0 | 0
1 | 27 | 2015 | 27 | 2 | 0.04 | 0 | #DIV/0! | #DIV/0! | #DIV/0! | #DIV/0! | #DIV/0! | #DIV/0! | #DIV/0! | #DIV/0! | #DIV/0! | #DIV/0! | #DIV/0! | #DIV/0! | #DIV/0! | #DIV/0! | #DIV/0! | #DIV/0! | #DIV/0! | #DIV/0! | #DIV/0! | #DIV/0! | 5871 | 0 | 0 | 0 | 0 | 0
1 | 28 | 2015 | 28 | 3 | 0.0025 | 0 | #DIV/0! | #DIV/0! | #DIV/0! | #DIV/0! | #DIV/0! | #DIV/0! | #DIV/0! | #DIV/0! | #DIV/0! | #DIV/0! | #DIV/0! | #DIV/0! | #DIV/0! | #DIV/0! | #DIV/0! | #DIV/0! | #DIV/0! | #DIV/0! | #DIV/0! | #DIV/0! | 5872 | 0 | 0 | 0 | 0 | 0
1 | 29 | 2015 | 29 | 4 | 0.0425 | 0 | #DIV/0! | #DIV/0! | #DIV/0! | #DIV/0! | #DIV/0! | #DIV/0! | #DIV/0! | #DIV/0! | #DIV/0! | #DIV/0! | #DIV/0! | #DIV/0! | #DIV/0! | #DIV/0! | #DIV/0! | #DIV/0! | #DIV/0! | #DIV/0! | #DIV/0! | #DIV/0! | 5873 | 0 | 0 | 0 | 0 | 0
1 | 30 | 2015 | 30 | 5 | 0.01 | 0 | #DIV/0! | #DIV/0! | #DIV/0! | #DIV/0! | #DIV/0! | #DIV/0! | #DIV/0! | #DIV/0! | #DIV/0! | #DIV/0! | #DIV/0! | #DIV/0! | #DIV/0! | #DIV/0! | #DIV/0! | #DIV/0! | #DIV/0! | #DIV/0! | #DIV/0! | #DIV/0! | 5874 | 0 | 0 | 0 | 0 | 0
1 | 31 | 2015 | 31 | 6 | 0.005 | 0 | #DIV/0! | #DIV/0! | #DIV/0! | #DIV/0! | #DIV/0! | #DIV/0! | #DIV/0! | #DIV/0! | #DIV/0! | #DIV/0! | #DIV/0! | #DIV/0! | #DIV/0! | #DIV/0! | #DIV/0! | #DIV/0! | #DIV/0! | #DIV/0! | #DIV/0! | #DIV/0! | 5875 | 0 | 0 | 0 | 0 | 0
2 | 1 | 2015 | 32 | 7 | 0.045 | 0 | #DIV/0! | #DIV/0! | #DIV/0! | #DIV/0! | #DIV/0! | #DIV/0! | #DIV/0! | #DIV/0! | #DIV/0! | #DIV/0! | #DIV/0! | #DIV/0! | #DIV/0! | #DIV/0! | #DIV/0! | #DIV/0! | #DIV/0! | #DIV/0! | #DIV/0! | #DIV/0! | 5876 | 0 | 0 | 0 | 0 | 0
2 | 2 | 2015 | 33 | 1 | 0.1425 | 0 | #DIV/0! | #DIV/0! | #DIV/0! | #DIV/0! | #DIV/0! | #DIV/0! | #DIV/0! | #DIV/0! | #DIV/0! | #DIV/0! | #DIV/0! | #DIV/0! | #DIV/0! | #DIV/0! | #DIV/0! | #DIV/0! | #DIV/0! | #DIV/0! | #DIV/0! | #DIV/0! | 5877 | 0 | 0 | 0 | 0 | 0
2 | 3 | 2015 | 34 | 2 | 0.07 | 0 | #DIV/0! | #DIV/0! | #DIV/0! | #DIV/0! | #DIV/0! | #DIV/0! | #DIV/0! | #DIV/0! | #DIV/0! | #DIV/0! | #DIV/0! | #DIV/0! | #DIV/0! | #DIV/0! | #DIV/0! | #DIV/0! | #DIV/0! | #DIV/0! | #DIV/0! | #DIV/0! | 5878 | 0 | 0 | 0 | 0 | 0
2 | 4 | 2015 | 35 | 3 | 0 | 0 | #DIV/0! | #DIV/0! | #DIV/0! | #DIV/0! | #DIV/0! | #DIV/0! | #DIV/0! | #DIV/0! | #DIV/0! | #DIV/0! | #DIV/0! | #DIV/0! | #DIV/0! | #DIV/0! | #DIV/0! | #DIV/0! | #DIV/0! | #DIV/0! | #DIV/0! | #DIV/0! | 5879 | 0 | 0 | 0 | 0 | 0
2 | 5 | 2015 | 36 | 4 | 0 | 0 | #DIV/0! | #DIV/0! | #DIV/0! | #DIV/0! | #DIV/0! | #DIV/0! | #DIV/0! | #DIV/0! | #DIV/0! | #DIV/0! | #DIV/0! | #DIV/0! | #DIV/0! | #DIV/0! | #DIV/0! | #DIV/0! | #DIV/0! | #DIV/0! | #DIV/0! | #DIV/0! | 5880 | 0 | 0 | 0 | 0 | 0
2 | 6 | 2015 | 37 | 5 | 0 | 0 | #DIV/0! | #DIV/0! | #DIV/0! | #DIV/0! | #DIV/0! | #DIV/0! | #DIV/0! | #DIV/0! | #DIV/0! | #DIV/0! | #DIV/0! | #DIV/0! | #DIV/0! | #DIV/0! | #DIV/0! | #DIV/0! | #DIV/0! | #DIV/0! | #DIV/0! | #DIV/0! | 5881 | 0 | 0 | 0 | 0 | 0
2 | 7 | 2015 | 38 | 6 | 0 | 0 | #DIV/0! | #DIV/0! | #DIV/0! | #DIV/0! | #DIV/0! | #DIV/0! | #DIV/0! | #DIV/0! | #DIV/0! | #DIV/0! | #DIV/0! | #DIV/0! | #DIV/0! | #DIV/0! | #DIV/0! | #DIV/0! | #DIV/0! | #DIV/0! | #DIV/0! | #DIV/0! | 5882 | 0 | 0 | 0 | 0 | 0
2 | 8 | 2015 | 39 | 7 | 0 | 0 | #DIV/0! | #DIV/0! | #DIV/0! | #DIV/0! | #DIV/0! | #DIV/0! | #DIV/0! | #DIV/0! | #DIV/0! | #DIV/0! | #DIV/0! | #DIV/0! | #DIV/0! | #DIV/0! | #DIV/0! | #DIV/0! | #DIV/0! | #DIV/0! | #DIV/0! | #DIV/0! | 5883 | 0 | 0 | 0 | 0 | 0
2 | 9 | 2015 | 40 | 1 | 0.065 | 0 | #DIV/0! | #DIV/0! | #DIV/0! | #DIV/0! | #DIV/0! | #DIV/0! | #DIV/0! | #DIV/0! | #DIV/0! | #DIV/0! | #DIV/0! | #DIV/0! | #DIV/0! | #DIV/0! | #DIV/0! | #DIV/0! | #DIV/0! | #DIV/0! | #DIV/0! | #DIV/0! | 5884 | 0 | 0 | 0 | 0 | 0
2 | 10 | 2015 | 41 | 2 | 0.0675 | 0 | #DIV/0! | #DIV/0! | #DIV/0! | #DIV/0! | #DIV/0! | #DIV/0! | #DIV/0! | #DIV/0! | #DIV/0! | #DIV/0! | #DIV/0! | #DIV/0! | #DIV/0! | #DIV/0! | #DIV/0! | #DIV/0! | #DIV/0! | #DIV/0! | #DIV/0! | #DIV/0! | 5885 | 0 | 0 | 0 | 0 | 0
2 | 11 | 2015 | 42 | 3 | 0 | 0 | #DIV/0! | #DIV/0! | #DIV/0! | #DIV/0! | #DIV/0! | #DIV/0! | #DIV/0! | #DIV/0! | #DIV/0! | #DIV/0! | #DIV/0! | #DIV/0! | #DIV/0! | #DIV/0! | #DIV/0! | #DIV/0! | #DIV/0! | #DIV/0! | #DIV/0! | #DIV/0! | 5886 | 0 | 0 | 0 | 0 | 0
2 | 12 | 2015 | 43 | 4 | 0 | 0 | #DIV/0! | #DIV/0! | #DIV/0! | #DIV/0! | #DIV/0! | #DIV/0! | #DIV/0! | #DIV/0! | #DIV/0! | #DIV/0! | #DIV/0! | #DIV/0! | #DIV/0! | #DIV/0! | #DIV/0! | #DIV/0! | #DIV/0! | #DIV/0! | #DIV/0! | #DIV/0! | 5887 | 0 | 0 | 0 | 0 | 0
2 | 13 | 2015 | 44 | 5 | 0 | 0 | #DIV/0! | #DIV/0! | #DIV/0! | #DIV/0! | #DIV/0! | #DIV/0! | #DIV/0! | #DIV/0! | #DIV/0! | #DIV/0! | #DIV/0! | #DIV/0! | #DIV/0! | #DIV/0! | #DIV/0! | #DIV/0! | #DIV/0! | #DIV/0! | #DIV/0! | #DIV/0! | 5888 | 0 | 0 | 0 | 0 | 0
2 | 14 | 2015 | 45 | 6 | 0.06 | 0 | #DIV/0! | #DIV/0! | #DIV/0! | #DIV/0! | #DIV/0! | #DIV/0! | #DIV/0! | #DIV/0! | #DIV/0! | #DIV/0! | #DIV/0! | #DIV/0! | #DIV/0! | #DIV/0! | #DIV/0! | #DIV/0! | #DIV/0! | #DIV/0! | #DIV/0! | #DIV/0! | 5889 | 0 | 0 | 0 | 0 | 0
2 | 15 | 2015 | 46 | 7 | 0 | 0 | #DIV/0! | #DIV/0! | #DIV/0! | #DIV/0! | #DIV/0! | #DIV/0! | #DIV/0! | #DIV/0! | #DIV/0! | #DIV/0! | #DIV/0! | #DIV/0! | #DIV/0! | #DIV/0! | #DIV/0! | #DIV/0! | #DIV/0! | #DIV/0! | #DIV/0! | #DIV/0! | 5890 | 0 | 0 | 0 | 0 | 0
2 | 16 | 2015 | 47 | 1 | 0.1875 | 0 | #DIV/0! | #DIV/0! | #DIV/0! | #DIV/0! | #DIV/0! | #DIV/0! | #DIV/0! | #DIV/0! | #DIV/0! | #DIV/0! | #DIV/0! | #DIV/0! | #DIV/0! | #DIV/0! | #DIV/0! | #DIV/0! | #DIV/0! | #DIV/0! | #DIV/0! | #DIV/0! | 5891 | 0 | 0 | 0 | 0 | 0
2 | 17 | 2015 | 48 | 2 | 0.22 | 0 | #DIV/0! | #DIV/0! | #DIV/0! | #DIV/0! | #DIV/0! | #DIV/0! | #DIV/0! | #DIV/0! | #DIV/0! | #DIV/0! | #DIV/0! | #DIV/0! | #DIV/0! | #DIV/0! | #DIV/0! | #DIV/0! | #DIV/0! | #DIV/0! | #DIV/0! | #DIV/0! | 5892 | 0 | 0 | 0 | 0 | 0
2 | 18 | 2015 | 49 | 3 | 0 | 0 | #DIV/0! | #DIV/0! | #DIV/0! | #DIV/0! | #DIV/0! | #DIV/0! | #DIV/0! | #DIV/0! | #DIV/0! | #DIV/0! | #DIV/0! | #DIV/0! | #DIV/0! | #DIV/0! | #DIV/0! | #DIV/0! | #DIV/0! | #DIV/0! | #DIV/0! | #DIV/0! | 5893 | 0 | 0 | 0 | 0 | 0
2 | 19 | 2015 | 50 | 4 | 0 | 0 | #DIV/0! | #DIV/0! | #DIV/0! | #DIV/0! | #DIV/0! | #DIV/0! | #DIV/0! | #DIV/0! | #DIV/0! | #DIV/0! | #DIV/0! | #DIV/0! | #DIV/0! | #DIV/0! | #DIV/0! | #DIV/0! | #DIV/0! | #DIV/0! | #DIV/0! | #DIV/0! | 5894 | 0 | 0 | 0 | 0 | 0
2 | 20 | 2015 | 51 | 5 | 0 | 0 | #DIV/0! | #DIV/0! | #DIV/0! | #DIV/0! | #DIV/0! | #DIV/0! | #DIV/0! | #DIV/0! | #DIV/0! | #DIV/0! | #DIV/0! | #DIV/0! | #DIV/0! | #DIV/0! | #DIV/0! | #DIV/0! | #DIV/0! | #DIV/0! | #DIV/0! | #DIV/0! | 5895 | 0 | 0 | 0 | 0 | 0
2 | 21 | 2015 | 52 | 6 | 0.6375 | 0 | #DIV/0! | #DIV/0! | #DIV/0! | #DIV/0! | #DIV/0! | #DIV/0! | #DIV/0! | #DIV/0! | #DIV/0! | #DIV/0! | #DIV/0! | #DIV/0! | #DIV/0! | #DIV/0! | #DIV/0! | #DIV/0! | #DIV/0! | #DIV/0! | #DIV/0! | #DIV/0! | 5896 | 0 | 0 | 0 | 0 | 0
2 | 22 | 2015 | 53 | 7 | 0.2475 | 0 | #DIV/0! | #DIV/0! | #DIV/0! | #DIV/0! | #DIV/0! | #DIV/0! | #DIV/0! | #DIV/0! | #DIV/0! | #DIV/0! | #DIV/0! | #DIV/0! | #DIV/0! | #DIV/0! | #DIV/0! | #DIV/0! | #DIV/0! | #DIV/0! | #DIV/0! | #DIV/0! | 5897 | 0 | 0 | 0 | 0 | 0
2 | 23 | 2015 | 54 | 1 | 0 | 0 | #DIV/0! | #DIV/0! | #DIV/0! | #DIV/0! | #DIV/0! | #DIV/0! | #DIV/0! | #DIV/0! | #DIV/0! | #DIV/0! | #DIV/0! | #DIV/0! | #DIV/0! | #DIV/0! | #DIV/0! | #DIV/0! | #DIV/0! | #DIV/0! | #DIV/0! | #DIV/0! | 5898 | 0 | 0 | 0 | 0 | 0
2 | 24 | 2015 | 55 | 2 | 0 | 0 | #DIV/0! | #DIV/0! | #DIV/0! | #DIV/0! | #DIV/0! | #DIV/0! | #DIV/0! | #DIV/0! | #DIV/0! | #DIV/0! | #DIV/0! | #DIV/0! | #DIV/0! | #DIV/0! | #DIV/0! | #DIV/0! | #DIV/0! | #DIV/0! | #DIV/0! | #DIV/0! | 5899 | 0 | 0 | 0 | 0 | 0
2 | 25 | 2015 | 56 | 3 | 0 | 0 | #DIV/0! | #DIV/0! | #DIV/0! | #DIV/0! | #DIV/0! | #DIV/0! | #DIV/0! | #DIV/0! | #DIV/0! | #DIV/0! | #DIV/0! | #DIV/0! | #DIV/0! | #DIV/0! | #DIV/0! | #DIV/0! | #DIV/0! | #DIV/0! | #DIV/0! | #DIV/0! | 5900 | 0 | 0 | 0 | 0 | 0
2 | 26 | 2015 | 57 | 4 | 0.155 | 0 | #DIV/0! | #DIV/0! | #DIV/0! | #DIV/0! | #DIV/0! | #DIV/0! | #DIV/0! | #DIV/0! | #DIV/0! | #DIV/0! | #DIV/0! | #DIV/0! | #DIV/0! | #DIV/0! | #DIV/0! | #DIV/0! | #DIV/0! | #DIV/0! | #DIV/0! | #DIV/0! | 5901 | 0 | 0 | 0 | 0 | 0
2 | 27 | 2015 | 58 | 5 | 0.0275 | 0 | #DIV/0! | #DIV/0! | #DIV/0! | #DIV/0! | #DIV/0! | #DIV/0! | #DIV/0! | #DIV/0! | #DIV/0! | #DIV/0! | #DIV/0! | #DIV/0! | #DIV/0! | #DIV/0! | #DIV/0! | #DIV/0! | #DIV/0! | #DIV/0! | #DIV/0! | #DIV/0! | 5902 | 0 | 0 | 0 | 0 | 0
2 | 28 | 2015 | 59 | 6 | 0 | 0 | #DIV/0! | #DIV/0! | #DIV/0! | #DIV/0! | #DIV/0! | #DIV/0! | #DIV/0! | #DIV/0! | #DIV/0! | #DIV/0! | #DIV/0! | #DIV/0! | #DIV/0! | #DIV/0! | #DIV/0! | #DIV/0! | #DIV/0! | #DIV/0! | #DIV/0! | #DIV/0! | 5903 | 0 | 0 | 0 | 0 | 0
3 | 1 | 2015 | 60 | 7 | 0.3575 | 0 | #DIV/0! | #DIV/0! | #DIV/0! | #DIV/0! | #DIV/0! | #DIV/0! | #DIV/0! | #DIV/0! | #DIV/0! | #DIV/0! | #DIV/0! | #DIV/0! | #DIV/0! | #DIV/0! | #DIV/0! | #DIV/0! | #DIV/0! | #DIV/0! | #DIV/0! | #DIV/0! | 5904 | 0 | 0 | 0 | 0 | 0
3 | 2 | 2015 | 61 | 1 | 0.09 | 0 | #DIV/0! | #DIV/0! | #DIV/0! | #DIV/0! | #DIV/0! | #DIV/0! | #DIV/0! | #DIV/0! | #DIV/0! | #DIV/0! | #DIV/0! | #DIV/0! | #DIV/0! | #DIV/0! | #DIV/0! | #DIV/0! | #DIV/0! | #DIV/0! | #DIV/0! | #DIV/0! | 5905 | 0 | 0 | 0 | 0 | 0
3 | 3 | 2015 | 62 | 2 | 0.085 | 0 | #DIV/0! | #DIV/0! | #DIV/0! | #DIV/0! | #DIV/0! | #DIV/0! | #DIV/0! | #DIV/0! | #DIV/0! | #DIV/0! | #DIV/0! | #DIV/0! | #DIV/0! | #DIV/0! | #DIV/0! | #DIV/0! | #DIV/0! | #DIV/0! | #DIV/0! | #DIV/0! | 5906 | 0 | 0 | 0 | 0 | 0
3 | 4 | 2015 | 63 | 3 | 0.41 | 0 | #DIV/0! | #DIV/0! | #DIV/0! | #DIV/0! | #DIV/0! | #DIV/0! | #DIV/0! | #DIV/0! | #DIV/0! | #DIV/0! | #DIV/0! | #DIV/0! | #DIV/0! | #DIV/0! | #DIV/0! | #DIV/0! | #DIV/0! | #DIV/0! | #DIV/0! | #DIV/0! | 5907 | 0 | 0 | 0 | 0 | 0
3 | 5 | 2015 | 64 | 4 | 0.835 | 0 | #DIV/0! | #DIV/0! | #DIV/0! | #DIV/0! | #DIV/0! | #DIV/0! | #DIV/0! | #DIV/0! | #DIV/0! | #DIV/0! | #DIV/0! | #DIV/0! | #DIV/0! | #DIV/0! | #DIV/0! | #DIV/0! | #DIV/0! | #DIV/0! | #DIV/0! | #DIV/0! | 5908 | 0 | 0 | 0 | 0 | 0
3 | 6 | 2015 | 65 | 5 | 0 | 0 | #DIV/0! | #DIV/0! | #DIV/0! | #DIV/0! | #DIV/0! | #DIV/0! | #DIV/0! | #DIV/0! | #DIV/0! | #DIV/0! | #DIV/0! | #DIV/0! | #DIV/0! | #DIV/0! | #DIV/0! | #DIV/0! | #DIV/0! | #DIV/0! | #DIV/0! | #DIV/0! | 5909 | 0 | 0 | 0 | 0 | 0
3 | 7 | 2015 | 66 | 6 | 0 | 0 | #DIV/0! | #DIV/0! | #DIV/0! | #DIV/0! | #DIV/0! | #DIV/0! | #DIV/0! | #DIV/0! | #DIV/0! | #DIV/0! | #DIV/0! | #DIV/0! | #DIV/0! | #DIV/0! | #DIV/0! | #DIV/0! | #DIV/0! | #DIV/0! | #DIV/0! | #DIV/0! | 5910 | 0 | 0 | 0 | 0 | 0
3 | 8 | 2015 | 67 | 7 | 0 | 0 | #DIV/0! | #DIV/0! | #DIV/0! | #DIV/0! | #DIV/0! | #DIV/0! | #DIV/0! | #DIV/0! | #DIV/0! | #DIV/0! | #DIV/0! | #DIV/0! | #DIV/0! | #DIV/0! | #DIV/0! | #DIV/0! | #DIV/0! | #DIV/0! | #DIV/0! | #DIV/0! | 5911 | 0 | 0 | 0 | 0 | 0
3 | 9 | 2015 | 68 | 1 | 0 | 0 | #DIV/0! | #DIV/0! | #DIV/0! | #DIV/0! | #DIV/0! | #DIV/0! | #DIV/0! | #DIV/0! | #DIV/0! | #DIV/0! | #DIV/0! | #DIV/0! | #DIV/0! | #DIV/0! | #DIV/0! | #DIV/0! | #DIV/0! | #DIV/0! | #DIV/0! | #DIV/0! | 5912 | 0 | 0 | 0 | 0 | 0
3 | 10 | 2015 | 69 | 2 | 0.4325 | 0 | #DIV/0! | #DIV/0! | #DIV/0! | #DIV/0! | #DIV/0! | #DIV/0! | #DIV/0! | #DIV/0! | #DIV/0! | #DIV/0! | #DIV/0! | #DIV/0! | #DIV/0! | #DIV/0! | #DIV/0! | #DIV/0! | #DIV/0! | #DIV/0! | #DIV/0! | #DIV/0! | 5913 | 0 | 0 | 0 | 0 | 0
3 | 11 | 2015 | 70 | 3 | 0.005 | 0 | #DIV/0! | #DIV/0! | #DIV/0! | #DIV/0! | #DIV/0! | #DIV/0! | #DIV/0! | #DIV/0! | #DIV/0! | #DIV/0! | #DIV/0! | #DIV/0! | #DIV/0! | #DIV/0! | #DIV/0! | #DIV/0! | #DIV/0! | #DIV/0! | #DIV/0! | #DIV/0! | 5914 | 0 | 0 | 0 | 0 | 0
3 | 12 | 2015 | 71 | 4 | 0 | 0 | #DIV/0! | #DIV/0! | #DIV/0! | #DIV/0! | #DIV/0! | #DIV/0! | #DIV/0! | #DIV/0! | #DIV/0! | #DIV/0! | #DIV/0! | #DIV/0! | #DIV/0! | #DIV/0! | #DIV/0! | #DIV/0! | #DIV/0! | #DIV/0! | #DIV/0! | #DIV/0! | 5915 | 0 | 0 | 0 | 0 | 0
3 | 13 | 2015 | 72 | 5 | 0.0925 | 0 | #DIV/0! | #DIV/0! | #DIV/0! | #DIV/0! | #DIV/0! | #DIV/0! | #DIV/0! | #DIV/0! | #DIV/0! | #DIV/0! | #DIV/0! | #DIV/0! | #DIV/0! | #DIV/0! | #DIV/0! | #DIV/0! | #DIV/0! | #DIV/0! | #DIV/0! | #DIV/0! | 5916 | 0 | 0 | 0 | 0 | 0
3 | 14 | 2015 | 73 | 6 | 0.52 | 0 | #DIV/0! | #DIV/0! | #DIV/0! | #DIV/0! | #DIV/0! | #DIV/0! | #DIV/0! | #DIV/0! | #DIV/0! | #DIV/0! | #DIV/0! | #DIV/0! | #DIV/0! | #DIV/0! | #DIV/0! | #DIV/0! | #DIV/0! | #DIV/0! | #DIV/0! | #DIV/0! | 5917 | 0 | 0 | 0 | 0 | 0
3 | 15 | 2015 | 74 | 7 | 0.005 | 0 | #DIV/0! | #DIV/0! | #DIV/0! | #DIV/0! | #DIV/0! | #DIV/0! | #DIV/0! | #DIV/0! | #DIV/0! | #DIV/0! | #DIV/0! | #DIV/0! | #DIV/0! | #DIV/0! | #DIV/0! | #DIV/0! | #DIV/0! | #DIV/0! | #DIV/0! | #DIV/0! | 5918 | 0 | 0 | 0 | 0 | 0
3 | 16 | 2015 | 75 | 1 | 0.0025 | 0 | #DIV/0! | #DIV/0! | #DIV/0! | #DIV/0! | #DIV/0! | #DIV/0! | #DIV/0! | #DIV/0! | #DIV/0! | #DIV/0! | #DIV/0! | #DIV/0! | #DIV/0! | #DIV/0! | #DIV/0! | #DIV/0! | #DIV/0! | #DIV/0! | #DIV/0! | #DIV/0! | 5919 | 0 | 0 | 0 | 0 | 0
3 | 17 | 2015 | 76 | 2 | 0 | 0 | #DIV/0! | #DIV/0! | #DIV/0! | #DIV/0! | #DIV/0! | #DIV/0! | #DIV/0! | #DIV/0! | #DIV/0! | #DIV/0! | #DIV/0! | #DIV/0! | #DIV/0! | #DIV/0! | #DIV/0! | #DIV/0! | #DIV/0! | #DIV/0! | #DIV/0! | #DIV/0! | 5920 | 0 | 0 | 0 | 0 | 0
3 | 18 | 2015 | 77 | 3 | 0 | 0 | #DIV/0! | #DIV/0! | #DIV/0! | #DIV/0! | #DIV/0! | #DIV/0! | #DIV/0! | #DIV/0! | #DIV/0! | #DIV/0! | #DIV/0! | #DIV/0! | #DIV/0! | #DIV/0! | #DIV/0! | #DIV/0! | #DIV/0! | #DIV/0! | #DIV/0! | #DIV/0! | 5921 | 0 | 0 | 0 | 0 | 0
3 | 19 | 2015 | 78 | 4 | 0.0525 | 0 | #DIV/0! | #DIV/0! | #DIV/0! | #DIV/0! | #DIV/0! | #DIV/0! | #DIV/0! | #DIV/0! | #DIV/0! | #DIV/0! | #DIV/0! | #DIV/0! | #DIV/0! | #DIV/0! | #DIV/0! | #DIV/0! | #DIV/0! | #DIV/0! | #DIV/0! | #DIV/0! | 5922 | 0 | 0 | 0 | 0 | 0
3 | 20 | 2015 | 79 | 5 | 0.4875 | 0 | #DIV/0! | #DIV/0! | #DIV/0! | #DIV/0! | #DIV/0! | #DIV/0! | #DIV/0! | #DIV/0! | #DIV/0! | #DIV/0! | #DIV/0! | #DIV/0! | #DIV/0! | #DIV/0! | #DIV/0! | #DIV/0! | #DIV/0! | #DIV/0! | #DIV/0! | #DIV/0! | 5923 | 0 | 0 | 0 | 0 | 0
3 | 21 | 2015 | 80 | 6 | 0.0025 | 0 | #DIV/0! | #DIV/0! | #DIV/0! | #DIV/0! | #DIV/0! | #DIV/0! | #DIV/0! | #DIV/0! | #DIV/0! | #DIV/0! | #DIV/0! | #DIV/0! | #DIV/0! | #DIV/0! | #DIV/0! | #DIV/0! | #DIV/0! | #DIV/0! | #DIV/0! | #DIV/0! | 5924 | 0 | 0 | 0 | 0 | 0
3 | 22 | 2015 | 81 | 7 | 0 | 0 | #DIV/0! | #DIV/0! | #DIV/0! | #DIV/0! | #DIV/0! | #DIV/0! | #DIV/0! | #DIV/0! | #DIV/0! | #DIV/0! | #DIV/0! | #DIV/0! | #DIV/0! | #DIV/0! | #DIV/0! | #DIV/0! | #DIV/0! | #DIV/0! | #DIV/0! | #DIV/0! | 5925 | 0 | 0 | 0 | 0 | 0
3 | 23 | 2015 | 82 | 1 | 0 | 0 | #DIV/0! | #DIV/0! | #DIV/0! | #DIV/0! | #DIV/0! | #DIV/0! | #DIV/0! | #DIV/0! | #DIV/0! | #DIV/0! | #DIV/0! | #DIV/0! | #DIV/0! | #DIV/0! | #DIV/0! | #DIV/0! | #DIV/0! | #DIV/0! | #DIV/0! | #DIV/0! | 5926 | 0 | 0 | 0 | 0 | 0
3 | 24 | 2015 | 83 | 2 | 0 | 0 | #DIV/0! | #DIV/0! | #DIV/0! | #DIV/0! | #DIV/0! | #DIV/0! | #DIV/0! | #DIV/0! | #DIV/0! | #DIV/0! | #DIV/0! | #DIV/0! | #DIV/0! | #DIV/0! | #DIV/0! | #DIV/0! | #DIV/0! | #DIV/0! | #DIV/0! | #DIV/0! | 5927 | 0 | 0 | 0 | 0 | 0
3 | 25 | 2015 | 84 | 3 | 0.0125 | 0 | #DIV/0! | #DIV/0! | #DIV/0! | #DIV/0! | #DIV/0! | #DIV/0! | #DIV/0! | #DIV/0! | #DIV/0! | #DIV/0! | #DIV/0! | #DIV/0! | #DIV/0! | #DIV/0! | #DIV/0! | #DIV/0! | #DIV/0! | #DIV/0! | #DIV/0! | #DIV/0! | 5928 | 0 | 0 | 0 | 0 | 0
3 | 26 | 2015 | 85 | 4 | 0.39 | 0 | #DIV/0! | #DIV/0! | #DIV/0! | #DIV/0! | #DIV/0! | #DIV/0! | #DIV/0! | #DIV/0! | #DIV/0! | #DIV/0! | #DIV/0! | #DIV/0! | #DIV/0! | #DIV/0! | #DIV/0! | #DIV/0! | #DIV/0! | #DIV/0! | #DIV/0! | #DIV/0! | 5929 | 0 | 0 | 0 | 0 | 0
3 | 27 | 2015 | 86 | 5 | 0.3925 | 0 | #DIV/0! | #DIV/0! | #DIV/0! | #DIV/0! | #DIV/0! | #DIV/0! | #DIV/0! | #DIV/0! | #DIV/0! | #DIV/0! | #DIV/0! | #DIV/0! | #DIV/0! | #DIV/0! | #DIV/0! | #DIV/0! | #DIV/0! | #DIV/0! | #DIV/0! | #DIV/0! | 5930 | 0 | 0 | 0 | 0 | 0
3 | 28 | 2015 | 87 | 6 | 0 | 0 | #DIV/0! | #DIV/0! | #DIV/0! | #DIV/0! | #DIV/0! | #DIV/0! | #DIV/0! | #DIV/0! | #DIV/0! | #DIV/0! | #DIV/0! | #DIV/0! | #DIV/0! | #DIV/0! | #DIV/0! | #DIV/0! | #DIV/0! | #DIV/0! | #DIV/0! | #DIV/0! | 5931 | 0 | 0 | 0 | 0 | 0
3 | 29 | 2015 | 88 | 7 | 0 | 0 | #DIV/0! | #DIV/0! | #DIV/0! | #DIV/0! | #DIV/0! | #DIV/0! | #DIV/0! | #DIV/0! | #DIV/0! | #DIV/0! | #DIV/0! | #DIV/0! | #DIV/0! | #DIV/0! | #DIV/0! | #DIV/0! | #DIV/0! | #DIV/0! | #DIV/0! | #DIV/0! | 5932 | 0 | 0 | 0 | 0 | 0
3 | 30 | 2015 | 89 | 1 | 0.01 | 0 | #DIV/0! | #DIV/0! | #DIV/0! | #DIV/0! | #DIV/0! | #DIV/0! | #DIV/0! | #DIV/0! | #DIV/0! | #DIV/0! | #DIV/0! | #DIV/0! | #DIV/0! | #DIV/0! | #DIV/0! | #DIV/0! | #DIV/0! | #DIV/0! | #DIV/0! | #DIV/0! | 5933 | 0 | 0 | 0 | 0 | 0
3 | 31 | 2015 | 90 | 2 | 0.02 | 0 | #DIV/0! | #DIV/0! | #DIV/0! | #DIV/0! | #DIV/0! | #DIV/0! | #DIV/0! | #DIV/0! | #DIV/0! | #DIV/0! | #DIV/0! | #DIV/0! | #DIV/0! | #DIV/0! | #DIV/0! | #DIV/0! | #DIV/0! | #DIV/0! | #DIV/0! | #DIV/0! | 5934 | 0 | 0 | 0 | 0 | 0
4 | 1 | 2015 | 91 | 3 | 0 | 0 | #DIV/0! | #DIV/0! | #DIV/0! | #DIV/0! | #DIV/0! | #DIV/0! | #DIV/0! | #DIV/0! | #DIV/0! | #DIV/0! | #DIV/0! | #DIV/0! | #DIV/0! | #DIV/0! | #DIV/0! | #DIV/0! | #DIV/0! | #DIV/0! | #DIV/0! | #DIV/0! | 5935 | 0 | 0 | 0 | 0 | 0
4 | 2 | 2015 | 92 | 4 | 0 | 0 | #DIV/0! | #DIV/0! | #DIV/0! | #DIV/0! | #DIV/0! | #DIV/0! | #DIV/0! | #DIV/0! | #DIV/0! | #DIV/0! | #DIV/0! | #DIV/0! | #DIV/0! | #DIV/0! | #DIV/0! | #DIV/0! | #DIV/0! | #DIV/0! | #DIV/0! | #DIV/0! | 5936 | 0 | 0 | 0 | 0 | 0
4 | 3 | 2015 | 93 | 5 | 0.1675 | 0 | #DIV/0! | #DIV/0! | #DIV/0! | #DIV/0! | #DIV/0! | #DIV/0! | #DIV/0! | #DIV/0! | #DIV/0! | #DIV/0! | #DIV/0! | #DIV/0! | #DIV/0! | #DIV/0! | #DIV/0! | #DIV/0! | #DIV/0! | #DIV/0! | #DIV/0! | #DIV/0! | 5937 | 0 | 0 | 0 | 0 | 0
4 | 4 | 2015 | 94 | 6 | 0.0175 | 0 | #DIV/0! | #DIV/0! | #DIV/0! | #DIV/0! | #DIV/0! | #DIV/0! | #DIV/0! | #DIV/0! | #DIV/0! | #DIV/0! | #DIV/0! | #DIV/0! | #DIV/0! | #DIV/0! | #DIV/0! | #DIV/0! | #DIV/0! | #DIV/0! | #DIV/0! | #DIV/0! | 5938 | 0 | 0 | 0 | 0 | 0
4 | 5 | 2015 | 95 | 7 | 0 | 0 | #DIV/0! | #DIV/0! | #DIV/0! | #DIV/0! | #DIV/0! | #DIV/0! | #DIV/0! | #DIV/0! | #DIV/0! | #DIV/0! | #DIV/0! | #DIV/0! | #DIV/0! | #DIV/0! | #DIV/0! | #DIV/0! | #DIV/0! | #DIV/0! | #DIV/0! | #DIV/0! | 5939 | 0 | 0 | 0 | 0 | 0
4 | 6 | 2015 | 96 | 1 | 0.0075 | 0 | #DIV/0! | #DIV/0! | #DIV/0! | #DIV/0! | #DIV/0! | #DIV/0! | #DIV/0! | #DIV/0! | #DIV/0! | #DIV/0! | #DIV/0! | #DIV/0! | #DIV/0! | #DIV/0! | #DIV/0! | #DIV/0! | #DIV/0! | #DIV/0! | #DIV/0! | #DIV/0! | 5940 | 0 | 0 | 0 | 0 | 0
4 | 7 | 2015 | 97 | 2 | 0.1125 | 0 | #DIV/0! | #DIV/0! | #DIV/0! | #DIV/0! | #DIV/0! | #DIV/0! | #DIV/0! | #DIV/0! | #DIV/0! | #DIV/0! | #DIV/0! | #DIV/0! | #DIV/0! | #DIV/0! | #DIV/0! | #DIV/0! | #DIV/0! | #DIV/0! | #DIV/0! | #DIV/0! | 5941 | 0 | 0 | 0 | 0 | 0
4 | 8 | 2015 | 98 | 3 | 0.255 | 0 | #DIV/0! | #DIV/0! | #DIV/0! | #DIV/0! | #DIV/0! | #DIV/0! | #DIV/0! | #DIV/0! | #DIV/0! | #DIV/0! | #DIV/0! | #DIV/0! | #DIV/0! | #DIV/0! | #DIV/0! | #DIV/0! | #DIV/0! | #DIV/0! | #DIV/0! | #DIV/0! | 5942 | 0 | 0 | 0 | 0 | 0
4 | 9 | 2015 | 99 | 4 | 0.1725 | 0 | #DIV/0! | #DIV/0! | #DIV/0! | #DIV/0! | #DIV/0! | #DIV/0! | #DIV/0! | #DIV/0! | #DIV/0! | #DIV/0! | #DIV/0! | #DIV/0! | #DIV/0! | #DIV/0! | #DIV/0! | #DIV/0! | #DIV/0! | #DIV/0! | #DIV/0! | #DIV/0! | 5943 | 0 | 0 | 0 | 0 | 0
4 | 10 | 2015 | 100 | 5 | 0.0175 | 0 | #DIV/0! | #DIV/0! | #DIV/0! | #DIV/0! | #DIV/0! | #DIV/0! | #DIV/0! | #DIV/0! | #DIV/0! | #DIV/0! | #DIV/0! | #DIV/0! | #DIV/0! | #DIV/0! | #DIV/0! | #DIV/0! | #DIV/0! | #DIV/0! | #DIV/0! | #DIV/0! | 5944 | 0 | 0 | 0 | 0 | 0
4 | 11 | 2015 | 101 | 6 | 0 | 0 | #DIV/0! | #DIV/0! | #DIV/0! | #DIV/0! | #DIV/0! | #DIV/0! | #DIV/0! | #DIV/0! | #DIV/0! | #DIV/0! | #DIV/0! | #DIV/0! | #DIV/0! | #DIV/0! | #DIV/0! | #DIV/0! | #DIV/0! | #DIV/0! | #DIV/0! | #DIV/0! | 5945 | 0 | 0 | 0 | 0 | 0
4 | 12 | 2015 | 102 | 7 | 0 | 0 | #DIV/0! | #DIV/0! | #DIV/0! | #DIV/0! | #DIV/0! | #DIV/0! | #DIV/0! | #DIV/0! | #DIV/0! | #DIV/0! | #DIV/0! | #DIV/0! | #DIV/0! | #DIV/0! | #DIV/0! | #DIV/0! | #DIV/0! | #DIV/0! | #DIV/0! | #DIV/0! | 5946 | 0 | 0 | 0 | 0 | 0
4 | 13 | 2015 | 103 | 1 | 0.06 | 0 | #DIV/0! | #DIV/0! | #DIV/0! | #DIV/0! | #DIV/0! | #DIV/0! | #DIV/0! | #DIV/0! | #DIV/0! | #DIV/0! | #DIV/0! | #DIV/0! | #DIV/0! | #DIV/0! | #DIV/0! | #DIV/0! | #DIV/0! | #DIV/0! | #DIV/0! | #DIV/0! | 5947 | 0 | 0 | 0 | 0 | 0
4 | 14 | 2015 | 104 | 2 | 0.57 | 0 | #DIV/0! | #DIV/0! | #DIV/0! | #DIV/0! | #DIV/0! | #DIV/0! | #DIV/0! | #DIV/0! | #DIV/0! | #DIV/0! | #DIV/0! | #DIV/0! | #DIV/0! | #DIV/0! | #DIV/0! | #DIV/0! | #DIV/0! | #DIV/0! | #DIV/0! | #DIV/0! | 5948 | 0 | 0 | 0 | 0 | 0
4 | 15 | 2015 | 105 | 3 | 0.0025 | 0 | #DIV/0! | #DIV/0! | #DIV/0! | #DIV/0! | #DIV/0! | #DIV/0! | #DIV/0! | #DIV/0! | #DIV/0! | #DIV/0! | #DIV/0! | #DIV/0! | #DIV/0! | #DIV/0! | #DIV/0! | #DIV/0! | #DIV/0! | #DIV/0! | #DIV/0! | #DIV/0! | 5949 | 0 | 0 | 0 | 0 | 0
4 | 16 | 2015 | 106 | 4 | 0.0625 | 0 | #DIV/0! | #DIV/0! | #DIV/0! | #DIV/0! | #DIV/0! | #DIV/0! | #DIV/0! | #DIV/0! | #DIV/0! | #DIV/0! | #DIV/0! | #DIV/0! | #DIV/0! | #DIV/0! | #DIV/0! | #DIV/0! | #DIV/0! | #DIV/0! | #DIV/0! | #DIV/0! | 5950 | 0 | 0 | 0 | 0 | 0
4 | 17 | 2015 | 107 | 5 | 0.0775 | 0 | #DIV/0! | #DIV/0! | #DIV/0! | #DIV/0! | #DIV/0! | #DIV/0! | #DIV/0! | #DIV/0! | #DIV/0! | #DIV/0! | #DIV/0! | #DIV/0! | #DIV/0! | #DIV/0! | #DIV/0! | #DIV/0! | #DIV/0! | #DIV/0! | #DIV/0! | #DIV/0! | 5951 | 0 | 0 | 0 | 0 | 0
4 | 18 | 2015 | 108 | 6 | 0 | 0 | #DIV/0! | #DIV/0! | #DIV/0! | #DIV/0! | #DIV/0! | #DIV/0! | #DIV/0! | #DIV/0! | #DIV/0! | #DIV/0! | #DIV/0! | #DIV/0! | #DIV/0! | #DIV/0! | #DIV/0! | #DIV/0! | #DIV/0! | #DIV/0! | #DIV/0! | #DIV/0! | 5952 | 0 | 0 | 0 | 0 | 0
4 | 19 | 2015 | 109 | 7 | 0.475 | 0 | #DIV/0! | #DIV/0! | #DIV/0! | #DIV/0! | #DIV/0! | #DIV/0! | #DIV/0! | #DIV/0! | #DIV/0! | #DIV/0! | #DIV/0! | #DIV/0! | #DIV/0! | #DIV/0! | #DIV/0! | #DIV/0! | #DIV/0! | #DIV/0! | #DIV/0! | #DIV/0! | 5953 | 0 | 0 | 0 | 0 | 0
4 | 20 | 2015 | 110 | 1 | 0.8025 | 0 | #DIV/0! | #DIV/0! | #DIV/0! | #DIV/0! | #DIV/0! | #DIV/0! | #DIV/0! | #DIV/0! | #DIV/0! | #DIV/0! | #DIV/0! | #DIV/0! | #DIV/0! | #DIV/0! | #DIV/0! | #DIV/0! | #DIV/0! | #DIV/0! | #DIV/0! | #DIV/0! | 5954 | 0 | 0 | 0 | 0 | 0
4 | 21 | 2015 | 111 | 2 | 0.0675 | 0 | #DIV/0! | #DIV/0! | #DIV/0! | #DIV/0! | #DIV/0! | #DIV/0! | #DIV/0! | #DIV/0! | #DIV/0! | #DIV/0! | #DIV/0! | #DIV/0! | #DIV/0! | #DIV/0! | #DIV/0! | #DIV/0! | #DIV/0! | #DIV/0! | #DIV/0! | #DIV/0! | 5955 | 0 | 0 | 0 | 0 | 0
4 | 22 | 2015 | 112 | 3 | 0.01 | 0 | #DIV/0! | #DIV/0! | #DIV/0! | #DIV/0! | #DIV/0! | #DIV/0! | #DIV/0! | #DIV/0! | #DIV/0! | #DIV/0! | #DIV/0! | #DIV/0! | #DIV/0! | #DIV/0! | #DIV/0! | #DIV/0! | #DIV/0! | #DIV/0! | #DIV/0! | #DIV/0! | 5956 | 0 | 0 | 0 | 0 | 0
4 | 23 | 2015 | 113 | 4 | 0 | 0 | #DIV/0! | #DIV/0! | #DIV/0! | #DIV/0! | #DIV/0! | #DIV/0! | #DIV/0! | #DIV/0! | #DIV/0! | #DIV/0! | #DIV/0! | #DIV/0! | #DIV/0! | #DIV/0! | #DIV/0! | #DIV/0! | #DIV/0! | #DIV/0! | #DIV/0! | #DIV/0! | 5957 | 0 | 0 | 0 | 0 | 0
4 | 24 | 2015 | 114 | 5 | 0 | 0 | #DIV/0! | #DIV/0! | #DIV/0! | #DIV/0! | #DIV/0! | #DIV/0! | #DIV/0! | #DIV/0! | #DIV/0! | #DIV/0! | #DIV/0! | #DIV/0! | #DIV/0! | #DIV/0! | #DIV/0! | #DIV/0! | #DIV/0! | #DIV/0! | #DIV/0! | #DIV/0! | 5958 | 0 | 0 | 0 | 0 | 0
4 | 25 | 2015 | 115 | 6 | 0.275 | 0 | #DIV/0! | #DIV/0! | #DIV/0! | #DIV/0! | #DIV/0! | #DIV/0! | #DIV/0! | #DIV/0! | #DIV/0! | #DIV/0! | #DIV/0! | #DIV/0! | #DIV/0! | #DIV/0! | #DIV/0! | #DIV/0! | #DIV/0! | #DIV/0! | #DIV/0! | #DIV/0! | 5959 | 0 | 0 | 0 | 0 | 0
4 | 26 | 2015 | 116 | 7 | 0.0025 | 0 | #DIV/0! | #DIV/0! | #DIV/0! | #DIV/0! | #DIV/0! | #DIV/0! | #DIV/0! | #DIV/0! | #DIV/0! | #DIV/0! | #DIV/0! | #DIV/0! | #DIV/0! | #DIV/0! | #DIV/0! | #DIV/0! | #DIV/0! | #DIV/0! | #DIV/0! | #DIV/0! | 5960 | 0 | 0 | 0 | 0 | 0
4 | 27 | 2015 | 117 | 1 | 0 | 0 | #DIV/0! | #DIV/0! | #DIV/0! | #DIV/0! | #DIV/0! | #DIV/0! | #DIV/0! | #DIV/0! | #DIV/0! | #DIV/0! | #DIV/0! | #DIV/0! | #DIV/0! | #DIV/0! | #DIV/0! | #DIV/0! | #DIV/0! | #DIV/0! | #DIV/0! | #DIV/0! | 5961 | 0 | 0 | 0 | 0 | 0
4 | 28 | 2015 | 118 | 2 | 0 | 0 | #DIV/0! | #DIV/0! | #DIV/0! | #DIV/0! | #DIV/0! | #DIV/0! | #DIV/0! | #DIV/0! | #DIV/0! | #DIV/0! | #DIV/0! | #DIV/0! | #DIV/0! | #DIV/0! | #DIV/0! | #DIV/0! | #DIV/0! | #DIV/0! | #DIV/0! | #DIV/0! | 5962 | 0 | 0 | 0 | 0 | 0
4 | 29 | 2015 | 119 | 3 | 0 | 0 | #DIV/0! | #DIV/0! | #DIV/0! | #DIV/0! | #DIV/0! | #DIV/0! | #DIV/0! | #DIV/0! | #DIV/0! | #DIV/0! | #DIV/0! | #DIV/0! | #DIV/0! | #DIV/0! | #DIV/0! | #DIV/0! | #DIV/0! | #DIV/0! | #DIV/0! | #DIV/0! | 5963 | 0 | 0 | 0 | 0 | 0
4 | 30 | 2015 | 120 | 4 | 0.245 | 0 | #DIV/0! | #DIV/0! | #DIV/0! | #DIV/0! | #DIV/0! | #DIV/0! | #DIV/0! | #DIV/0! | #DIV/0! | #DIV/0! | #DIV/0! | #DIV/0! | #DIV/0! | #DIV/0! | #DIV/0! | #DIV/0! | #DIV/0! | #DIV/0! | #DIV/0! | #DIV/0! | 5964 | 0 | 0 | 0 | 0 | 0
5 | 1 | 2015 | 121 | 5 | 0.03 | 0 | #DIV/0! | #DIV/0! | #DIV/0! | #DIV/0! | #DIV/0! | #DIV/0! | #DIV/0! | #DIV/0! | #DIV/0! | #DIV/0! | #DIV/0! | #DIV/0! | #DIV/0! | #DIV/0! | #DIV/0! | #DIV/0! | #DIV/0! | #DIV/0! | #DIV/0! | #DIV/0! | 5965 | 0 | 0 | 0 | 0 | 0
5 | 2 | 2015 | 122 | 6 | 0 | 0 | #DIV/0! | #DIV/0! | #DIV/0! | #DIV/0! | #DIV/0! | #DIV/0! | #DIV/0! | #DIV/0! | #DIV/0! | #DIV/0! | #DIV/0! | #DIV/0! | #DIV/0! | #DIV/0! | #DIV/0! | #DIV/0! | #DIV/0! | #DIV/0! | #DIV/0! | #DIV/0! | 5966 | 0 | 0 | 0 | 0 | 0
5 | 3 | 2015 | 123 | 7 | 0 | 0 | #DIV/0! | #DIV/0! | #DIV/0! | #DIV/0! | #DIV/0! | #DIV/0! | #DIV/0! | #DIV/0! | #DIV/0! | #DIV/0! | #DIV/0! | #DIV/0! | #DIV/0! | #DIV/0! | #DIV/0! | #DIV/0! | #DIV/0! | #DIV/0! | #DIV/0! | #DIV/0! | 5967 | 0 | 0 | 0 | 0 | 0
5 | 4 | 2015 | 124 | 1 | 0 | 0 | #DIV/0! | #DIV/0! | #DIV/0! | #DIV/0! | #DIV/0! | #DIV/0! | #DIV/0! | #DIV/0! | #DIV/0! | #DIV/0! | #DIV/0! | #DIV/0! | #DIV/0! | #DIV/0! | #DIV/0! | #DIV/0! | #DIV/0! | #DIV/0! | #DIV/0! | #DIV/0! | 5968 | 0 | 0 | 0 | 0 | 0
5 | 5 | 2015 | 125 | 2 | 0.065 | 0 | #DIV/0! | #DIV/0! | #DIV/0! | #DIV/0! | #DIV/0! | #DIV/0! | #DIV/0! | #DIV/0! | #DIV/0! | #DIV/0! | #DIV/0! | #DIV/0! | #DIV/0! | #DIV/0! | #DIV/0! | #DIV/0! | #DIV/0! | #DIV/0! | #DIV/0! | #DIV/0! | 5969 | 0 | 0 | 0 | 0 | 0
5 | 6 | 2015 | 126 | 3 | 0.0125 | 0 | #DIV/0! | #DIV/0! | #DIV/0! | #DIV/0! | #DIV/0! | #DIV/0! | #DIV/0! | #DIV/0! | #DIV/0! | #DIV/0! | #DIV/0! | #DIV/0! | #DIV/0! | #DIV/0! | #DIV/0! | #DIV/0! | #DIV/0! | #DIV/0! | #DIV/0! | #DIV/0! | 5970 | 0 | 0 | 0 | 0 | 0
5 | 7 | 2015 | 127 | 4 | 0 | 0 | #DIV/0! | #DIV/0! | #DIV/0! | #DIV/0! | #DIV/0! | #DIV/0! | #DIV/0! | #DIV/0! | #DIV/0! | #DIV/0! | #DIV/0! | #DIV/0! | #DIV/0! | #DIV/0! | #DIV/0! | #DIV/0! | #DIV/0! | #DIV/0! | #DIV/0! | #DIV/0! | 5971 | 0 | 0 | 0 | 0 | 0
5 | 8 | 2015 | 128 | 5 | 0.0025 | 0 | #DIV/0! | #DIV/0! | #DIV/0! | #DIV/0! | #DIV/0! | #DIV/0! | #DIV/0! | #DIV/0! | #DIV/0! | #DIV/0! | #DIV/0! | #DIV/0! | #DIV/0! | #DIV/0! | #DIV/0! | #DIV/0! | #DIV/0! | #DIV/0! | #DIV/0! | #DIV/0! | 5972 | 0 | 0 | 0 | 0 | 0
5 | 9 | 2015 | 129 | 6 | 0.0025 | 0 | #DIV/0! | #DIV/0! | #DIV/0! | #DIV/0! | #DIV/0! | #DIV/0! | #DIV/0! | #DIV/0! | #DIV/0! | #DIV/0! | #DIV/0! | #DIV/0! | #DIV/0! | #DIV/0! | #DIV/0! | #DIV/0! | #DIV/0! | #DIV/0! | #DIV/0! | #DIV/0! | 5973 | 0 | 0 | 0 | 0 | 0
5 | 10 | 2015 | 130 | 7 | 0 | 0 | #DIV/0! | #DIV/0! | #DIV/0! | #DIV/0! | #DIV/0! | #DIV/0! | #DIV/0! | #DIV/0! | #DIV/0! | #DIV/0! | #DIV/0! | #DIV/0! | #DIV/0! | #DIV/0! | #DIV/0! | #DIV/0! | #DIV/0! | #DIV/0! | #DIV/0! | #DIV/0! | 5974 | 0 | 0 | 0 | 0 | 0
5 | 11 | 2015 | 131 | 1 | 0.0025 | 0 | #DIV/0! | #DIV/0! | #DIV/0! | #DIV/0! | #DIV/0! | #DIV/0! | #DIV/0! | #DIV/0! | #DIV/0! | #DIV/0! | #DIV/0! | #DIV/0! | #DIV/0! | #DIV/0! | #DIV/0! | #DIV/0! | #DIV/0! | #DIV/0! | #DIV/0! | #DIV/0! | 5975 | 0 | 0 | 0 | 0 | 0
5 | 12 | 2015 | 132 | 2 | 0 | 0 | #DIV/0! | #DIV/0! | #DIV/0! | #DIV/0! | #DIV/0! | #DIV/0! | #DIV/0! | #DIV/0! | #DIV/0! | #DIV/0! | #DIV/0! | #DIV/0! | #DIV/0! | #DIV/0! | #DIV/0! | #DIV/0! | #DIV/0! | #DIV/0! | #DIV/0! | #DIV/0! | 5976 | 0 | 0 | 0 | 0 | 0
5 | 13 | 2015 | 133 | 3 | 0 | 0 | #DIV/0! | #DIV/0! | #DIV/0! | #DIV/0! | #DIV/0! | #DIV/0! | #DIV/0! | #DIV/0! | #DIV/0! | #DIV/0! | #DIV/0! | #DIV/0! | #DIV/0! | #DIV/0! | #DIV/0! | #DIV/0! | #DIV/0! | #DIV/0! | #DIV/0! | #DIV/0! | 5977 | 0 | 0 | 0 | 0 | 0
5 | 14 | 2015 | 134 | 4 | 0 | 0 | #DIV/0! | #DIV/0! | #DIV/0! | #DIV/0! | #DIV/0! | #DIV/0! | #DIV/0! | #DIV/0! | #DIV/0! | #DIV/0! | #DIV/0! | #DIV/0! | #DIV/0! | #DIV/0! | #DIV/0! | #DIV/0! | #DIV/0! | #DIV/0! | #DIV/0! | #DIV/0! | 5978 | 0 | 0 | 0 | 0 | 0
5 | 15 | 2015 | 135 | 5 | 0 | 0 | #DIV/0! | #DIV/0! | #DIV/0! | #DIV/0! | #DIV/0! | #DIV/0! | #DIV/0! | #DIV/0! | #DIV/0! | #DIV/0! | #DIV/0! | #DIV/0! | #DIV/0! | #DIV/0! | #DIV/0! | #DIV/0! | #DIV/0! | #DIV/0! | #DIV/0! | #DIV/0! | 5979 | 0 | 0 | 0 | 0 | 0
5 | 16 | 2015 | 136 | 6 | 0.6825 | 0 | #DIV/0! | #DIV/0! | #DIV/0! | #DIV/0! | #DIV/0! | #DIV/0! | #DIV/0! | #DIV/0! | #DIV/0! | #DIV/0! | #DIV/0! | #DIV/0! | #DIV/0! | #DIV/0! | #DIV/0! | #DIV/0! | #DIV/0! | #DIV/0! | #DIV/0! | #DIV/0! | 5980 | 0 | 0 | 0 | 0 | 0
5 | 17 | 2015 | 137 | 7 | 0.005 | 0 | #DIV/0! | #DIV/0! | #DIV/0! | #DIV/0! | #DIV/0! | #DIV/0! | #DIV/0! | #DIV/0! | #DIV/0! | #DIV/0! | #DIV/0! | #DIV/0! | #DIV/0! | #DIV/0! | #DIV/0! | #DIV/0! | #DIV/0! | #DIV/0! | #DIV/0! | #DIV/0! | 5981 | 0 | 0 | 0 | 0 | 0
5 | 18 | 2015 | 138 | 1 | 1.0475 | 0 | #DIV/0! | #DIV/0! | #DIV/0! | #DIV/0! | #DIV/0! | #DIV/0! | #DIV/0! | #DIV/0! | #DIV/0! | #DIV/0! | #DIV/0! | #DIV/0! | #DIV/0! | #DIV/0! | #DIV/0! | #DIV/0! | #DIV/0! | #DIV/0! | #DIV/0! | #DIV/0! | 5982 | 0 | 0 | 0 | 0 | 0
5 | 19 | 2015 | 139 | 2 | 0.04 | 0 | #DIV/0! | #DIV/0! | #DIV/0! | #DIV/0! | #DIV/0! | #DIV/0! | #DIV/0! | #DIV/0! | #DIV/0! | #DIV/0! | #DIV/0! | #DIV/0! | #DIV/0! | #DIV/0! | #DIV/0! | #DIV/0! | #DIV/0! | #DIV/0! | #DIV/0! | #DIV/0! | 5983 | 0 | 0 | 0 | 0 | 0
5 | 20 | 2015 | 140 | 3 | 0 | 0 | #DIV/0! | #DIV/0! | #DIV/0! | #DIV/0! | #DIV/0! | #DIV/0! | #DIV/0! | #DIV/0! | #DIV/0! | #DIV/0! | #DIV/0! | #DIV/0! | #DIV/0! | #DIV/0! | #DIV/0! | #DIV/0! | #DIV/0! | #DIV/0! | #DIV/0! | #DIV/0! | 5984 | 0 | 0 | 0 | 0 | 0
5 | 21 | 2015 | 141 | 4 | 0.295 | 0 | #DIV/0! | #DIV/0! | #DIV/0! | #DIV/0! | #DIV/0! | #DIV/0! | #DIV/0! | #DIV/0! | #DIV/0! | #DIV/0! | #DIV/0! | #DIV/0! | #DIV/0! | #DIV/0! | #DIV/0! | #DIV/0! | #DIV/0! | #DIV/0! | #DIV/0! | #DIV/0! | 5985 | 0 | 0 | 0 | 0 | 0
5 | 22 | 2015 | 142 | 5 | 0.0025 | 0 | #DIV/0! | #DIV/0! | #DIV/0! | #DIV/0! | #DIV/0! | #DIV/0! | #DIV/0! | #DIV/0! | #DIV/0! | #DIV/0! | #DIV/0! | #DIV/0! | #DIV/0! | #DIV/0! | #DIV/0! | #DIV/0! | #DIV/0! | #DIV/0! | #DIV/0! | #DIV/0! | 5986 | 0 | 0 | 0 | 0 | 0
5 | 23 | 2015 | 143 | 6 | 0 | 0 | #DIV/0! | #DIV/0! | #DIV/0! | #DIV/0! | #DIV/0! | #DIV/0! | #DIV/0! | #DIV/0! | #DIV/0! | #DIV/0! | #DIV/0! | #DIV/0! | #DIV/0! | #DIV/0! | #DIV/0! | #DIV/0! | #DIV/0! | #DIV/0! | #DIV/0! | #DIV/0! | 5987 | 0 | 0 | 0 | 0 | 0
5 | 24 | 2015 | 144 | 7 | 0 | 0 | #DIV/0! | #DIV/0! | #DIV/0! | #DIV/0! | #DIV/0! | #DIV/0! | #DIV/0! | #DIV/0! | #DIV/0! | #DIV/0! | #DIV/0! | #DIV/0! | #DIV/0! | #DIV/0! | #DIV/0! | #DIV/0! | #DIV/0! | #DIV/0! | #DIV/0! | #DIV/0! | 5988 | 0 | 0 | 0 | 0 | 0
5 | 25 | 2015 | 145 | 1 | 0 | 0 | #DIV/0! | #DIV/0! | #DIV/0! | #DIV/0! | #DIV/0! | #DIV/0! | #DIV/0! | #DIV/0! | #DIV/0! | #DIV/0! | #DIV/0! | #DIV/0! | #DIV/0! | #DIV/0! | #DIV/0! | #DIV/0! | #DIV/0! | #DIV/0! | #DIV/0! | #DIV/0! | 5989 | 0 | 0 | 0 | 0 | 0
5 | 26 | 2015 | 146 | 2 | 0 | 0 | #DIV/0! | #DIV/0! | #DIV/0! | #DIV/0! | #DIV/0! | #DIV/0! | #DIV/0! | #DIV/0! | #DIV/0! | #DIV/0! | #DIV/0! | #DIV/0! | #DIV/0! | #DIV/0! | #DIV/0! | #DIV/0! | #DIV/0! | #DIV/0! | #DIV/0! | #DIV/0! | 5990 | 0 | 0 | 0 | 0 | 0
5 | 27 | 2015 | 147 | 3 | 0.265 | 0 | #DIV/0! | #DIV/0! | #DIV/0! | #DIV/0! | #DIV/0! | #DIV/0! | #DIV/0! | #DIV/0! | #DIV/0! | #DIV/0! | #DIV/0! | #DIV/0! | #DIV/0! | #DIV/0! | #DIV/0! | #DIV/0! | #DIV/0! | #DIV/0! | #DIV/0! | #DIV/0! | 5991 | 0 | 0 | 0 | 0 | 0
5 | 28 | 2015 | 148 | 4 | 0 | 0 | #DIV/0! | #DIV/0! | #DIV/0! | #DIV/0! | #DIV/0! | #DIV/0! | #DIV/0! | #DIV/0! | #DIV/0! | #DIV/0! | #DIV/0! | #DIV/0! | #DIV/0! | #DIV/0! | #DIV/0! | #DIV/0! | #DIV/0! | #DIV/0! | #DIV/0! | #DIV/0! | 5992 | 0 | 0 | 0 | 0 | 0
5 | 29 | 2015 | 149 | 5 | 0.0225 | 0 | #DIV/0! | #DIV/0! | #DIV/0! | #DIV/0! | #DIV/0! | #DIV/0! | #DIV/0! | #DIV/0! | #DIV/0! | #DIV/0! | #DIV/0! | #DIV/0! | #DIV/0! | #DIV/0! | #DIV/0! | #DIV/0! | #DIV/0! | #DIV/0! | #DIV/0! | #DIV/0! | 5993 | 0 | 0 | 0 | 0 | 0
5 | 30 | 2015 | 150 | 6 | 0 | 0 | #DIV/0! | #DIV/0! | #DIV/0! | #DIV/0! | #DIV/0! | #DIV/0! | #DIV/0! | #DIV/0! | #DIV/0! | #DIV/0! | #DIV/0! | #DIV/0! | #DIV/0! | #DIV/0! | #DIV/0! | #DIV/0! | #DIV/0! | #DIV/0! | #DIV/0! | #DIV/0! | 5994 | 0 | 0 | 0 | 0 | 0
5 | 31 | 2015 | 151 | 7 | 0.005 | 0 | #DIV/0! | #DIV/0! | #DIV/0! | #DIV/0! | #DIV/0! | #DIV/0! | #DIV/0! | #DIV/0! | #DIV/0! | #DIV/0! | #DIV/0! | #DIV/0! | #DIV/0! | #DIV/0! | #DIV/0! | #DIV/0! | #DIV/0! | #DIV/0! | #DIV/0! | #DIV/0! | 5995 | 0 | 0 | 0 | 0 | 0
6 | 1 | 2015 | 152 | 1 | 1.645 | 0 | #DIV/0! | #DIV/0! | #DIV/0! | #DIV/0! | #DIV/0! | #DIV/0! | #DIV/0! | #DIV/0! | #DIV/0! | #DIV/0! | #DIV/0! | #DIV/0! | #DIV/0! | #DIV/0! | #DIV/0! | #DIV/0! | #DIV/0! | #DIV/0! | #DIV/0! | #DIV/0! | 5996 | 0 | 0 | 0 | 0 | 0
6 | 2 | 2015 | 153 | 2 | 0.3225 | 0 | #DIV/0! | #DIV/0! | #DIV/0! | #DIV/0! | #DIV/0! | #DIV/0! | #DIV/0! | #DIV/0! | #DIV/0! | #DIV/0! | #DIV/0! | #DIV/0! | #DIV/0! | #DIV/0! | #DIV/0! | #DIV/0! | #DIV/0! | #DIV/0! | #DIV/0! | #DIV/0! | 5997 | 0 | 0 | 0 | 0 | 0
6 | 3 | 2015 | 154 | 3 | 0.0475 | 0 | #DIV/0! | #DIV/0! | #DIV/0! | #DIV/0! | #DIV/0! | #DIV/0! | #DIV/0! | #DIV/0! | #DIV/0! | #DIV/0! | #DIV/0! | #DIV/0! | #DIV/0! | #DIV/0! | #DIV/0! | #DIV/0! | #DIV/0! | #DIV/0! | #DIV/0! | #DIV/0! | 5998 | 0 | 0 | 0 | 0 | 0
6 | 4 | 2015 | 155 | 4 | 0.46 | 0 | #DIV/0! | #DIV/0! | #DIV/0! | #DIV/0! | #DIV/0! | #DIV/0! | #DIV/0! | #DIV/0! | #DIV/0! | #DIV/0! | #DIV/0! | #DIV/0! | #DIV/0! | #DIV/0! | #DIV/0! | #DIV/0! | #DIV/0! | #DIV/0! | #DIV/0! | #DIV/0! | 5999 | 0 | 0 | 0 | 0 | 0
6 | 5 | 2015 | 156 | 5 | 0.05 | 0 | #DIV/0! | #DIV/0! | #DIV/0! | #DIV/0! | #DIV/0! | #DIV/0! | #DIV/0! | #DIV/0! | #DIV/0! | #DIV/0! | #DIV/0! | #DIV/0! | #DIV/0! | #DIV/0! | #DIV/0! | #DIV/0! | #DIV/0! | #DIV/0! | #DIV/0! | #DIV/0! | 6000 | 0 | 0 | 0 | 0 | 0
6 | 6 | 2015 | 157 | 6 | 0.0025 | 0 | #DIV/0! | #DIV/0! | #DIV/0! | #DIV/0! | #DIV/0! | #DIV/0! | #DIV/0! | #DIV/0! | #DIV/0! | #DIV/0! | #DIV/0! | #DIV/0! | #DIV/0! | #DIV/0! | #DIV/0! | #DIV/0! | #DIV/0! | #DIV/0! | #DIV/0! | #DIV/0! | 6001 | 0 | 0 | 0 | 0 | 0
6 | 7 | 2015 | 158 | 7 | 0 | 0 | #DIV/0! | #DIV/0! | #DIV/0! | #DIV/0! | #DIV/0! | #DIV/0! | #DIV/0! | #DIV/0! | #DIV/0! | #DIV/0! | #DIV/0! | #DIV/0! | #DIV/0! | #DIV/0! | #DIV/0! | #DIV/0! | #DIV/0! | #DIV/0! | #DIV/0! | #DIV/0! | 6002 | 0 | 0 | 0 | 0 | 0
6 | 8 | 2015 | 159 | 1 | 0.7575 | 0 | #DIV/0! | #DIV/0! | #DIV/0! | #DIV/0! | #DIV/0! | #DIV/0! | #DIV/0! | #DIV/0! | #DIV/0! | #DIV/0! | #DIV/0! | #DIV/0! | #DIV/0! | #DIV/0! | #DIV/0! | #DIV/0! | #DIV/0! | #DIV/0! | #DIV/0! | #DIV/0! | 6003 | 0 | 0 | 0 | 0 | 0
6 | 9 | 2015 | 160 | 2 | 0.0025 | 0 | #DIV/0! | #DIV/0! | #DIV/0! | #DIV/0! | #DIV/0! | #DIV/0! | #DIV/0! | #DIV/0! | #DIV/0! | #DIV/0! | #DIV/0! | #DIV/0! | #DIV/0! | #DIV/0! | #DIV/0! | #DIV/0! | #DIV/0! | #DIV/0! | #DIV/0! | #DIV/0! | 6004 | 0 | 0 | 0 | 0 | 0
6 | 10 | 2015 | 161 | 3 | 0 | 0 | #DIV/0! | #DIV/0! | #DIV/0! | #DIV/0! | #DIV/0! | #DIV/0! | #DIV/0! | #DIV/0! | #DIV/0! | #DIV/0! | #DIV/0! | #DIV/0! | #DIV/0! | #DIV/0! | #DIV/0! | #DIV/0! | #DIV/0! | #DIV/0! | #DIV/0! | #DIV/0! | 6005 | 0 | 0 | 0 | 0 | 0
6 | 11 | 2015 | 162 | 4 | 0 | 0 | #DIV/0! | #DIV/0! | #DIV/0! | #DIV/0! | #DIV/0! | #DIV/0! | #DIV/0! | #DIV/0! | #DIV/0! | #DIV/0! | #DIV/0! | #DIV/0! | #DIV/0! | #DIV/0! | #DIV/0! | #DIV/0! | #DIV/0! | #DIV/0! | #DIV/0! | #DIV/0! | 6006 | 0 | 0 | 0 | 0 | 0
6 | 12 | 2015 | 163 | 5 | 0.01 | 0 | #DIV/0! | #DIV/0! | #DIV/0! | #DIV/0! | #DIV/0! | #DIV/0! | #DIV/0! | #DIV/0! | #DIV/0! | #DIV/0! | #DIV/0! | #DIV/0! | #DIV/0! | #DIV/0! | #DIV/0! | #DIV/0! | #DIV/0! | #DIV/0! | #DIV/0! | #DIV/0! | 6007 | 0 | 0 | 0 | 0 | 0
6 | 13 | 2015 | 164 | 6 | 0.2025 | 0 | #DIV/0! | #DIV/0! | #DIV/0! | #DIV/0! | #DIV/0! | #DIV/0! | #DIV/0! | #DIV/0! | #DIV/0! | #DIV/0! | #DIV/0! | #DIV/0! | #DIV/0! | #DIV/0! | #DIV/0! | #DIV/0! | #DIV/0! | #DIV/0! | #DIV/0! | #DIV/0! | 6008 | 0 | 0 | 0 | 0 | 0
6 | 14 | 2015 | 165 | 7 | 0.145 | 0 | #DIV/0! | #DIV/0! | #DIV/0! | #DIV/0! | #DIV/0! | #DIV/0! | #DIV/0! | #DIV/0! | #DIV/0! | #DIV/0! | #DIV/0! | #DIV/0! | #DIV/0! | #DIV/0! | #DIV/0! | #DIV/0! | #DIV/0! | #DIV/0! | #DIV/0! | #DIV/0! | 6009 | 0 | 0 | 0 | 0 | 0
6 | 15 | 2015 | 166 | 1 | 0.11 | 0 | #DIV/0! | #DIV/0! | #DIV/0! | #DIV/0! | #DIV/0! | #DIV/0! | #DIV/0! | #DIV/0! | #DIV/0! | #DIV/0! | #DIV/0! | #DIV/0! | #DIV/0! | #DIV/0! | #DIV/0! | #DIV/0! | #DIV/0! | #DIV/0! | #DIV/0! | #DIV/0! | 6010 | 0 | 0 | 0 | 0 | 0
6 | 16 | 2015 | 167 | 2 | 0 | 0 | #DIV/0! | #DIV/0! | #DIV/0! | #DIV/0! | #DIV/0! | #DIV/0! | #DIV/0! | #DIV/0! | #DIV/0! | #DIV/0! | #DIV/0! | #DIV/0! | #DIV/0! | #DIV/0! | #DIV/0! | #DIV/0! | #DIV/0! | #DIV/0! | #DIV/0! | #DIV/0! | 6011 | 0 | 0 | 0 | 0 | 0
6 | 17 | 2015 | 168 | 3 | 0.37 | 0 | #DIV/0! | #DIV/0! | #DIV/0! | #DIV/0! | #DIV/0! | #DIV/0! | #DIV/0! | #DIV/0! | #DIV/0! | #DIV/0! | #DIV/0! | #DIV/0! | #DIV/0! | #DIV/0! | #DIV/0! | #DIV/0! | #DIV/0! | #DIV/0! | #DIV/0! | #DIV/0! | 6012 | 0 | 0 | 0 | 0 | 0
6 | 18 | 2015 | 169 | 4 | 0.5825 | 0 | #DIV/0! | #DIV/0! | #DIV/0! | #DIV/0! | #DIV/0! | #DIV/0! | #DIV/0! | #DIV/0! | #DIV/0! | #DIV/0! | #DIV/0! | #DIV/0! | #DIV/0! | #DIV/0! | #DIV/0! | #DIV/0! | #DIV/0! | #DIV/0! | #DIV/0! | #DIV/0! | 6013 | 0 | 0 | 0 | 0 | 0
6 | 19 | 2015 | 170 | 5 | 0.075 | 0 | #DIV/0! | #DIV/0! | #DIV/0! | #DIV/0! | #DIV/0! | #DIV/0! | #DIV/0! | #DIV/0! | #DIV/0! | #DIV/0! | #DIV/0! | #DIV/0! | #DIV/0! | #DIV/0! | #DIV/0! | #DIV/0! | #DIV/0! | #DIV/0! | #DIV/0! | #DIV/0! | 6014 | 0 | 0 | 0 | 0 | 0
6 | 20 | 2015 | 171 | 6 | 2.0075 | 0 | #DIV/0! | #DIV/0! | #DIV/0! | #DIV/0! | #DIV/0! | #DIV/0! | #DIV/0! | #DIV/0! | #DIV/0! | #DIV/0! | #DIV/0! | #DIV/0! | #DIV/0! | #DIV/0! | #DIV/0! | #DIV/0! | #DIV/0! | #DIV/0! | #DIV/0! | #DIV/0! | 6015 | 0 | 0 | 0 | 0 | 0
6 | 21 | 2015 | 172 | 7 | 0.055 | 0 | #DIV/0! | #DIV/0! | #DIV/0! | #DIV/0! | #DIV/0! | #DIV/0! | #DIV/0! | #DIV/0! | #DIV/0! | #DIV/0! | #DIV/0! | #DIV/0! | #DIV/0! | #DIV/0! | #DIV/0! | #DIV/0! | #DIV/0! | #DIV/0! | #DIV/0! | #DIV/0! | 6016 | 0 | 0 | 0 | 0 | 0
6 | 22 | 2015 | 173 | 1 | 0 | 0 | #DIV/0! | #DIV/0! | #DIV/0! | #DIV/0! | #DIV/0! | #DIV/0! | #DIV/0! | #DIV/0! | #DIV/0! | #DIV/0! | #DIV/0! | #DIV/0! | #DIV/0! | #DIV/0! | #DIV/0! | #DIV/0! | #DIV/0! | #DIV/0! | #DIV/0! | #DIV/0! | 6017 | 0 | 0 | 0 | 0 | 0
6 | 23 | 2015 | 174 | 2 | 0.7625 | 0 | #DIV/0! | #DIV/0! | #DIV/0! | #DIV/0! | #DIV/0! | #DIV/0! | #DIV/0! | #DIV/0! | #DIV/0! | #DIV/0! | #DIV/0! | #DIV/0! | #DIV/0! | #DIV/0! | #DIV/0! | #DIV/0! | #DIV/0! | #DIV/0! | #DIV/0! | #DIV/0! | 6018 | 0 | 0 | 0 | 0 | 0
6 | 24 | 2015 | 175 | 3 | 0.0025 | 0 | #DIV/0! | #DIV/0! | #DIV/0! | #DIV/0! | #DIV/0! | #DIV/0! | #DIV/0! | #DIV/0! | #DIV/0! | #DIV/0! | #DIV/0! | #DIV/0! | #DIV/0! | #DIV/0! | #DIV/0! | #DIV/0! | #DIV/0! | #DIV/0! | #DIV/0! | #DIV/0! | 6019 | 0 | 0 | 0 | 0 | 0
6 | 25 | 2015 | 176 | 4 | 0.64 | 0 | #DIV/0! | #DIV/0! | #DIV/0! | #DIV/0! | #DIV/0! | #DIV/0! | #DIV/0! | #DIV/0! | #DIV/0! | #DIV/0! | #DIV/0! | #DIV/0! | #DIV/0! | #DIV/0! | #DIV/0! | #DIV/0! | #DIV/0! | #DIV/0! | #DIV/0! | #DIV/0! | 6020 | 0 | 0 | 0 | 0 | 0
6 | 26 | 2015 | 177 | 5 | 0.06 | 0 | #DIV/0! | #DIV/0! | #DIV/0! | #DIV/0! | #DIV/0! | #DIV/0! | #DIV/0! | #DIV/0! | #DIV/0! | #DIV/0! | #DIV/0! | #DIV/0! | #DIV/0! | #DIV/0! | #DIV/0! | #DIV/0! | #DIV/0! | #DIV/0! | #DIV/0! | #DIV/0! | 6021 | 0 | 0 | 0 | 0 | 0
6 | 27 | 2015 | 178 | 6 | 2.305 | 0 | #DIV/0! | #DIV/0! | #DIV/0! | #DIV/0! | #DIV/0! | #DIV/0! | #DIV/0! | #DIV/0! | #DIV/0! | #DIV/0! | #DIV/0! | #DIV/0! | #DIV/0! | #DIV/0! | #DIV/0! | #DIV/0! | #DIV/0! | #DIV/0! | #DIV/0! | #DIV/0! | 6022 | 0 | 0 | 0 | 0 | 0
6 | 28 | 2015 | 179 | 7 | 0.0975 | 0 | #DIV/0! | #DIV/0! | #DIV/0! | #DIV/0! | #DIV/0! | #DIV/0! | #DIV/0! | #DIV/0! | #DIV/0! | #DIV/0! | #DIV/0! | #DIV/0! | #DIV/0! | #DIV/0! | #DIV/0! | #DIV/0! | #DIV/0! | #DIV/0! | #DIV/0! | #DIV/0! | 6023 | 0 | 0 | 0 | 0 | 0
6 | 29 | 2015 | 180 | 1 | 0 | 0 | #DIV/0! | #DIV/0! | #DIV/0! | #DIV/0! | #DIV/0! | #DIV/0! | #DIV/0! | #DIV/0! | #DIV/0! | #DIV/0! | #DIV/0! | #DIV/0! | #DIV/0! | #DIV/0! | #DIV/0! | #DIV/0! | #DIV/0! | #DIV/0! | #DIV/0! | #DIV/0! | 6024 | 0 | 0 | 0 | 0 | 0
6 | 30 | 2015 | 181 | 2 | 0.2075 | 0 | #DIV/0! | #DIV/0! | #DIV/0! | #DIV/0! | #DIV/0! | #DIV/0! | #DIV/0! | #DIV/0! | #DIV/0! | #DIV/0! | #DIV/0! | #DIV/0! | #DIV/0! | #DIV/0! | #DIV/0! | #DIV/0! | #DIV/0! | #DIV/0! | #DIV/0! | #DIV/0! | 6025 | 0 | 0 | 0 | 0 | 0
7 | 1 | 2015 | 182 | 3 | 0.4975 | 0 | #DIV/0! | #DIV/0! | #DIV/0! | #DIV/0! | #DIV/0! | #DIV/0! | #DIV/0! | #DIV/0! | #DIV/0! | #DIV/0! | #DIV/0! | #DIV/0! | #DIV/0! | #DIV/0! | #DIV/0! | #DIV/0! | #DIV/0! | #DIV/0! | #DIV/0! | #DIV/0! | 6026 | 0 | 0 | 0 | 0 | 0
7 | 2 | 2015 | 183 | 4 | 0.055 | 0 | #DIV/0! | #DIV/0! | #DIV/0! | #DIV/0! | #DIV/0! | #DIV/0! | #DIV/0! | #DIV/0! | #DIV/0! | #DIV/0! | #DIV/0! | #DIV/0! | #DIV/0! | #DIV/0! | #DIV/0! | #DIV/0! | #DIV/0! | #DIV/0! | #DIV/0! | #DIV/0! | 6027 | 0 | 0 | 0 | 0 | 0
7 | 3 | 2015 | 184 | 5 | 0.0175 | 0 | #DIV/0! | #DIV/0! | #DIV/0! | #DIV/0! | #DIV/0! | #DIV/0! | #DIV/0! | #DIV/0! | #DIV/0! | #DIV/0! | #DIV/0! | #DIV/0! | #DIV/0! | #DIV/0! | #DIV/0! | #DIV/0! | #DIV/0! | #DIV/0! | #DIV/0! | #DIV/0! | 6028 | 0 | 0 | 0 | 0 | 0
7 | 4 | 2015 | 185 | 6 | 0.675 | 0 | #DIV/0! | #DIV/0! | #DIV/0! | #DIV/0! | #DIV/0! | #DIV/0! | #DIV/0! | #DIV/0! | #DIV/0! | #DIV/0! | #DIV/0! | #DIV/0! | #DIV/0! | #DIV/0! | #DIV/0! | #DIV/0! | #DIV/0! | #DIV/0! | #DIV/0! | #DIV/0! | 6029 | 0 | 0 | 0 | 0 | 0
7 | 5 | 2015 | 186 | 7 | 0.01 | 0 | #DIV/0! | #DIV/0! | #DIV/0! | #DIV/0! | #DIV/0! | #DIV/0! | #DIV/0! | #DIV/0! | #DIV/0! | #DIV/0! | #DIV/0! | #DIV/0! | #DIV/0! | #DIV/0! | #DIV/0! | #DIV/0! | #DIV/0! | #DIV/0! | #DIV/0! | #DIV/0! | 6030 | 0 | 0 | 0 | 0 | 0
7 | 6 | 2015 | 187 | 1 | 0.3075 | 0 | #DIV/0! | #DIV/0! | #DIV/0! | #DIV/0! | #DIV/0! | #DIV/0! | #DIV/0! | #DIV/0! | #DIV/0! | #DIV/0! | #DIV/0! | #DIV/0! | #DIV/0! | #DIV/0! | #DIV/0! | #DIV/0! | #DIV/0! | #DIV/0! | #DIV/0! | #DIV/0! | 6031 | 0 | 0 | 0 | 0 | 0
7 | 7 | 2015 | 188 | 2 | 0.0025 | 0 | #DIV/0! | #DIV/0! | #DIV/0! | #DIV/0! | #DIV/0! | #DIV/0! | #DIV/0! | #DIV/0! | #DIV/0! | #DIV/0! | #DIV/0! | #DIV/0! | #DIV/0! | #DIV/0! | #DIV/0! | #DIV/0! | #DIV/0! | #DIV/0! | #DIV/0! | #DIV/0! | 6032 | 0 | 0 | 0 | 0 | 0
7 | 8 | 2015 | 189 | 3 | 1 | 0 | #DIV/0! | #DIV/0! | #DIV/0! | #DIV/0! | #DIV/0! | #DIV/0! | #DIV/0! | #DIV/0! | #DIV/0! | #DIV/0! | #DIV/0! | #DIV/0! | #DIV/0! | #DIV/0! | #DIV/0! | #DIV/0! | #DIV/0! | #DIV/0! | #DIV/0! | #DIV/0! | 6033 | 0 | 0 | 0 | 0 | 0
7 | 9 | 2015 | 190 | 4 | 0.0225 | 0 | #DIV/0! | #DIV/0! | #DIV/0! | #DIV/0! | #DIV/0! | #DIV/0! | #DIV/0! | #DIV/0! | #DIV/0! | #DIV/0! | #DIV/0! | #DIV/0! | #DIV/0! | #DIV/0! | #DIV/0! | #DIV/0! | #DIV/0! | #DIV/0! | #DIV/0! | #DIV/0! | 6034 | 0 | 0 | 0 | 0 | 0
7 | 10 | 2015 | 191 | 5 | 0.105 | 0 | #DIV/0! | #DIV/0! | #DIV/0! | #DIV/0! | #DIV/0! | #DIV/0! | #DIV/0! | #DIV/0! | #DIV/0! | #DIV/0! | #DIV/0! | #DIV/0! | #DIV/0! | #DIV/0! | #DIV/0! | #DIV/0! | #DIV/0! | #DIV/0! | #DIV/0! | #DIV/0! | 6035 | 0 | 0 | 0 | 0 | 0
7 | 11 | 2015 | 192 | 6 | 0.1125 | 0 | #DIV/0! | #DIV/0! | #DIV/0! | #DIV/0! | #DIV/0! | #DIV/0! | #DIV/0! | #DIV/0! | #DIV/0! | #DIV/0! | #DIV/0! | #DIV/0! | #DIV/0! | #DIV/0! | #DIV/0! | #DIV/0! | #DIV/0! | #DIV/0! | #DIV/0! | #DIV/0! | 6036 | 0 | 0 | 0 | 0 | 0
7 | 12 | 2015 | 193 | 7 | 0.0025 | 0 | #DIV/0! | #DIV/0! | #DIV/0! | #DIV/0! | #DIV/0! | #DIV/0! | #DIV/0! | #DIV/0! | #DIV/0! | #DIV/0! | #DIV/0! | #DIV/0! | #DIV/0! | #DIV/0! | #DIV/0! | #DIV/0! | #DIV/0! | #DIV/0! | #DIV/0! | #DIV/0! | 6037 | 0 | 0 | 0 | 0 | 0
7 | 13 | 2015 | 194 | 1 | 0.1175 | 0 | #DIV/0! | #DIV/0! | #DIV/0! | #DIV/0! | #DIV/0! | #DIV/0! | #DIV/0! | #DIV/0! | #DIV/0! | #DIV/0! | #DIV/0! | #DIV/0! | #DIV/0! | #DIV/0! | #DIV/0! | #DIV/0! | #DIV/0! | #DIV/0! | #DIV/0! | #DIV/0! | 6038 | 0 | 0 | 0 | 0 | 0
7 | 14 | 2015 | 195 | 2 | 0.0025 | 0 | #DIV/0! | #DIV/0! | #DIV/0! | #DIV/0! | #DIV/0! | #DIV/0! | #DIV/0! | #DIV/0! | #DIV/0! | #DIV/0! | #DIV/0! | #DIV/0! | #DIV/0! | #DIV/0! | #DIV/0! | #DIV/0! | #DIV/0! | #DIV/0! | #DIV/0! | #DIV/0! | 6039 | 0 | 0 | 0 | 0 | 0
7 | 15 | 2015 | 196 | 3 | 0.0025 | 0 | #DIV/0! | #DIV/0! | #DIV/0! | #DIV/0! | #DIV/0! | #DIV/0! | #DIV/0! | #DIV/0! | #DIV/0! | #DIV/0! | #DIV/0! | #DIV/0! | #DIV/0! | #DIV/0! | #DIV/0! | #DIV/0! | #DIV/0! | #DIV/0! | #DIV/0! | #DIV/0! | 6040 | 0 | 0 | 0 | 0 | 0
7 | 16 | 2015 | 197 | 4 | 0 | 0 | #DIV/0! | #DIV/0! | #DIV/0! | #DIV/0! | #DIV/0! | #DIV/0! | #DIV/0! | #DIV/0! | #DIV/0! | #DIV/0! | #DIV/0! | #DIV/0! | #DIV/0! | #DIV/0! | #DIV/0! | #DIV/0! | #DIV/0! | #DIV/0! | #DIV/0! | #DIV/0! | 6041 | 0 | 0 | 0 | 0 | 0
7 | 17 | 2015 | 198 | 5 | 0 | 0 | #DIV/0! | #DIV/0! | #DIV/0! | #DIV/0! | #DIV/0! | #DIV/0! | #DIV/0! | #DIV/0! | #DIV/0! | #DIV/0! | #DIV/0! | #DIV/0! | #DIV/0! | #DIV/0! | #DIV/0! | #DIV/0! | #DIV/0! | #DIV/0! | #DIV/0! | #DIV/0! | 6042 | 0 | 0 | 0 | 0 | 0
7 | 18 | 2015 | 199 | 6 | 0.0475 | 0 | #DIV/0! | #DIV/0! | #DIV/0! | #DIV/0! | #DIV/0! | #DIV/0! | #DIV/0! | #DIV/0! | #DIV/0! | #DIV/0! | #DIV/0! | #DIV/0! | #DIV/0! | #DIV/0! | #DIV/0! | #DIV/0! | #DIV/0! | #DIV/0! | #DIV/0! | #DIV/0! | 6043 | 0 | 0 | 0 | 0 | 0
7 | 19 | 2015 | 200 | 7 | 0 | 0 | #DIV/0! | #DIV/0! | #DIV/0! | #DIV/0! | #DIV/0! | #DIV/0! | #DIV/0! | #DIV/0! | #DIV/0! | #DIV/0! | #DIV/0! | #DIV/0! | #DIV/0! | #DIV/0! | #DIV/0! | #DIV/0! | #DIV/0! | #DIV/0! | #DIV/0! | #DIV/0! | 6044 | 0 | 0 | 0 | 0 | 0
7 | 20 | 2015 | 201 | 1 | 0 | 0 | #DIV/0! | #DIV/0! | #DIV/0! | #DIV/0! | #DIV/0! | #DIV/0! | #DIV/0! | #DIV/0! | #DIV/0! | #DIV/0! | #DIV/0! | #DIV/0! | #DIV/0! | #DIV/0! | #DIV/0! | #DIV/0! | #DIV/0! | #DIV/0! | #DIV/0! | #DIV/0! | 6045 | 0 | 0 | 0 | 0 | 0
7 | 21 | 2015 | 202 | 2 | 0 | 0 | #DIV/0! | #DIV/0! | #DIV/0! | #DIV/0! | #DIV/0! | #DIV/0! | #DIV/0! | #DIV/0! | #DIV/0! | #DIV/0! | #DIV/0! | #DIV/0! | #DIV/0! | #DIV/0! | #DIV/0! | #DIV/0! | #DIV/0! | #DIV/0! | #DIV/0! | #DIV/0! | 6046 | 0 | 0 | 0 | 0 | 0
7 | 22 | 2015 | 203 | 3 | 0 | 0 | #DIV/0! | #DIV/0! | #DIV/0! | #DIV/0! | #DIV/0! | #DIV/0! | #DIV/0! | #DIV/0! | #DIV/0! | #DIV/0! | #DIV/0! | #DIV/0! | #DIV/0! | #DIV/0! | #DIV/0! | #DIV/0! | #DIV/0! | #DIV/0! | #DIV/0! | #DIV/0! | 6047 | 0 | 0 | 0 | 0 | 0
7 | 23 | 2015 | 204 | 4 | 0 | 0 | #DIV/0! | #DIV/0! | #DIV/0! | #DIV/0! | #DIV/0! | #DIV/0! | #DIV/0! | #DIV/0! | #DIV/0! | #DIV/0! | #DIV/0! | #DIV/0! | #DIV/0! | #DIV/0! | #DIV/0! | #DIV/0! | #DIV/0! | #DIV/0! | #DIV/0! | #DIV/0! | 6048 | 0 | 0 | 0 | 0 | 0
7 | 24 | 2015 | 205 | 5 | 0 | 0 | #DIV/0! | #DIV/0! | #DIV/0! | #DIV/0! | #DIV/0! | #DIV/0! | #DIV/0! | #DIV/0! | #DIV/0! | #DIV/0! | #DIV/0! | #DIV/0! | #DIV/0! | #DIV/0! | #DIV/0! | #DIV/0! | #DIV/0! | #DIV/0! | #DIV/0! | #DIV/0! | 6049 | 0 | 0 | 0 | 0 | 0
7 | 25 | 2015 | 206 | 6 | 0 | 0 | #DIV/0! | #DIV/0! | #DIV/0! | #DIV/0! | #DIV/0! | #DIV/0! | #DIV/0! | #DIV/0! | #DIV/0! | #DIV/0! | #DIV/0! | #DIV/0! | #DIV/0! | #DIV/0! | #DIV/0! | #DIV/0! | #DIV/0! | #DIV/0! | #DIV/0! | #DIV/0! | 6050 | 0 | 0 | 0 | 0 | 0
7 | 26 | 2015 | 207 | 7 | 0.01 | 0 | #DIV/0! | #DIV/0! | #DIV/0! | #DIV/0! | #DIV/0! | #DIV/0! | #DIV/0! | #DIV/0! | #DIV/0! | #DIV/0! | #DIV/0! | #DIV/0! | #DIV/0! | #DIV/0! | #DIV/0! | #DIV/0! | #DIV/0! | #DIV/0! | #DIV/0! | #DIV/0! | 6051 | 0 | 0 | 0 | 0 | 0
7 | 27 | 2015 | 208 | 1 | 0.3625 | 0 | #DIV/0! | #DIV/0! | #DIV/0! | #DIV/0! | #DIV/0! | #DIV/0! | #DIV/0! | #DIV/0! | #DIV/0! | #DIV/0! | #DIV/0! | #DIV/0! | #DIV/0! | #DIV/0! | #DIV/0! | #DIV/0! | #DIV/0! | #DIV/0! | #DIV/0! | #DIV/0! | 6052 | 0 | 0 | 0 | 0 | 0
7 | 28 | 2015 | 209 | 2 | 0.21 | 0 | #DIV/0! | #DIV/0! | #DIV/0! | #DIV/0! | #DIV/0! | #DIV/0! | #DIV/0! | #DIV/0! | #DIV/0! | #DIV/0! | #DIV/0! | #DIV/0! | #DIV/0! | #DIV/0! | #DIV/0! | #DIV/0! | #DIV/0! | #DIV/0! | #DIV/0! | #DIV/0! | 6053 | 0 | 0 | 0 | 0 | 0
7 | 29 | 2015 | 210 | 3 | 0.0325 | 0 | #DIV/0! | #DIV/0! | #DIV/0! | #DIV/0! | #DIV/0! | #DIV/0! | #DIV/0! | #DIV/0! | #DIV/0! | #DIV/0! | #DIV/0! | #DIV/0! | #DIV/0! | #DIV/0! | #DIV/0! | #DIV/0! | #DIV/0! | #DIV/0! | #DIV/0! | #DIV/0! | 6054 | 0 | 0 | 0 | 0 | 0
7 | 30 | 2015 | 211 | 4 | 0.8675 | 0 | #DIV/0! | #DIV/0! | #DIV/0! | #DIV/0! | #DIV/0! | #DIV/0! | #DIV/0! | #DIV/0! | #DIV/0! | #DIV/0! | #DIV/0! | #DIV/0! | #DIV/0! | #DIV/0! | #DIV/0! | #DIV/0! | #DIV/0! | #DIV/0! | #DIV/0! | #DIV/0! | 6055 | 0 | 0 | 0 | 0 | 0
7 | 31 | 2015 | 212 | 5 | 0.0025 | 0 | #DIV/0! | #DIV/0! | #DIV/0! | #DIV/0! | #DIV/0! | #DIV/0! | #DIV/0! | #DIV/0! | #DIV/0! | #DIV/0! | #DIV/0! | #DIV/0! | #DIV/0! | #DIV/0! | #DIV/0! | #DIV/0! | #DIV/0! | #DIV/0! | #DIV/0! | #DIV/0! | 6056 | 0 | 0 | 0 | 0 | 0
8 | 1 | 2015 | 213 | 6 | 0 | 0 | #DIV/0! | #DIV/0! | #DIV/0! | #DIV/0! | #DIV/0! | #DIV/0! | #DIV/0! | #DIV/0! | #DIV/0! | #DIV/0! | #DIV/0! | #DIV/0! | #DIV/0! | #DIV/0! | #DIV/0! | #DIV/0! | #DIV/0! | #DIV/0! | #DIV/0! | #DIV/0! | 6057 | 0 | 0 | 0 | 0 | 0
8 | 2 | 2015 | 214 | 7 | 0 | 0 | #DIV/0! | #DIV/0! | #DIV/0! | #DIV/0! | #DIV/0! | #DIV/0! | #DIV/0! | #DIV/0! | #DIV/0! | #DIV/0! | #DIV/0! | #DIV/0! | #DIV/0! | #DIV/0! | #DIV/0! | #DIV/0! | #DIV/0! | #DIV/0! | #DIV/0! | #DIV/0! | 6058 | 0 | 0 | 0 | 0 | 0
8 | 3 | 2015 | 215 | 1 | 0 | 0 | #DIV/0! | #DIV/0! | #DIV/0! | #DIV/0! | #DIV/0! | #DIV/0! | #DIV/0! | #DIV/0! | #DIV/0! | #DIV/0! | #DIV/0! | #DIV/0! | #DIV/0! | #DIV/0! | #DIV/0! | #DIV/0! | #DIV/0! | #DIV/0! | #DIV/0! | #DIV/0! | 6059 | 0 | 0 | 0 | 0 | 0
8 | 4 | 2015 | 216 | 2 | 0.305 | 0 | #DIV/0! | #DIV/0! | #DIV/0! | #DIV/0! | #DIV/0! | #DIV/0! | #DIV/0! | #DIV/0! | #DIV/0! | #DIV/0! | #DIV/0! | #DIV/0! | #DIV/0! | #DIV/0! | #DIV/0! | #DIV/0! | #DIV/0! | #DIV/0! | #DIV/0! | #DIV/0! | 6060 | 0 | 0 | 0 | 0 | 0
8 | 5 | 2015 | 217 | 3 | 0.0025 | 0 | #DIV/0! | #DIV/0! | #DIV/0! | #DIV/0! | #DIV/0! | #DIV/0! | #DIV/0! | #DIV/0! | #DIV/0! | #DIV/0! | #DIV/0! | #DIV/0! | #DIV/0! | #DIV/0! | #DIV/0! | #DIV/0! | #DIV/0! | #DIV/0! | #DIV/0! | #DIV/0! | 6061 | 0 | 0 | 0 | 0 | 0
8 | 6 | 2015 | 218 | 4 | 0.085 | 0 | #DIV/0! | #DIV/0! | #DIV/0! | #DIV/0! | #DIV/0! | #DIV/0! | #DIV/0! | #DIV/0! | #DIV/0! | #DIV/0! | #DIV/0! | #DIV/0! | #DIV/0! | #DIV/0! | #DIV/0! | #DIV/0! | #DIV/0! | #DIV/0! | #DIV/0! | #DIV/0! | 6062 | 0 | 0 | 0 | 0 | 0
8 | 7 | 2015 | 219 | 5 | 0.015 | 0 | #DIV/0! | #DIV/0! | #DIV/0! | #DIV/0! | #DIV/0! | #DIV/0! | #DIV/0! | #DIV/0! | #DIV/0! | #DIV/0! | #DIV/0! | #DIV/0! | #DIV/0! | #DIV/0! | #DIV/0! | #DIV/0! | #DIV/0! | #DIV/0! | #DIV/0! | #DIV/0! | 6063 | 0 | 0 | 0 | 0 | 0
8 | 8 | 2015 | 220 | 6 | 0 | 0 | #DIV/0! | #DIV/0! | #DIV/0! | #DIV/0! | #DIV/0! | #DIV/0! | #DIV/0! | #DIV/0! | #DIV/0! | #DIV/0! | #DIV/0! | #DIV/0! | #DIV/0! | #DIV/0! | #DIV/0! | #DIV/0! | #DIV/0! | #DIV/0! | #DIV/0! | #DIV/0! | 6064 | 0 | 0 | 0 | 0 | 0
8 | 9 | 2015 | 221 | 7 | 0.0375 | 0 | #DIV/0! | #DIV/0! | #DIV/0! | #DIV/0! | #DIV/0! | #DIV/0! | #DIV/0! | #DIV/0! | #DIV/0! | #DIV/0! | #DIV/0! | #DIV/0! | #DIV/0! | #DIV/0! | #DIV/0! | #DIV/0! | #DIV/0! | #DIV/0! | #DIV/0! | #DIV/0! | 6065 | 0 | 0 | 0 | 0 | 0
8 | 10 | 2015 | 222 | 1 | 0.1725 | 0 | #DIV/0! | #DIV/0! | #DIV/0! | #DIV/0! | #DIV/0! | #DIV/0! | #DIV/0! | #DIV/0! | #DIV/0! | #DIV/0! | #DIV/0! | #DIV/0! | #DIV/0! | #DIV/0! | #DIV/0! | #DIV/0! | #DIV/0! | #DIV/0! | #DIV/0! | #DIV/0! | 6066 | 0 | 0 | 0 | 0 | 0
8 | 11 | 2015 | 223 | 2 | 0.1625 | 0 | #DIV/0! | #DIV/0! | #DIV/0! | #DIV/0! | #DIV/0! | #DIV/0! | #DIV/0! | #DIV/0! | #DIV/0! | #DIV/0! | #DIV/0! | #DIV/0! | #DIV/0! | #DIV/0! | #DIV/0! | #DIV/0! | #DIV/0! | #DIV/0! | #DIV/0! | #DIV/0! | 6067 | 0 | 0 | 0 | 0 | 0
8 | 12 | 2015 | 224 | 3 | 0 | 0 | #DIV/0! | #DIV/0! | #DIV/0! | #DIV/0! | #DIV/0! | #DIV/0! | #DIV/0! | #DIV/0! | #DIV/0! | #DIV/0! | #DIV/0! | #DIV/0! | #DIV/0! | #DIV/0! | #DIV/0! | #DIV/0! | #DIV/0! | #DIV/0! | #DIV/0! | #DIV/0! | 6068 | 0 | 0 | 0 | 0 | 0
8 | 13 | 2015 | 225 | 4 | 0 | 0 | #DIV/0! | #DIV/0! | #DIV/0! | #DIV/0! | #DIV/0! | #DIV/0! | #DIV/0! | #DIV/0! | #DIV/0! | #DIV/0! | #DIV/0! | #DIV/0! | #DIV/0! | #DIV/0! | #DIV/0! | #DIV/0! | #DIV/0! | #DIV/0! | #DIV/0! | #DIV/0! | 6069 | 0 | 0 | 0 | 0 | 0
8 | 14 | 2015 | 226 | 5 | 0 | 0 | #DIV/0! | #DIV/0! | #DIV/0! | #DIV/0! | #DIV/0! | #DIV/0! | #DIV/0! | #DIV/0! | #DIV/0! | #DIV/0! | #DIV/0! | #DIV/0! | #DIV/0! | #DIV/0! | #DIV/0! | #DIV/0! | #DIV/0! | #DIV/0! | #DIV/0! | #DIV/0! | 6070 | 0 | 0 | 0 | 0 | 0
8 | 15 | 2015 | 227 | 6 | 0 | 0 | #DIV/0! | #DIV/0! | #DIV/0! | #DIV/0! | #DIV/0! | #DIV/0! | #DIV/0! | #DIV/0! | #DIV/0! | #DIV/0! | #DIV/0! | #DIV/0! | #DIV/0! | #DIV/0! | #DIV/0! | #DIV/0! | #DIV/0! | #DIV/0! | #DIV/0! | #DIV/0! | 6071 | 0 | 0 | 0 | 0 | 0
8 | 16 | 2015 | 228 | 7 | 0 | 0 | #DIV/0! | #DIV/0! | #DIV/0! | #DIV/0! | #DIV/0! | #DIV/0! | #DIV/0! | #DIV/0! | #DIV/0! | #DIV/0! | #DIV/0! | #DIV/0! | #DIV/0! | #DIV/0! | #DIV/0! | #DIV/0! | #DIV/0! | #DIV/0! | #DIV/0! | #DIV/0! | 6072 | 0 | 0 | 0 | 0 | 0
8 | 17 | 2015 | 229 | 1 | 0.1025 | 0 | #DIV/0! | #DIV/0! | #DIV/0! | #DIV/0! | #DIV/0! | #DIV/0! | #DIV/0! | #DIV/0! | #DIV/0! | #DIV/0! | #DIV/0! | #DIV/0! | #DIV/0! | #DIV/0! | #DIV/0! | #DIV/0! | #DIV/0! | #DIV/0! | #DIV/0! | #DIV/0! | 6073 | 0 | 0 | 0 | 0 | 0
8 | 18 | 2015 | 230 | 2 | 0.0175 | 0 | #DIV/0! | #DIV/0! | #DIV/0! | #DIV/0! | #DIV/0! | #DIV/0! | #DIV/0! | #DIV/0! | #DIV/0! | #DIV/0! | #DIV/0! | #DIV/0! | #DIV/0! | #DIV/0! | #DIV/0! | #DIV/0! | #DIV/0! | #DIV/0! | #DIV/0! | #DIV/0! | 6074 | 0 | 0 | 0 | 0 | 0
8 | 19 | 2015 | 231 | 3 | 0.0525 | 0 | #DIV/0! | #DIV/0! | #DIV/0! | #DIV/0! | #DIV/0! | #DIV/0! | #DIV/0! | #DIV/0! | #DIV/0! | #DIV/0! | #DIV/0! | #DIV/0! | #DIV/0! | #DIV/0! | #DIV/0! | #DIV/0! | #DIV/0! | #DIV/0! | #DIV/0! | #DIV/0! | 6075 | 0 | 0 | 0 | 0 | 0
8 | 20 | 2015 | 232 | 4 | 0.32 | 0 | #DIV/0! | #DIV/0! | #DIV/0! | #DIV/0! | #DIV/0! | #DIV/0! | #DIV/0! | #DIV/0! | #DIV/0! | #DIV/0! | #DIV/0! | #DIV/0! | #DIV/0! | #DIV/0! | #DIV/0! | #DIV/0! | #DIV/0! | #DIV/0! | #DIV/0! | #DIV/0! | 6076 | 0 | 0 | 0 | 0 | 0
8 | 21 | 2015 | 233 | 5 | 0 | 0 | #DIV/0! | #DIV/0! | #DIV/0! | #DIV/0! | #DIV/0! | #DIV/0! | #DIV/0! | #DIV/0! | #DIV/0! | #DIV/0! | #DIV/0! | #DIV/0! | #DIV/0! | #DIV/0! | #DIV/0! | #DIV/0! | #DIV/0! | #DIV/0! | #DIV/0! | #DIV/0! | 6077 | 0 | 0 | 0 | 0 | 0
8 | 22 | 2015 | 234 | 6 | 0 | 0 | #DIV/0! | #DIV/0! | #DIV/0! | #DIV/0! | #DIV/0! | #DIV/0! | #DIV/0! | #DIV/0! | #DIV/0! | #DIV/0! | #DIV/0! | #DIV/0! | #DIV/0! | #DIV/0! | #DIV/0! | #DIV/0! | #DIV/0! | #DIV/0! | #DIV/0! | #DIV/0! | 6078 | 0 | 0 | 0 | 0 | 0
8 | 23 | 2015 | 235 | 7 | 0 | 0 | #DIV/0! | #DIV/0! | #DIV/0! | #DIV/0! | #DIV/0! | #DIV/0! | #DIV/0! | #DIV/0! | #DIV/0! | #DIV/0! | #DIV/0! | #DIV/0! | #DIV/0! | #DIV/0! | #DIV/0! | #DIV/0! | #DIV/0! | #DIV/0! | #DIV/0! | #DIV/0! | 6079 | 0 | 0 | 0 | 0 | 0
8 | 24 | 2015 | 236 | 1 | 0.2925 | 0 | #DIV/0! | #DIV/0! | #DIV/0! | #DIV/0! | #DIV/0! | #DIV/0! | #DIV/0! | #DIV/0! | #DIV/0! | #DIV/0! | #DIV/0! | #DIV/0! | #DIV/0! | #DIV/0! | #DIV/0! | #DIV/0! | #DIV/0! | #DIV/0! | #DIV/0! | #DIV/0! | 6080 | 0 | 0 | 0 | 0 | 0
8 | 25 | 2015 | 237 | 2 | 0.0025 | 0 | #DIV/0! | #DIV/0! | #DIV/0! | #DIV/0! | #DIV/0! | #DIV/0! | #DIV/0! | #DIV/0! | #DIV/0! | #DIV/0! | #DIV/0! | #DIV/0! | #DIV/0! | #DIV/0! | #DIV/0! | #DIV/0! | #DIV/0! | #DIV/0! | #DIV/0! | #DIV/0! | 6081 | 0 | 0 | 0 | 0 | 0
8 | 26 | 2015 | 238 | 3 | 0 | 0 | #DIV/0! | #DIV/0! | #DIV/0! | #DIV/0! | #DIV/0! | #DIV/0! | #DIV/0! | #DIV/0! | #DIV/0! | #DIV/0! | #DIV/0! | #DIV/0! | #DIV/0! | #DIV/0! | #DIV/0! | #DIV/0! | #DIV/0! | #DIV/0! | #DIV/0! | #DIV/0! | 6082 | 0 | 0 | 0 | 0 | 0
8 | 27 | 2015 | 239 | 4 | 0 | 0 | #DIV/0! | #DIV/0! | #DIV/0! | #DIV/0! | #DIV/0! | #DIV/0! | #DIV/0! | #DIV/0! | #DIV/0! | #DIV/0! | #DIV/0! | #DIV/0! | #DIV/0! | #DIV/0! | #DIV/0! | #DIV/0! | #DIV/0! | #DIV/0! | #DIV/0! | #DIV/0! | 6083 | 0 | 0 | 0 | 0 | 0
8 | 28 | 2015 | 240 | 5 | 0 | 0 | #DIV/0! | #DIV/0! | #DIV/0! | #DIV/0! | #DIV/0! | #DIV/0! | #DIV/0! | #DIV/0! | #DIV/0! | #DIV/0! | #DIV/0! | #DIV/0! | #DIV/0! | #DIV/0! | #DIV/0! | #DIV/0! | #DIV/0! | #DIV/0! | #DIV/0! | #DIV/0! | 6084 | 0 | 0 | 0 | 0 | 0
8 | 29 | 2015 | 241 | 6 | 0 | 0 | #DIV/0! | #DIV/0! | #DIV/0! | #DIV/0! | #DIV/0! | #DIV/0! | #DIV/0! | #DIV/0! | #DIV/0! | #DIV/0! | #DIV/0! | #DIV/0! | #DIV/0! | #DIV/0! | #DIV/0! | #DIV/0! | #DIV/0! | #DIV/0! | #DIV/0! | #DIV/0! | 6085 | 0 | 0 | 0 | 0 | 0
8 | 30 | 2015 | 242 | 7 | 0 | 0 | #DIV/0! | #DIV/0! | #DIV/0! | #DIV/0! | #DIV/0! | #DIV/0! | #DIV/0! | #DIV/0! | #DIV/0! | #DIV/0! | #DIV/0! | #DIV/0! | #DIV/0! | #DIV/0! | #DIV/0! | #DIV/0! | #DIV/0! | #DIV/0! | #DIV/0! | #DIV/0! | 6086 | 0 | 0 | 0 | 0 | 0
8 | 31 | 2015 | 243 | 1 | 0.0025 | 0 | #DIV/0! | #DIV/0! | #DIV/0! | #DIV/0! | #DIV/0! | #DIV/0! | #DIV/0! | #DIV/0! | #DIV/0! | #DIV/0! | #DIV/0! | #DIV/0! | #DIV/0! | #DIV/0! | #DIV/0! | #DIV/0! | #DIV/0! | #DIV/0! | #DIV/0! | #DIV/0! | 6087 | 0 | 0 | 0 | 0 | 0
9 | 1 | 2015 | 244 | 2 | 0 | 0 | #DIV/0! | #DIV/0! | #DIV/0! | #DIV/0! | #DIV/0! | #DIV/0! | #DIV/0! | #DIV/0! | #DIV/0! | #DIV/0! | #DIV/0! | #DIV/0! | #DIV/0! | #DIV/0! | #DIV/0! | #DIV/0! | #DIV/0! | #DIV/0! | #DIV/0! | #DIV/0! | 6088 | 0 | 0 | 0 | 0 | 0
9 | 2 | 2015 | 245 | 3 | 0 | 0 | #DIV/0! | #DIV/0! | #DIV/0! | #DIV/0! | #DIV/0! | #DIV/0! | #DIV/0! | #DIV/0! | #DIV/0! | #DIV/0! | #DIV/0! | #DIV/0! | #DIV/0! | #DIV/0! | #DIV/0! | #DIV/0! | #DIV/0! | #DIV/0! | #DIV/0! | #DIV/0! | 6089 | 0 | 0 | 0 | 0 | 0
9 | 3 | 2015 | 246 | 4 | 0.0275 | 0 | #DIV/0! | #DIV/0! | #DIV/0! | #DIV/0! | #DIV/0! | #DIV/0! | #DIV/0! | #DIV/0! | #DIV/0! | #DIV/0! | #DIV/0! | #DIV/0! | #DIV/0! | #DIV/0! | #DIV/0! | #DIV/0! | #DIV/0! | #DIV/0! | #DIV/0! | #DIV/0! | 6090 | 0 | 0 | 0 | 0 | 0
9 | 4 | 2015 | 247 | 5 | 0.0225 | 0 | #DIV/0! | #DIV/0! | #DIV/0! | #DIV/0! | #DIV/0! | #DIV/0! | #DIV/0! | #DIV/0! | #DIV/0! | #DIV/0! | #DIV/0! | #DIV/0! | #DIV/0! | #DIV/0! | #DIV/0! | #DIV/0! | #DIV/0! | #DIV/0! | #DIV/0! | #DIV/0! | 6091 | 0 | 0 | 0 | 0 | 0
9 | 5 | 2015 | 248 | 6 | 0 | 0 | #DIV/0! | #DIV/0! | #DIV/0! | #DIV/0! | #DIV/0! | #DIV/0! | #DIV/0! | #DIV/0! | #DIV/0! | #DIV/0! | #DIV/0! | #DIV/0! | #DIV/0! | #DIV/0! | #DIV/0! | #DIV/0! | #DIV/0! | #DIV/0! | #DIV/0! | #DIV/0! | 6092 | 0 | 0 | 0 | 0 | 0
9 | 6 | 2015 | 249 | 7 | 0 | 0 | #DIV/0! | #DIV/0! | #DIV/0! | #DIV/0! | #DIV/0! | #DIV/0! | #DIV/0! | #DIV/0! | #DIV/0! | #DIV/0! | #DIV/0! | #DIV/0! | #DIV/0! | #DIV/0! | #DIV/0! | #DIV/0! | #DIV/0! | #DIV/0! | #DIV/0! | #DIV/0! | 6093 | 0 | 0 | 0 | 0 | 0
9 | 7 | 2015 | 250 | 1 | 0 | 0 | #DIV/0! | #DIV/0! | #DIV/0! | #DIV/0! | #DIV/0! | #DIV/0! | #DIV/0! | #DIV/0! | #DIV/0! | #DIV/0! | #DIV/0! | #DIV/0! | #DIV/0! | #DIV/0! | #DIV/0! | #DIV/0! | #DIV/0! | #DIV/0! | #DIV/0! | #DIV/0! | 6094 | 0 | 0 | 0 | 0 | 0
9 | 8 | 2015 | 251 | 2 | 0 | 0 | #DIV/0! | #DIV/0! | #DIV/0! | #DIV/0! | #DIV/0! | #DIV/0! | #DIV/0! | #DIV/0! | #DIV/0! | #DIV/0! | #DIV/0! | #DIV/0! | #DIV/0! | #DIV/0! | #DIV/0! | #DIV/0! | #DIV/0! | #DIV/0! | #DIV/0! | #DIV/0! | 6095 | 0 | 0 | 0 | 0 | 0
9 | 9 | 2015 | 252 | 3 | 0.0025 | 0 | #DIV/0! | #DIV/0! | #DIV/0! | #DIV/0! | #DIV/0! | #DIV/0! | #DIV/0! | #DIV/0! | #DIV/0! | #DIV/0! | #DIV/0! | #DIV/0! | #DIV/0! | #DIV/0! | #DIV/0! | #DIV/0! | #DIV/0! | #DIV/0! | #DIV/0! | #DIV/0! | 6096 | 0 | 0 | 0 | 0 | 0
9 | 10 | 2015 | 253 | 4 | 0.06 | 0 | #DIV/0! | #DIV/0! | #DIV/0! | #DIV/0! | #DIV/0! | #DIV/0! | #DIV/0! | #DIV/0! | #DIV/0! | #DIV/0! | #DIV/0! | #DIV/0! | #DIV/0! | #DIV/0! | #DIV/0! | #DIV/0! | #DIV/0! | #DIV/0! | #DIV/0! | #DIV/0! | 6097 | 0 | 0 | 0 | 0 | 0
9 | 11 | 2015 | 254 | 5 | 0.0025 | 0 | #DIV/0! | #DIV/0! | #DIV/0! | #DIV/0! | #DIV/0! | #DIV/0! | #DIV/0! | #DIV/0! | #DIV/0! | #DIV/0! | #DIV/0! | #DIV/0! | #DIV/0! | #DIV/0! | #DIV/0! | #DIV/0! | #DIV/0! | #DIV/0! | #DIV/0! | #DIV/0! | 6098 | 0 | 0 | 0 | 0 | 0
9 | 12 | 2015 | 255 | 6 | 0.31 | 0 | #DIV/0! | #DIV/0! | #DIV/0! | #DIV/0! | #DIV/0! | #DIV/0! | #DIV/0! | #DIV/0! | #DIV/0! | #DIV/0! | #DIV/0! | #DIV/0! | #DIV/0! | #DIV/0! | #DIV/0! | #DIV/0! | #DIV/0! | #DIV/0! | #DIV/0! | #DIV/0! | 6099 | 0 | 0 | 0 | 0 | 0
9 | 13 | 2015 | 256 | 7 | 0.0025 | 0 | #DIV/0! | #DIV/0! | #DIV/0! | #DIV/0! | #DIV/0! | #DIV/0! | #DIV/0! | #DIV/0! | #DIV/0! | #DIV/0! | #DIV/0! | #DIV/0! | #DIV/0! | #DIV/0! | #DIV/0! | #DIV/0! | #DIV/0! | #DIV/0! | #DIV/0! | #DIV/0! | 6100 | 0 | 0 | 0 | 0 | 0
9 | 14 | 2015 | 257 | 1 | 0 | 0 | #DIV/0! | #DIV/0! | #DIV/0! | #DIV/0! | #DIV/0! | #DIV/0! | #DIV/0! | #DIV/0! | #DIV/0! | #DIV/0! | #DIV/0! | #DIV/0! | #DIV/0! | #DIV/0! | #DIV/0! | #DIV/0! | #DIV/0! | #DIV/0! | #DIV/0! | #DIV/0! | 6101 | 0 | 0 | 0 | 0 | 0
9 | 15 | 2015 | 258 | 2 | 0 | 0 | #DIV/0! | #DIV/0! | #DIV/0! | #DIV/0! | #DIV/0! | #DIV/0! | #DIV/0! | #DIV/0! | #DIV/0! | #DIV/0! | #DIV/0! | #DIV/0! | #DIV/0! | #DIV/0! | #DIV/0! | #DIV/0! | #DIV/0! | #DIV/0! | #DIV/0! | #DIV/0! | 6102 | 0 | 0 | 0 | 0 | 0
9 | 16 | 2015 | 259 | 3 | 0 | 0 | #DIV/0! | #DIV/0! | #DIV/0! | #DIV/0! | #DIV/0! | #DIV/0! | #DIV/0! | #DIV/0! | #DIV/0! | #DIV/0! | #DIV/0! | #DIV/0! | #DIV/0! | #DIV/0! | #DIV/0! | #DIV/0! | #DIV/0! | #DIV/0! | #DIV/0! | #DIV/0! | 6103 | 0 | 0 | 0 | 0 | 0
9 | 17 | 2015 | 260 | 4 | 0 | 0 | #DIV/0! | #DIV/0! | #DIV/0! | #DIV/0! | #DIV/0! | #DIV/0! | #DIV/0! | #DIV/0! | #DIV/0! | #DIV/0! | #DIV/0! | #DIV/0! | #DIV/0! | #DIV/0! | #DIV/0! | #DIV/0! | #DIV/0! | #DIV/0! | #DIV/0! | #DIV/0! | 6104 | 0 | 0 | 0 | 0 | 0
9 | 18 | 2015 | 261 | 5 | 0 | 0 | #DIV/0! | #DIV/0! | #DIV/0! | #DIV/0! | #DIV/0! | #DIV/0! | #DIV/0! | #DIV/0! | #DIV/0! | #DIV/0! | #DIV/0! | #DIV/0! | #DIV/0! | #DIV/0! | #DIV/0! | #DIV/0! | #DIV/0! | #DIV/0! | #DIV/0! | #DIV/0! | 6105 | 0 | 0 | 0 | 0 | 0
9 | 19 | 2015 | 262 | 6 | 0 | 0 | #DIV/0! | #DIV/0! | #DIV/0! | #DIV/0! | #DIV/0! | #DIV/0! | #DIV/0! | #DIV/0! | #DIV/0! | #DIV/0! | #DIV/0! | #DIV/0! | #DIV/0! | #DIV/0! | #DIV/0! | #DIV/0! | #DIV/0! | #DIV/0! | #DIV/0! | #DIV/0! | 6106 | 0 | 0 | 0 | 0 | 0
9 | 20 | 2015 | 263 | 7 | 0 | 0 | #DIV/0! | #DIV/0! | #DIV/0! | #DIV/0! | #DIV/0! | #DIV/0! | #DIV/0! | #DIV/0! | #DIV/0! | #DIV/0! | #DIV/0! | #DIV/0! | #DIV/0! | #DIV/0! | #DIV/0! | #DIV/0! | #DIV/0! | #DIV/0! | #DIV/0! | #DIV/0! | 6107 | 0 | 0 | 0 | 0 | 0
9 | 21 | 2015 | 264 | 1 | 0.185 | 0 | #DIV/0! | #DIV/0! | #DIV/0! | #DIV/0! | #DIV/0! | #DIV/0! | #DIV/0! | #DIV/0! | #DIV/0! | #DIV/0! | #DIV/0! | #DIV/0! | #DIV/0! | #DIV/0! | #DIV/0! | #DIV/0! | #DIV/0! | #DIV/0! | #DIV/0! | #DIV/0! | 6108 | 0 | 0 | 0 | 0 | 0
9 | 22 | 2015 | 265 | 2 | 0.03 | 0 | #DIV/0! | #DIV/0! | #DIV/0! | #DIV/0! | #DIV/0! | #DIV/0! | #DIV/0! | #DIV/0! | #DIV/0! | #DIV/0! | #DIV/0! | #DIV/0! | #DIV/0! | #DIV/0! | #DIV/0! | #DIV/0! | #DIV/0! | #DIV/0! | #DIV/0! | #DIV/0! | 6109 | 0 | 0 | 0 | 0 | 0
9 | 23 | 2015 | 266 | 3 | 0 | 0 | #DIV/0! | #DIV/0! | #DIV/0! | #DIV/0! | #DIV/0! | #DIV/0! | #DIV/0! | #DIV/0! | #DIV/0! | #DIV/0! | #DIV/0! | #DIV/0! | #DIV/0! | #DIV/0! | #DIV/0! | #DIV/0! | #DIV/0! | #DIV/0! | #DIV/0! | #DIV/0! | 6110 | 0 | 0 | 0 | 0 | 0
9 | 24 | 2015 | 267 | 4 | 0 | 0 | #DIV/0! | #DIV/0! | #DIV/0! | #DIV/0! | #DIV/0! | #DIV/0! | #DIV/0! | #DIV/0! | #DIV/0! | #DIV/0! | #DIV/0! | #DIV/0! | #DIV/0! | #DIV/0! | #DIV/0! | #DIV/0! | #DIV/0! | #DIV/0! | #DIV/0! | #DIV/0! | 6111 | 0 | 0 | 0 | 0 | 0
9 | 25 | 2015 | 268 | 5 | 0 | 0 | #DIV/0! | #DIV/0! | #DIV/0! | #DIV/0! | #DIV/0! | #DIV/0! | #DIV/0! | #DIV/0! | #DIV/0! | #DIV/0! | #DIV/0! | #DIV/0! | #DIV/0! | #DIV/0! | #DIV/0! | #DIV/0! | #DIV/0! | #DIV/0! | #DIV/0! | #DIV/0! | 6112 | 0 | 0 | 0 | 0 | 0
9 | 26 | 2015 | 269 | 6 | 0.0125 | 0 | #DIV/0! | #DIV/0! | #DIV/0! | #DIV/0! | #DIV/0! | #DIV/0! | #DIV/0! | #DIV/0! | #DIV/0! | #DIV/0! | #DIV/0! | #DIV/0! | #DIV/0! | #DIV/0! | #DIV/0! | #DIV/0! | #DIV/0! | #DIV/0! | #DIV/0! | #DIV/0! | 6113 | 0 | 0 | 0 | 0 | 0
9 | 27 | 2015 | 270 | 7 | 0 | 0 | #DIV/0! | #DIV/0! | #DIV/0! | #DIV/0! | #DIV/0! | #DIV/0! | #DIV/0! | #DIV/0! | #DIV/0! | #DIV/0! | #DIV/0! | #DIV/0! | #DIV/0! | #DIV/0! | #DIV/0! | #DIV/0! | #DIV/0! | #DIV/0! | #DIV/0! | #DIV/0! | 6114 | 0 | 0 | 0 | 0 | 0
9 | 28 | 2015 | 271 | 1 | 0.005 | 0 | #DIV/0! | #DIV/0! | #DIV/0! | #DIV/0! | #DIV/0! | #DIV/0! | #DIV/0! | #DIV/0! | #DIV/0! | #DIV/0! | #DIV/0! | #DIV/0! | #DIV/0! | #DIV/0! | #DIV/0! | #DIV/0! | #DIV/0! | #DIV/0! | #DIV/0! | #DIV/0! | 6115 | 0 | 0 | 0 | 0 | 0
9 | 29 | 2015 | 272 | 2 | 1.8 | 0 | #DIV/0! | #DIV/0! | #DIV/0! | #DIV/0! | #DIV/0! | #DIV/0! | #DIV/0! | #DIV/0! | #DIV/0! | #DIV/0! | #DIV/0! | #DIV/0! | #DIV/0! | #DIV/0! | #DIV/0! | #DIV/0! | #DIV/0! | #DIV/0! | #DIV/0! | #DIV/0! | 6116 | 0 | 0 | 0 | 0 | 0
9 | 30 | 2015 | 273 | 3 | 0.0575 | 0 | #DIV/0! | #DIV/0! | #DIV/0! | #DIV/0! | #DIV/0! | #DIV/0! | #DIV/0! | #DIV/0! | #DIV/0! | #DIV/0! | #DIV/0! | #DIV/0! | #DIV/0! | #DIV/0! | #DIV/0! | #DIV/0! | #DIV/0! | #DIV/0! | #DIV/0! | #DIV/0! | 6117 | 0 | 0 | 0 | 0 | 0
10 | 1 | 2015 | 274 | 4 | 0.53 | 0 | #DIV/0! | #DIV/0! | #DIV/0! | #DIV/0! | #DIV/0! | #DIV/0! | #DIV/0! | #DIV/0! | #DIV/0! | #DIV/0! | #DIV/0! | #DIV/0! | #DIV/0! | #DIV/0! | #DIV/0! | #DIV/0! | #DIV/0! | #DIV/0! | #DIV/0! | #DIV/0! | 6118 | 0 | 0 | 0 | 0 | 0
10 | 2 | 2015 | 275 | 5 | 1.0875 | 0 | #DIV/0! | #DIV/0! | #DIV/0! | #DIV/0! | #DIV/0! | #DIV/0! | #DIV/0! | #DIV/0! | #DIV/0! | #DIV/0! | #DIV/0! | #DIV/0! | #DIV/0! | #DIV/0! | #DIV/0! | #DIV/0! | #DIV/0! | #DIV/0! | #DIV/0! | #DIV/0! | 6119 | 0 | 0 | 0 | 0 | 0
10 | 3 | 2015 | 276 | 6 | 0.2925 | 0 | #DIV/0! | #DIV/0! | #DIV/0! | #DIV/0! | #DIV/0! | #DIV/0! | #DIV/0! | #DIV/0! | #DIV/0! | #DIV/0! | #DIV/0! | #DIV/0! | #DIV/0! | #DIV/0! | #DIV/0! | #DIV/0! | #DIV/0! | #DIV/0! | #DIV/0! | #DIV/0! | 6120 | 0 | 0 | 0 | 0 | 0
10 | 4 | 2015 | 277 | 7 | 0.0075 | 0 | #DIV/0! | #DIV/0! | #DIV/0! | #DIV/0! | #DIV/0! | #DIV/0! | #DIV/0! | #DIV/0! | #DIV/0! | #DIV/0! | #DIV/0! | #DIV/0! | #DIV/0! | #DIV/0! | #DIV/0! | #DIV/0! | #DIV/0! | #DIV/0! | #DIV/0! | #DIV/0! | 6121 | 0 | 0 | 0 | 0 | 0
10 | 5 | 2015 | 278 | 1 | 0.0025 | 0 | #DIV/0! | #DIV/0! | #DIV/0! | #DIV/0! | #DIV/0! | #DIV/0! | #DIV/0! | #DIV/0! | #DIV/0! | #DIV/0! | #DIV/0! | #DIV/0! | #DIV/0! | #DIV/0! | #DIV/0! | #DIV/0! | #DIV/0! | #DIV/0! | #DIV/0! | #DIV/0! | 6122 | 0 | 0 | 0 | 0 | 0
10 | 6 | 2015 | 279 | 2 | 0.0025 | 0 | #DIV/0! | #DIV/0! | #DIV/0! | #DIV/0! | #DIV/0! | #DIV/0! | #DIV/0! | #DIV/0! | #DIV/0! | #DIV/0! | #DIV/0! | #DIV/0! | #DIV/0! | #DIV/0! | #DIV/0! | #DIV/0! | #DIV/0! | #DIV/0! | #DIV/0! | #DIV/0! | 6123 | 0 | 0 | 0 | 0 | 0
10 | 7 | 2015 | 280 | 3 | 0 | 0 | #DIV/0! | #DIV/0! | #DIV/0! | #DIV/0! | #DIV/0! | #DIV/0! | #DIV/0! | #DIV/0! | #DIV/0! | #DIV/0! | #DIV/0! | #DIV/0! | #DIV/0! | #DIV/0! | #DIV/0! | #DIV/0! | #DIV/0! | #DIV/0! | #DIV/0! | #DIV/0! | 6124 | 0 | 0 | 0 | 0 | 0
10 | 8 | 2015 | 281 | 4 | 0 | 0 | #DIV/0! | #DIV/0! | #DIV/0! | #DIV/0! | #DIV/0! | #DIV/0! | #DIV/0! | #DIV/0! | #DIV/0! | #DIV/0! | #DIV/0! | #DIV/0! | #DIV/0! | #DIV/0! | #DIV/0! | #DIV/0! | #DIV/0! | #DIV/0! | #DIV/0! | #DIV/0! | 6125 | 0 | 0 | 0 | 0 | 0
10 | 9 | 2015 | 282 | 5 | 0.335 | 0 | #DIV/0! | #DIV/0! | #DIV/0! | #DIV/0! | #DIV/0! | #DIV/0! | #DIV/0! | #DIV/0! | #DIV/0! | #DIV/0! | #DIV/0! | #DIV/0! | #DIV/0! | #DIV/0! | #DIV/0! | #DIV/0! | #DIV/0! | #DIV/0! | #DIV/0! | #DIV/0! | 6126 | 0 | 0 | 0 | 0 | 0
10 | 10 | 2015 | 283 | 6 | 0.005 | 0 | #DIV/0! | #DIV/0! | #DIV/0! | #DIV/0! | #DIV/0! | #DIV/0! | #DIV/0! | #DIV/0! | #DIV/0! | #DIV/0! | #DIV/0! | #DIV/0! | #DIV/0! | #DIV/0! | #DIV/0! | #DIV/0! | #DIV/0! | #DIV/0! | #DIV/0! | #DIV/0! | 6127 | 0 | 0 | 0 | 0 | 0
10 | 11 | 2015 | 284 | 7 | 0.0025 | 0 | #DIV/0! | #DIV/0! | #DIV/0! | #DIV/0! | #DIV/0! | #DIV/0! | #DIV/0! | #DIV/0! | #DIV/0! | #DIV/0! | #DIV/0! | #DIV/0! | #DIV/0! | #DIV/0! | #DIV/0! | #DIV/0! | #DIV/0! | #DIV/0! | #DIV/0! | #DIV/0! | 6128 | 0 | 0 | 0 | 0 | 0
10 | 12 | 2015 | 285 | 1 | 0.0025 | 0 | #DIV/0! | #DIV/0! | #DIV/0! | #DIV/0! | #DIV/0! | #DIV/0! | #DIV/0! | #DIV/0! | #DIV/0! | #DIV/0! | #DIV/0! | #DIV/0! | #DIV/0! | #DIV/0! | #DIV/0! | #DIV/0! | #DIV/0! | #DIV/0! | #DIV/0! | #DIV/0! | 6129 | 0 | 0 | 0 | 0 | 0
10 | 13 | 2015 | 286 | 2 | 0.0175 | 0 | #DIV/0! | #DIV/0! | #DIV/0! | #DIV/0! | #DIV/0! | #DIV/0! | #DIV/0! | #DIV/0! | #DIV/0! | #DIV/0! | #DIV/0! | #DIV/0! | #DIV/0! | #DIV/0! | #DIV/0! | #DIV/0! | #DIV/0! | #DIV/0! | #DIV/0! | #DIV/0! | 6130 | 0 | 0 | 0 | 0 | 0
10 | 14 | 2015 | 287 | 3 | 0.005 | 0 | #DIV/0! | #DIV/0! | #DIV/0! | #DIV/0! | #DIV/0! | #DIV/0! | #DIV/0! | #DIV/0! | #DIV/0! | #DIV/0! | #DIV/0! | #DIV/0! | #DIV/0! | #DIV/0! | #DIV/0! | #DIV/0! | #DIV/0! | #DIV/0! | #DIV/0! | #DIV/0! | 6131 | 0 | 0 | 0 | 0 | 0
10 | 15 | 2015 | 288 | 4 | 0 | 0 | #DIV/0! | #DIV/0! | #DIV/0! | #DIV/0! | #DIV/0! | #DIV/0! | #DIV/0! | #DIV/0! | #DIV/0! | #DIV/0! | #DIV/0! | #DIV/0! | #DIV/0! | #DIV/0! | #DIV/0! | #DIV/0! | #DIV/0! | #DIV/0! | #DIV/0! | #DIV/0! | 6132 | 0 | 0 | 0 | 0 | 0
10 | 16 | 2015 | 289 | 5 | 0 | 0 | #DIV/0! | #DIV/0! | #DIV/0! | #DIV/0! | #DIV/0! | #DIV/0! | #DIV/0! | #DIV/0! | #DIV/0! | #DIV/0! | #DIV/0! | #DIV/0! | #DIV/0! | #DIV/0! | #DIV/0! | #DIV/0! | #DIV/0! | #DIV/0! | #DIV/0! | #DIV/0! | 6133 | 0 | 0 | 0 | 0 | 0
10 | 17 | 2015 | 290 | 6 | 0 | 0 | #DIV/0! | #DIV/0! | #DIV/0! | #DIV/0! | #DIV/0! | #DIV/0! | #DIV/0! | #DIV/0! | #DIV/0! | #DIV/0! | #DIV/0! | #DIV/0! | #DIV/0! | #DIV/0! | #DIV/0! | #DIV/0! | #DIV/0! | #DIV/0! | #DIV/0! | #DIV/0! | 6134 | 0 | 0 | 0 | 0 | 0
10 | 18 | 2015 | 291 | 7 | 0 | 0 | #DIV/0! | #DIV/0! | #DIV/0! | #DIV/0! | #DIV/0! | #DIV/0! | #DIV/0! | #DIV/0! | #DIV/0! | #DIV/0! | #DIV/0! | #DIV/0! | #DIV/0! | #DIV/0! | #DIV/0! | #DIV/0! | #DIV/0! | #DIV/0! | #DIV/0! | #DIV/0! | 6135 | 0 | 0 | 0 | 0 | 0
10 | 19 | 2015 | 292 | 1 | 0 | 0 | #DIV/0! | #DIV/0! | #DIV/0! | #DIV/0! | #DIV/0! | #DIV/0! | #DIV/0! | #DIV/0! | #DIV/0! | #DIV/0! | #DIV/0! | #DIV/0! | #DIV/0! | #DIV/0! | #DIV/0! | #DIV/0! | #DIV/0! | #DIV/0! | #DIV/0! | #DIV/0! | 6136 | 0 | 0 | 0 | 0 | 0
10 | 20 | 2015 | 293 | 2 | 0 | 0 | #DIV/0! | #DIV/0! | #DIV/0! | #DIV/0! | #DIV/0! | #DIV/0! | #DIV/0! | #DIV/0! | #DIV/0! | #DIV/0! | #DIV/0! | #DIV/0! | #DIV/0! | #DIV/0! | #DIV/0! | #DIV/0! | #DIV/0! | #DIV/0! | #DIV/0! | #DIV/0! | 6137 | 0 | 0 | 0 | 0 | 0
10 | 21 | 2015 | 294 | 3 | 0.0025 | 0 | #DIV/0! | #DIV/0! | #DIV/0! | #DIV/0! | #DIV/0! | #DIV/0! | #DIV/0! | #DIV/0! | #DIV/0! | #DIV/0! | #DIV/0! | #DIV/0! | #DIV/0! | #DIV/0! | #DIV/0! | #DIV/0! | #DIV/0! | #DIV/0! | #DIV/0! | #DIV/0! | 6138 | 0 | 0 | 0 | 0 | 0
10 | 22 | 2015 | 295 | 4 | 0.0025 | 0 | #DIV/0! | #DIV/0! | #DIV/0! | #DIV/0! | #DIV/0! | #DIV/0! | #DIV/0! | #DIV/0! | #DIV/0! | #DIV/0! | #DIV/0! | #DIV/0! | #DIV/0! | #DIV/0! | #DIV/0! | #DIV/0! | #DIV/0! | #DIV/0! | #DIV/0! | #DIV/0! | 6139 | 0 | 0 | 0 | 0 | 0
10 | 23 | 2015 | 296 | 5 | 0 | 0 | #DIV/0! | #DIV/0! | #DIV/0! | #DIV/0! | #DIV/0! | #DIV/0! | #DIV/0! | #DIV/0! | #DIV/0! | #DIV/0! | #DIV/0! | #DIV/0! | #DIV/0! | #DIV/0! | #DIV/0! | #DIV/0! | #DIV/0! | #DIV/0! | #DIV/0! | #DIV/0! | 6140 | 0 | 0 | 0 | 0 | 0
10 | 24 | 2015 | 297 | 6 | 0.0075 | 0 | #DIV/0! | #DIV/0! | #DIV/0! | #DIV/0! | #DIV/0! | #DIV/0! | #DIV/0! | #DIV/0! | #DIV/0! | #DIV/0! | #DIV/0! | #DIV/0! | #DIV/0! | #DIV/0! | #DIV/0! | #DIV/0! | #DIV/0! | #DIV/0! | #DIV/0! | #DIV/0! | 6141 | 0 | 0 | 0 | 0 | 0
10 | 25 | 2015 | 298 | 7 | 0.0425 | 0 | #DIV/0! | #DIV/0! | #DIV/0! | #DIV/0! | #DIV/0! | #DIV/0! | #DIV/0! | #DIV/0! | #DIV/0! | #DIV/0! | #DIV/0! | #DIV/0! | #DIV/0! | #DIV/0! | #DIV/0! | #DIV/0! | #DIV/0! | #DIV/0! | #DIV/0! | #DIV/0! | 6142 | 0 | 0 | 0 | 0 | 0
10 | 26 | 2015 | 299 | 1 | 0.0025 | 0 | #DIV/0! | #DIV/0! | #DIV/0! | #DIV/0! | #DIV/0! | #DIV/0! | #DIV/0! | #DIV/0! | #DIV/0! | #DIV/0! | #DIV/0! | #DIV/0! | #DIV/0! | #DIV/0! | #DIV/0! | #DIV/0! | #DIV/0! | #DIV/0! | #DIV/0! | #DIV/0! | 6143 | 0 | 0 | 0 | 0 | 0
10 | 27 | 2015 | 300 | 2 | 0.01 | 0 | #DIV/0! | #DIV/0! | #DIV/0! | #DIV/0! | #DIV/0! | #DIV/0! | #DIV/0! | #DIV/0! | #DIV/0! | #DIV/0! | #DIV/0! | #DIV/0! | #DIV/0! | #DIV/0! | #DIV/0! | #DIV/0! | #DIV/0! | #DIV/0! | #DIV/0! | #DIV/0! | 6144 | 0 | 0 | 0 | 0 | 0
10 | 28 | 2015 | 301 | 3 | 0.965 | 0 | #DIV/0! | #DIV/0! | #DIV/0! | #DIV/0! | #DIV/0! | #DIV/0! | #DIV/0! | #DIV/0! | #DIV/0! | #DIV/0! | #DIV/0! | #DIV/0! | #DIV/0! | #DIV/0! | #DIV/0! | #DIV/0! | #DIV/0! | #DIV/0! | #DIV/0! | #DIV/0! | 6145 | 0 | 0 | 0 | 0 | 0
10 | 29 | 2015 | 302 | 4 | 0.03 | 0 | #DIV/0! | #DIV/0! | #DIV/0! | #DIV/0! | #DIV/0! | #DIV/0! | #DIV/0! | #DIV/0! | #DIV/0! | #DIV/0! | #DIV/0! | #DIV/0! | #DIV/0! | #DIV/0! | #DIV/0! | #DIV/0! | #DIV/0! | #DIV/0! | #DIV/0! | #DIV/0! | 6146 | 0 | 0 | 0 | 0 | 0
10 | 30 | 2015 | 303 | 5 | 0.0025 | 0 | #DIV/0! | #DIV/0! | #DIV/0! | #DIV/0! | #DIV/0! | #DIV/0! | #DIV/0! | #DIV/0! | #DIV/0! | #DIV/0! | #DIV/0! | #DIV/0! | #DIV/0! | #DIV/0! | #DIV/0! | #DIV/0! | #DIV/0! | #DIV/0! | #DIV/0! | #DIV/0! | 6147 | 0 | 0 | 0 | 0 | 0
10 | 31 | 2015 | 304 | 6 | 0.015 | 0 | #DIV/0! | #DIV/0! | #DIV/0! | #DIV/0! | #DIV/0! | #DIV/0! | #DIV/0! | #DIV/0! | #DIV/0! | #DIV/0! | #DIV/0! | #DIV/0! | #DIV/0! | #DIV/0! | #DIV/0! | #DIV/0! | #DIV/0! | #DIV/0! | #DIV/0! | #DIV/0! | 6148 | 0 | 0 | 0 | 0 | 0
11 | 1 | 2015 | 305 | 7 | 0.0425 | 0 | #DIV/0! | #DIV/0! | #DIV/0! | #DIV/0! | #DIV/0! | #DIV/0! | #DIV/0! | #DIV/0! | #DIV/0! | #DIV/0! | #DIV/0! | #DIV/0! | #DIV/0! | #DIV/0! | #DIV/0! | #DIV/0! | #DIV/0! | #DIV/0! | #DIV/0! | #DIV/0! | 6149 | 0 | 0 | 0 | 0 | 0
11 | 2 | 2015 | 306 | 1 | 0.0025 | 0 | #DIV/0! | #DIV/0! | #DIV/0! | #DIV/0! | #DIV/0! | #DIV/0! | #DIV/0! | #DIV/0! | #DIV/0! | #DIV/0! | #DIV/0! | #DIV/0! | #DIV/0! | #DIV/0! | #DIV/0! | #DIV/0! | #DIV/0! | #DIV/0! | #DIV/0! | #DIV/0! | 6150 | 0 | 0 | 0 | 0 | 0
11 | 3 | 2015 | 307 | 2 | 0.0025 | 0 | #DIV/0! | #DIV/0! | #DIV/0! | #DIV/0! | #DIV/0! | #DIV/0! | #DIV/0! | #DIV/0! | #DIV/0! | #DIV/0! | #DIV/0! | #DIV/0! | #DIV/0! | #DIV/0! | #DIV/0! | #DIV/0! | #DIV/0! | #DIV/0! | #DIV/0! | #DIV/0! | 6151 | 0 | 0 | 0 | 0 | 0
11 | 4 | 2015 | 308 | 3 | 0.085 | 0 | #DIV/0! | #DIV/0! | #DIV/0! | #DIV/0! | #DIV/0! | #DIV/0! | #DIV/0! | #DIV/0! | #DIV/0! | #DIV/0! | #DIV/0! | #DIV/0! | #DIV/0! | #DIV/0! | #DIV/0! | #DIV/0! | #DIV/0! | #DIV/0! | #DIV/0! | #DIV/0! | 6152 | 0 | 0 | 0 | 0 | 0
11 | 5 | 2015 | 309 | 4 | 0.0725 | 0 | #DIV/0! | #DIV/0! | #DIV/0! | #DIV/0! | #DIV/0! | #DIV/0! | #DIV/0! | #DIV/0! | #DIV/0! | #DIV/0! | #DIV/0! | #DIV/0! | #DIV/0! | #DIV/0! | #DIV/0! | #DIV/0! | #DIV/0! | #DIV/0! | #DIV/0! | #DIV/0! | 6153 | 0 | 0 | 0 | 0 | 0
11 | 6 | 2015 | 310 | 5 | 0.005 | 0 | #DIV/0! | #DIV/0! | #DIV/0! | #DIV/0! | #DIV/0! | #DIV/0! | #DIV/0! | #DIV/0! | #DIV/0! | #DIV/0! | #DIV/0! | #DIV/0! | #DIV/0! | #DIV/0! | #DIV/0! | #DIV/0! | #DIV/0! | #DIV/0! | #DIV/0! | #DIV/0! | 6154 | 0 | 0 | 0 | 0 | 0
11 | 7 | 2015 | 311 | 6 | 0.135 | 0 | #DIV/0! | #DIV/0! | #DIV/0! | #DIV/0! | #DIV/0! | #DIV/0! | #DIV/0! | #DIV/0! | #DIV/0! | #DIV/0! | #DIV/0! | #DIV/0! | #DIV/0! | #DIV/0! | #DIV/0! | #DIV/0! | #DIV/0! | #DIV/0! | #DIV/0! | #DIV/0! | 6155 | 0 | 0 | 0 | 0 | 0
11 | 8 | 2015 | 312 | 7 | 0.0025 | 0 | #DIV/0! | #DIV/0! | #DIV/0! | #DIV/0! | #DIV/0! | #DIV/0! | #DIV/0! | #DIV/0! | #DIV/0! | #DIV/0! | #DIV/0! | #DIV/0! | #DIV/0! | #DIV/0! | #DIV/0! | #DIV/0! | #DIV/0! | #DIV/0! | #DIV/0! | #DIV/0! | 6156 | 0 | 0 | 0 | 0 | 0
11 | 9 | 2015 | 313 | 1 | 0.5525 | 0 | #DIV/0! | #DIV/0! | #DIV/0! | #DIV/0! | #DIV/0! | #DIV/0! | #DIV/0! | #DIV/0! | #DIV/0! | #DIV/0! | #DIV/0! | #DIV/0! | #DIV/0! | #DIV/0! | #DIV/0! | #DIV/0! | #DIV/0! | #DIV/0! | #DIV/0! | #DIV/0! | 6157 | 0 | 0 | 0 | 0 | 0
11 | 10 | 2015 | 314 | 2 | 0.285 | 0 | #DIV/0! | #DIV/0! | #DIV/0! | #DIV/0! | #DIV/0! | #DIV/0! | #DIV/0! | #DIV/0! | #DIV/0! | #DIV/0! | #DIV/0! | #DIV/0! | #DIV/0! | #DIV/0! | #DIV/0! | #DIV/0! | #DIV/0! | #DIV/0! | #DIV/0! | #DIV/0! | 6158 | 0 | 0 | 0 | 0 | 0
11 | 11 | 2015 | 315 | 3 | 0.0025 | 0 | #DIV/0! | #DIV/0! | #DIV/0! | #DIV/0! | #DIV/0! | #DIV/0! | #DIV/0! | #DIV/0! | #DIV/0! | #DIV/0! | #DIV/0! | #DIV/0! | #DIV/0! | #DIV/0! | #DIV/0! | #DIV/0! | #DIV/0! | #DIV/0! | #DIV/0! | #DIV/0! | 6159 | 0 | 0 | 0 | 0 | 0
11 | 12 | 2015 | 316 | 4 | 0.03 | 0 | #DIV/0! | #DIV/0! | #DIV/0! | #DIV/0! | #DIV/0! | #DIV/0! | #DIV/0! | #DIV/0! | #DIV/0! | #DIV/0! | #DIV/0! | #DIV/0! | #DIV/0! | #DIV/0! | #DIV/0! | #DIV/0! | #DIV/0! | #DIV/0! | #DIV/0! | #DIV/0! | 6160 | 0 | 0 | 0 | 0 | 0
11 | 13 | 2015 | 317 | 5 | 0 | 0 | #DIV/0! | #DIV/0! | #DIV/0! | #DIV/0! | #DIV/0! | #DIV/0! | #DIV/0! | #DIV/0! | #DIV/0! | #DIV/0! | #DIV/0! | #DIV/0! | #DIV/0! | #DIV/0! | #DIV/0! | #DIV/0! | #DIV/0! | #DIV/0! | #DIV/0! | #DIV/0! | 6161 | 0 | 0 | 0 | 0 | 0
11 | 14 | 2015 | 318 | 6 | 0 | 0 | #DIV/0! | #DIV/0! | #DIV/0! | #DIV/0! | #DIV/0! | #DIV/0! | #DIV/0! | #DIV/0! | #DIV/0! | #DIV/0! | #DIV/0! | #DIV/0! | #DIV/0! | #DIV/0! | #DIV/0! | #DIV/0! | #DIV/0! | #DIV/0! | #DIV/0! | #DIV/0! | 6162 | 0 | 0 | 0 | 0 | 0
11 | 15 | 2015 | 319 | 7 | 0.0025 | 0 | #DIV/0! | #DIV/0! | #DIV/0! | #DIV/0! | #DIV/0! | #DIV/0! | #DIV/0! | #DIV/0! | #DIV/0! | #DIV/0! | #DIV/0! | #DIV/0! | #DIV/0! | #DIV/0! | #DIV/0! | #DIV/0! | #DIV/0! | #DIV/0! | #DIV/0! | #DIV/0! | 6163 | 0 | 0 | 0 | 0 | 0
11 | 16 | 2015 | 320 | 1 | 0 | 0 | #DIV/0! | #DIV/0! | #DIV/0! | #DIV/0! | #DIV/0! | #DIV/0! | #DIV/0! | #DIV/0! | #DIV/0! | #DIV/0! | #DIV/0! | #DIV/0! | #DIV/0! | #DIV/0! | #DIV/0! | #DIV/0! | #DIV/0! | #DIV/0! | #DIV/0! | #DIV/0! | 6164 | 0 | 0 | 0 | 0 | 0
11 | 17 | 2015 | 321 | 2 | 0 | 0 | #DIV/0! | #DIV/0! | #DIV/0! | #DIV/0! | #DIV/0! | #DIV/0! | #DIV/0! | #DIV/0! | #DIV/0! | #DIV/0! | #DIV/0! | #DIV/0! | #DIV/0! | #DIV/0! | #DIV/0! | #DIV/0! | #DIV/0! | #DIV/0! | #DIV/0! | #DIV/0! | 6165 | 0 | 0 | 0 | 0 | 0
11 | 18 | 2015 | 322 | 3 | 0 | 0 | #DIV/0! | #DIV/0! | #DIV/0! | #DIV/0! | #DIV/0! | #DIV/0! | #DIV/0! | #DIV/0! | #DIV/0! | #DIV/0! | #DIV/0! | #DIV/0! | #DIV/0! | #DIV/0! | #DIV/0! | #DIV/0! | #DIV/0! | #DIV/0! | #DIV/0! | #DIV/0! | 6166 | 0 | 0 | 0 | 0 | 0
11 | 19 | 2015 | 323 | 4 | 0.5575 | 0 | #DIV/0! | #DIV/0! | #DIV/0! | #DIV/0! | #DIV/0! | #DIV/0! | #DIV/0! | #DIV/0! | #DIV/0! | #DIV/0! | #DIV/0! | #DIV/0! | #DIV/0! | #DIV/0! | #DIV/0! | #DIV/0! | #DIV/0! | #DIV/0! | #DIV/0! | #DIV/0! | 6167 | 0 | 0 | 0 | 0 | 0
11 | 20 | 2015 | 324 | 5 | 0.005 | 0 | #DIV/0! | #DIV/0! | #DIV/0! | #DIV/0! | #DIV/0! | #DIV/0! | #DIV/0! | #DIV/0! | #DIV/0! | #DIV/0! | #DIV/0! | #DIV/0! | #DIV/0! | #DIV/0! | #DIV/0! | #DIV/0! | #DIV/0! | #DIV/0! | #DIV/0! | #DIV/0! | 6168 | 0 | 0 | 0 | 0 | 0
11 | 21 | 2015 | 325 | 6 | 0.0025 | 0 | #DIV/0! | #DIV/0! | #DIV/0! | #DIV/0! | #DIV/0! | #DIV/0! | #DIV/0! | #DIV/0! | #DIV/0! | #DIV/0! | #DIV/0! | #DIV/0! | #DIV/0! | #DIV/0! | #DIV/0! | #DIV/0! | #DIV/0! | #DIV/0! | #DIV/0! | #DIV/0! | 6169 | 0 | 0 | 0 | 0 | 0
11 | 22 | 2015 | 326 | 7 | 0 | 0 | #DIV/0! | #DIV/0! | #DIV/0! | #DIV/0! | #DIV/0! | #DIV/0! | #DIV/0! | #DIV/0! | #DIV/0! | #DIV/0! | #DIV/0! | #DIV/0! | #DIV/0! | #DIV/0! | #DIV/0! | #DIV/0! | #DIV/0! | #DIV/0! | #DIV/0! | #DIV/0! | 6170 | 0 | 0 | 0 | 0 | 0
11 | 23 | 2015 | 327 | 1 | 0 | 0 | #DIV/0! | #DIV/0! | #DIV/0! | #DIV/0! | #DIV/0! | #DIV/0! | #DIV/0! | #DIV/0! | #DIV/0! | #DIV/0! | #DIV/0! | #DIV/0! | #DIV/0! | #DIV/0! | #DIV/0! | #DIV/0! | #DIV/0! | #DIV/0! | #DIV/0! | #DIV/0! | 6171 | 0 | 0 | 0 | 0 | 0
11 | 24 | 2015 | 328 | 2 | 0 | 0 | #DIV/0! | #DIV/0! | #DIV/0! | #DIV/0! | #DIV/0! | #DIV/0! | #DIV/0! | #DIV/0! | #DIV/0! | #DIV/0! | #DIV/0! | #DIV/0! | #DIV/0! | #DIV/0! | #DIV/0! | #DIV/0! | #DIV/0! | #DIV/0! | #DIV/0! | #DIV/0! | 6172 | 0 | 0 | 0 | 0 | 0
11 | 25 | 2015 | 329 | 3 | 0 | 0 | #DIV/0! | #DIV/0! | #DIV/0! | #DIV/0! | #DIV/0! | #DIV/0! | #DIV/0! | #DIV/0! | #DIV/0! | #DIV/0! | #DIV/0! | #DIV/0! | #DIV/0! | #DIV/0! | #DIV/0! | #DIV/0! | #DIV/0! | #DIV/0! | #DIV/0! | #DIV/0! | 6173 | 0 | 0 | 0 | 0 | 0
11 | 26 | 2015 | 330 | 4 | 0 | 0 | #DIV/0! | #DIV/0! | #DIV/0! | #DIV/0! | #DIV/0! | #DIV/0! | #DIV/0! | #DIV/0! | #DIV/0! | #DIV/0! | #DIV/0! | #DIV/0! | #DIV/0! | #DIV/0! | #DIV/0! | #DIV/0! | #DIV/0! | #DIV/0! | #DIV/0! | #DIV/0! | 6174 | 0 | 0 | 0 | 0 | 0
11 | 27 | 2015 | 331 | 5 | 0 | 0 | #DIV/0! | #DIV/0! | #DIV/0! | #DIV/0! | #DIV/0! | #DIV/0! | #DIV/0! | #DIV/0! | #DIV/0! | #DIV/0! | #DIV/0! | #DIV/0! | #DIV/0! | #DIV/0! | #DIV/0! | #DIV/0! | #DIV/0! | #DIV/0! | #DIV/0! | #DIV/0! | 6175 | 0 | 0 | 0 | 0 | 0
11 | 28 | 2015 | 332 | 6 | 0.02 | 0 | #DIV/0! | #DIV/0! | #DIV/0! | #DIV/0! | #DIV/0! | #DIV/0! | #DIV/0! | #DIV/0! | #DIV/0! | #DIV/0! | #DIV/0! | #DIV/0! | #DIV/0! | #DIV/0! | #DIV/0! | #DIV/0! | #DIV/0! | #DIV/0! | #DIV/0! | #DIV/0! | 6176 | 0 | 0 | 0 | 0 | 0
11 | 29 | 2015 | 333 | 7 | 0.2175 | 0 | #DIV/0! | #DIV/0! | #DIV/0! | #DIV/0! | #DIV/0! | #DIV/0! | #DIV/0! | #DIV/0! | #DIV/0! | #DIV/0! | #DIV/0! | #DIV/0! | #DIV/0! | #DIV/0! | #DIV/0! | #DIV/0! | #DIV/0! | #DIV/0! | #DIV/0! | #DIV/0! | 6177 | 0 | 0 | 0 | 0 | 0
11 | 30 | 2015 | 334 | 1 | 0.26 | 0 | #DIV/0! | #DIV/0! | #DIV/0! | #DIV/0! | #DIV/0! | #DIV/0! | #DIV/0! | #DIV/0! | #DIV/0! | #DIV/0! | #DIV/0! | #DIV/0! | #DIV/0! | #DIV/0! | #DIV/0! | #DIV/0! | #DIV/0! | #DIV/0! | #DIV/0! | #DIV/0! | 6178 | 0 | 0 | 0 | 0 | 0
12 | 1 | 2015 | 335 | 2 | 0.71 | 0 | #DIV/0! | #DIV/0! | #DIV/0! | #DIV/0! | #DIV/0! | #DIV/0! | #DIV/0! | #DIV/0! | #DIV/0! | #DIV/0! | #DIV/0! | #DIV/0! | #DIV/0! | #DIV/0! | #DIV/0! | #DIV/0! | #DIV/0! | #DIV/0! | #DIV/0! | #DIV/0! | 6179 | 0 | 0 | 0 | 0 | 0
12 | 2 | 2015 | 336 | 3 | 0.205 | 0 | #DIV/0! | #DIV/0! | #DIV/0! | #DIV/0! | #DIV/0! | #DIV/0! | #DIV/0! | #DIV/0! | #DIV/0! | #DIV/0! | #DIV/0! | #DIV/0! | #DIV/0! | #DIV/0! | #DIV/0! | #DIV/0! | #DIV/0! | #DIV/0! | #DIV/0! | #DIV/0! | 6180 | 0 | 0 | 0 | 0 | 0
12 | 3 | 2015 | 337 | 4 | 0.0025 | 0 | #DIV/0! | #DIV/0! | #DIV/0! | #DIV/0! | #DIV/0! | #DIV/0! | #DIV/0! | #DIV/0! | #DIV/0! | #DIV/0! | #DIV/0! | #DIV/0! | #DIV/0! | #DIV/0! | #DIV/0! | #DIV/0! | #DIV/0! | #DIV/0! | #DIV/0! | #DIV/0! | 6181 | 0 | 0 | 0 | 0 | 0
12 | 4 | 2015 | 338 | 5 | 0 | 0 | #DIV/0! | #DIV/0! | #DIV/0! | #DIV/0! | #DIV/0! | #DIV/0! | #DIV/0! | #DIV/0! | #DIV/0! | #DIV/0! | #DIV/0! | #DIV/0! | #DIV/0! | #DIV/0! | #DIV/0! | #DIV/0! | #DIV/0! | #DIV/0! | #DIV/0! | #DIV/0! | 6182 | 0 | 0 | 0 | 0 | 0
12 | 5 | 2015 | 339 | 6 | 0.0025 | 0 | #DIV/0! | #DIV/0! | #DIV/0! | #DIV/0! | #DIV/0! | #DIV/0! | #DIV/0! | #DIV/0! | #DIV/0! | #DIV/0! | #DIV/0! | #DIV/0! | #DIV/0! | #DIV/0! | #DIV/0! | #DIV/0! | #DIV/0! | #DIV/0! | #DIV/0! | #DIV/0! | 6183 | 0 | 0 | 0 | 0 | 0
12 | 6 | 2015 | 340 | 7 | 0.005 | 0 | #DIV/0! | #DIV/0! | #DIV/0! | #DIV/0! | #DIV/0! | #DIV/0! | #DIV/0! | #DIV/0! | #DIV/0! | #DIV/0! | #DIV/0! | #DIV/0! | #DIV/0! | #DIV/0! | #DIV/0! | #DIV/0! | #DIV/0! | #DIV/0! | #DIV/0! | #DIV/0! | 6184 | 0 | 0 | 0 | 0 | 0
12 | 7 | 2015 | 341 | 1 | 0.005 | 0 | #DIV/0! | #DIV/0! | #DIV/0! | #DIV/0! | #DIV/0! | #DIV/0! | #DIV/0! | #DIV/0! | #DIV/0! | #DIV/0! | #DIV/0! | #DIV/0! | #DIV/0! | #DIV/0! | #DIV/0! | #DIV/0! | #DIV/0! | #DIV/0! | #DIV/0! | #DIV/0! | 6185 | 0 | 0 | 0 | 0 | 0
12 | 8 | 2015 | 342 | 2 | 0.0025 | 0 | #DIV/0! | #DIV/0! | #DIV/0! | #DIV/0! | #DIV/0! | #DIV/0! | #DIV/0! | #DIV/0! | #DIV/0! | #DIV/0! | #DIV/0! | #DIV/0! | #DIV/0! | #DIV/0! | #DIV/0! | #DIV/0! | #DIV/0! | #DIV/0! | #DIV/0! | #DIV/0! | 6186 | 0 | 0 | 0 | 0 | 0
12 | 9 | 2015 | 343 | 3 | 0.0075 | 0 | #DIV/0! | #DIV/0! | #DIV/0! | #DIV/0! | #DIV/0! | #DIV/0! | #DIV/0! | #DIV/0! | #DIV/0! | #DIV/0! | #DIV/0! | #DIV/0! | #DIV/0! | #DIV/0! | #DIV/0! | #DIV/0! | #DIV/0! | #DIV/0! | #DIV/0! | #DIV/0! | 6187 | 0 | 0 | 0 | 0 | 0
12 | 10 | 2015 | 344 | 4 | 0.0025 | 0 | #DIV/0! | #DIV/0! | #DIV/0! | #DIV/0! | #DIV/0! | #DIV/0! | #DIV/0! | #DIV/0! | #DIV/0! | #DIV/0! | #DIV/0! | #DIV/0! | #DIV/0! | #DIV/0! | #DIV/0! | #DIV/0! | #DIV/0! | #DIV/0! | #DIV/0! | #DIV/0! | 6188 | 0 | 0 | 0 | 0 | 0
12 | 11 | 2015 | 345 | 5 | 0.0025 | 0 | #DIV/0! | #DIV/0! | #DIV/0! | #DIV/0! | #DIV/0! | #DIV/0! | #DIV/0! | #DIV/0! | #DIV/0! | #DIV/0! | #DIV/0! | #DIV/0! | #DIV/0! | #DIV/0! | #DIV/0! | #DIV/0! | #DIV/0! | #DIV/0! | #DIV/0! | #DIV/0! | 6189 | 0 | 0 | 0 | 0 | 0
12 | 12 | 2015 | 346 | 6 | 0 | 0 | #DIV/0! | #DIV/0! | #DIV/0! | #DIV/0! | #DIV/0! | #DIV/0! | #DIV/0! | #DIV/0! | #DIV/0! | #DIV/0! | #DIV/0! | #DIV/0! | #DIV/0! | #DIV/0! | #DIV/0! | #DIV/0! | #DIV/0! | #DIV/0! | #DIV/0! | #DIV/0! | 6190 | 0 | 0 | 0 | 0 | 0
12 | 13 | 2015 | 347 | 7 | 0 | 0 | #DIV/0! | #DIV/0! | #DIV/0! | #DIV/0! | #DIV/0! | #DIV/0! | #DIV/0! | #DIV/0! | #DIV/0! | #DIV/0! | #DIV/0! | #DIV/0! | #DIV/0! | #DIV/0! | #DIV/0! | #DIV/0! | #DIV/0! | #DIV/0! | #DIV/0! | #DIV/0! | 6191 | 0 | 0 | 0 | 0 | 0
12 | 14 | 2015 | 348 | 1 | 0.095 | 0 | #DIV/0! | #DIV/0! | #DIV/0! | #DIV/0! | #DIV/0! | #DIV/0! | #DIV/0! | #DIV/0! | #DIV/0! | #DIV/0! | #DIV/0! | #DIV/0! | #DIV/0! | #DIV/0! | #DIV/0! | #DIV/0! | #DIV/0! | #DIV/0! | #DIV/0! | #DIV/0! | 6192 | 0 | 0 | 0 | 0 | 0
12 | 15 | 2015 | 349 | 2 | 0.0225 | 0 | #DIV/0! | #DIV/0! | #DIV/0! | #DIV/0! | #DIV/0! | #DIV/0! | #DIV/0! | #DIV/0! | #DIV/0! | #DIV/0! | #DIV/0! | #DIV/0! | #DIV/0! | #DIV/0! | #DIV/0! | #DIV/0! | #DIV/0! | #DIV/0! | #DIV/0! | #DIV/0! | 6193 | 0 | 0 | 0 | 0 | 0
12 | 16 | 2015 | 350 | 3 | 0 | 0 | #DIV/0! | #DIV/0! | #DIV/0! | #DIV/0! | #DIV/0! | #DIV/0! | #DIV/0! | #DIV/0! | #DIV/0! | #DIV/0! | #DIV/0! | #DIV/0! | #DIV/0! | #DIV/0! | #DIV/0! | #DIV/0! | #DIV/0! | #DIV/0! | #DIV/0! | #DIV/0! | 6194 | 0 | 0 | 0 | 0 | 0
12 | 17 | 2015 | 351 | 4 | 0.4575 | 0 | #DIV/0! | #DIV/0! | #DIV/0! | #DIV/0! | #DIV/0! | #DIV/0! | #DIV/0! | #DIV/0! | #DIV/0! | #DIV/0! | #DIV/0! | #DIV/0! | #DIV/0! | #DIV/0! | #DIV/0! | #DIV/0! | #DIV/0! | #DIV/0! | #DIV/0! | #DIV/0! | 6195 | 0 | 0 | 0 | 0 | 0
12 | 18 | 2015 | 352 | 5 | 0.0025 | 0 | #DIV/0! | #DIV/0! | #DIV/0! | #DIV/0! | #DIV/0! | #DIV/0! | #DIV/0! | #DIV/0! | #DIV/0! | #DIV/0! | #DIV/0! | #DIV/0! | #DIV/0! | #DIV/0! | #DIV/0! | #DIV/0! | #DIV/0! | #DIV/0! | #DIV/0! | #DIV/0! | 6196 | 0 | 0 | 0 | 0 | 0
12 | 19 | 2015 | 353 | 6 | 0 | 0 | #DIV/0! | #DIV/0! | #DIV/0! | #DIV/0! | #DIV/0! | #DIV/0! | #DIV/0! | #DIV/0! | #DIV/0! | #DIV/0! | #DIV/0! | #DIV/0! | #DIV/0! | #DIV/0! | #DIV/0! | #DIV/0! | #DIV/0! | #DIV/0! | #DIV/0! | #DIV/0! | 6197 | 0 | 0 | 0 | 0 | 0
12 | 20 | 2015 | 354 | 7 | 0.0025 | 0 | #DIV/0! | #DIV/0! | #DIV/0! | #DIV/0! | #DIV/0! | #DIV/0! | #DIV/0! | #DIV/0! | #DIV/0! | #DIV/0! | #DIV/0! | #DIV/0! | #DIV/0! | #DIV/0! | #DIV/0! | #DIV/0! | #DIV/0! | #DIV/0! | #DIV/0! | #DIV/0! | 6198 | 0 | 0 | 0 | 0 | 0
12 | 21 | 2015 | 355 | 1 | 0.0275 | 0 | #DIV/0! | #DIV/0! | #DIV/0! | #DIV/0! | #DIV/0! | #DIV/0! | #DIV/0! | #DIV/0! | #DIV/0! | #DIV/0! | #DIV/0! | #DIV/0! | #DIV/0! | #DIV/0! | #DIV/0! | #DIV/0! | #DIV/0! | #DIV/0! | #DIV/0! | #DIV/0! | 6199 | 0 | 0 | 0 | 0 | 0
12 | 22 | 2015 | 356 | 2 | 0.115 | 0 | #DIV/0! | #DIV/0! | #DIV/0! | #DIV/0! | #DIV/0! | #DIV/0! | #DIV/0! | #DIV/0! | #DIV/0! | #DIV/0! | #DIV/0! | #DIV/0! | #DIV/0! | #DIV/0! | #DIV/0! | #DIV/0! | #DIV/0! | #DIV/0! | #DIV/0! | #DIV/0! | 6200 | 0 | 0 | 0 | 0 | 0
12 | 23 | 2015 | 357 | 3 | 1.3825 | 0 | #DIV/0! | #DIV/0! | #DIV/0! | #DIV/0! | #DIV/0! | #DIV/0! | #DIV/0! | #DIV/0! | #DIV/0! | #DIV/0! | #DIV/0! | #DIV/0! | #DIV/0! | #DIV/0! | #DIV/0! | #DIV/0! | #DIV/0! | #DIV/0! | #DIV/0! | #DIV/0! | 6201 | 0 | 0 | 0 | 0 | 0
12 | 24 | 2015 | 358 | 4 | 0.08 | 0 | #DIV/0! | #DIV/0! | #DIV/0! | #DIV/0! | #DIV/0! | #DIV/0! | #DIV/0! | #DIV/0! | #DIV/0! | #DIV/0! | #DIV/0! | #DIV/0! | #DIV/0! | #DIV/0! | #DIV/0! | #DIV/0! | #DIV/0! | #DIV/0! | #DIV/0! | #DIV/0! | 6202 | 0 | 0 | 0 | 0 | 0
12 | 25 | 2015 | 359 | 5 | 0.5575 | 0 | #DIV/0! | #DIV/0! | #DIV/0! | #DIV/0! | #DIV/0! | #DIV/0! | #DIV/0! | #DIV/0! | #DIV/0! | #DIV/0! | #DIV/0! | #DIV/0! | #DIV/0! | #DIV/0! | #DIV/0! | #DIV/0! | #DIV/0! | #DIV/0! | #DIV/0! | #DIV/0! | 6203 | 0 | 0 | 0 | 0 | 0
12 | 26 | 2015 | 360 | 6 | 0.035 | 0 | #DIV/0! | #DIV/0! | #DIV/0! | #DIV/0! | #DIV/0! | #DIV/0! | #DIV/0! | #DIV/0! | #DIV/0! | #DIV/0! | #DIV/0! | #DIV/0! | #DIV/0! | #DIV/0! | #DIV/0! | #DIV/0! | #DIV/0! | #DIV/0! | #DIV/0! | #DIV/0! | 6204 | 0 | 0 | 0 | 0 | 0
12 | 27 | 2015 | 361 | 7 | 0.05 | 0 | #DIV/0! | #DIV/0! | #DIV/0! | #DIV/0! | #DIV/0! | #DIV/0! | #DIV/0! | #DIV/0! | #DIV/0! | #DIV/0! | #DIV/0! | #DIV/0! | #DIV/0! | #DIV/0! | #DIV/0! | #DIV/0! | #DIV/0! | #DIV/0! | #DIV/0! | #DIV/0! | 6205 | 0 | 0 | 0 | 0 | 0
12 | 28 | 2015 | 362 | 1 | 0.3175 | 0 | #DIV/0! | #DIV/0! | #DIV/0! | #DIV/0! | #DIV/0! | #DIV/0! | #DIV/0! | #DIV/0! | #DIV/0! | #DIV/0! | #DIV/0! | #DIV/0! | #DIV/0! | #DIV/0! | #DIV/0! | #DIV/0! | #DIV/0! | #DIV/0! | #DIV/0! | #DIV/0! | 6206 | 0 | 0 | 0 | 0 | 0
12 | 29 | 2015 | 363 | 2 | 0.3925 | 0 | #DIV/0! | #DIV/0! | #DIV/0! | #DIV/0! | #DIV/0! | #DIV/0! | #DIV/0! | #DIV/0! | #DIV/0! | #DIV/0! | #DIV/0! | #DIV/0! | #DIV/0! | #DIV/0! | #DIV/0! | #DIV/0! | #DIV/0! | #DIV/0! | #DIV/0! | #DIV/0! | 6207 | 0 | 0 | 0 | 0 | 0
12 | 30 | 2015 | 364 | 3 | 0.0875 | 0 | #DIV/0! | #DIV/0! | #DIV/0! | #DIV/0! | #DIV/0! | #DIV/0! | #DIV/0! | #DIV/0! | #DIV/0! | #DIV/0! | #DIV/0! | #DIV/0! | #DIV/0! | #DIV/0! | #DIV/0! | #DIV/0! | #DIV/0! | #DIV/0! | #DIV/0! | #DIV/0! | 6208 | 0 | 0 | 0 | 0 | 0
12 | 31 | 2015 | 365 | 4 | 0.0025 | 0 | #DIV/0! | #DIV/0! | #DIV/0! | #DIV/0! | #DIV/0! | #DIV/0! | #DIV/0! | #DIV/0! | #DIV/0! | #DIV/0! | #DIV/0! | #DIV/0! | #DIV/0! | #DIV/0! | #DIV/0! | #DIV/0! | #DIV/0! | #DIV/0! | #DIV/0! | #DIV/0! | 6209 | 0 | 0 | 0 | 0 | 0
1 | 1 | 2016 | 1 | 5 | 0 | 0 | #DIV/0! | #DIV/0! | #DIV/0! | #DIV/0! | #DIV/0! | #DIV/0! | #DIV/0! | #DIV/0! | #DIV/0! | #DIV/0! | #DIV/0! | #DIV/0! | #DIV/0! | #DIV/0! | #DIV/0! | #DIV/0! | #DIV/0! | #DIV/0! | #DIV/0! | #DIV/0! | 6210 | 0 | 0 | 0 | 0 | 0
1 | 2 | 2016 | 2 | 6 | 0 | 0 | #DIV/0! | #DIV/0! | #DIV/0! | #DIV/0! | #DIV/0! | #DIV/0! | #DIV/0! | #DIV/0! | #DIV/0! | #DIV/0! | #DIV/0! | #DIV/0! | #DIV/0! | #DIV/0! | #DIV/0! | #DIV/0! | #DIV/0! | #DIV/0! | #DIV/0! | #DIV/0! | 6211 | 0 | 0 | 0 | 0 | 0
1 | 3 | 2016 | 3 | 7 | 0 | 0 | #DIV/0! | #DIV/0! | #DIV/0! | #DIV/0! | #DIV/0! | #DIV/0! | #DIV/0! | #DIV/0! | #DIV/0! | #DIV/0! | #DIV/0! | #DIV/0! | #DIV/0! | #DIV/0! | #DIV/0! | #DIV/0! | #DIV/0! | #DIV/0! | #DIV/0! | #DIV/0! | 6212 | 0 | 0 | 0 | 0 | 0
1 | 4 | 2016 | 4 | 1 | 0 | 0 | #DIV/0! | #DIV/0! | #DIV/0! | #DIV/0! | #DIV/0! | #DIV/0! | #DIV/0! | #DIV/0! | #DIV/0! | #DIV/0! | #DIV/0! | #DIV/0! | #DIV/0! | #DIV/0! | #DIV/0! | #DIV/0! | #DIV/0! | #DIV/0! | #DIV/0! | #DIV/0! | 6213 | 0 | 0 | 0 | 0 | 0
1 | 5 | 2016 | 5 | 2 | 0 | 0 | #DIV/0! | #DIV/0! | #DIV/0! | #DIV/0! | #DIV/0! | #DIV/0! | #DIV/0! | #DIV/0! | #DIV/0! | #DIV/0! | #DIV/0! | #DIV/0! | #DIV/0! | #DIV/0! | #DIV/0! | #DIV/0! | #DIV/0! | #DIV/0! | #DIV/0! | #DIV/0! | 6214 | 0 | 0 | 0 | 0 | 0
1 | 6 | 2016 | 6 | 3 | 0 | 0 | #DIV/0! | #DIV/0! | #DIV/0! | #DIV/0! | #DIV/0! | #DIV/0! | #DIV/0! | #DIV/0! | #DIV/0! | #DIV/0! | #DIV/0! | #DIV/0! | #DIV/0! | #DIV/0! | #DIV/0! | #DIV/0! | #DIV/0! | #DIV/0! | #DIV/0! | #DIV/0! | 6215 | 0 | 0 | 0 | 0 | 0
1 | 7 | 2016 | 7 | 4 | 0.005 | 0 | #DIV/0! | #DIV/0! | #DIV/0! | #DIV/0! | #DIV/0! | #DIV/0! | #DIV/0! | #DIV/0! | #DIV/0! | #DIV/0! | #DIV/0! | #DIV/0! | #DIV/0! | #DIV/0! | #DIV/0! | #DIV/0! | #DIV/0! | #DIV/0! | #DIV/0! | #DIV/0! | 6216 | 0 | 0 | 0 | 0 | 0
1 | 8 | 2016 | 8 | 5 | 0.0175 | 0 | #DIV/0! | #DIV/0! | #DIV/0! | #DIV/0! | #DIV/0! | #DIV/0! | #DIV/0! | #DIV/0! | #DIV/0! | #DIV/0! | #DIV/0! | #DIV/0! | #DIV/0! | #DIV/0! | #DIV/0! | #DIV/0! | #DIV/0! | #DIV/0! | #DIV/0! | #DIV/0! | 6217 | 0 | 0 | 0 | 0 | 0
1 | 9 | 2016 | 9 | 6 | 0.4025 | 0 | #DIV/0! | #DIV/0! | #DIV/0! | #DIV/0! | #DIV/0! | #DIV/0! | #DIV/0! | #DIV/0! | #DIV/0! | #DIV/0! | #DIV/0! | #DIV/0! | #DIV/0! | #DIV/0! | #DIV/0! | #DIV/0! | #DIV/0! | #DIV/0! | #DIV/0! | #DIV/0! | 6218 | 0 | 0 | 0 | 0 | 0
1 | 10 | 2016 | 10 | 7 | 0.5825 | 0 | #DIV/0! | #DIV/0! | #DIV/0! | #DIV/0! | #DIV/0! | #DIV/0! | #DIV/0! | #DIV/0! | #DIV/0! | #DIV/0! | #DIV/0! | #DIV/0! | #DIV/0! | #DIV/0! | #DIV/0! | #DIV/0! | #DIV/0! | #DIV/0! | #DIV/0! | #DIV/0! | 6219 | 0 | 0 | 0 | 0 | 0
1 | 11 | 2016 | 11 | 1 | 0 | 0 | #DIV/0! | #DIV/0! | #DIV/0! | #DIV/0! | #DIV/0! | #DIV/0! | #DIV/0! | #DIV/0! | #DIV/0! | #DIV/0! | #DIV/0! | #DIV/0! | #DIV/0! | #DIV/0! | #DIV/0! | #DIV/0! | #DIV/0! | #DIV/0! | #DIV/0! | #DIV/0! | 6220 | 0 | 0 | 0 | 0 | 0
1 | 12 | 2016 | 12 | 2 | 0.0025 | 0 | #DIV/0! | #DIV/0! | #DIV/0! | #DIV/0! | #DIV/0! | #DIV/0! | #DIV/0! | #DIV/0! | #DIV/0! | #DIV/0! | #DIV/0! | #DIV/0! | #DIV/0! | #DIV/0! | #DIV/0! | #DIV/0! | #DIV/0! | #DIV/0! | #DIV/0! | #DIV/0! | 6221 | 0 | 0 | 0 | 0 | 0
1 | 13 | 2016 | 13 | 3 | 0 | 0 | #DIV/0! | #DIV/0! | #DIV/0! | #DIV/0! | #DIV/0! | #DIV/0! | #DIV/0! | #DIV/0! | #DIV/0! | #DIV/0! | #DIV/0! | #DIV/0! | #DIV/0! | #DIV/0! | #DIV/0! | #DIV/0! | #DIV/0! | #DIV/0! | #DIV/0! | #DIV/0! | 6222 | 0 | 0 | 0 | 0 | 0
1 | 14 | 2016 | 14 | 4 | 0 | 0 | #DIV/0! | #DIV/0! | #DIV/0! | #DIV/0! | #DIV/0! | #DIV/0! | #DIV/0! | #DIV/0! | #DIV/0! | #DIV/0! | #DIV/0! | #DIV/0! | #DIV/0! | #DIV/0! | #DIV/0! | #DIV/0! | #DIV/0! | #DIV/0! | #DIV/0! | #DIV/0! | 6223 | 0 | 0 | 0 | 0 | 0
1 | 15 | 2016 | 15 | 5 | 0.37 | 0 | #DIV/0! | #DIV/0! | #DIV/0! | #DIV/0! | #DIV/0! | #DIV/0! | #DIV/0! | #DIV/0! | #DIV/0! | #DIV/0! | #DIV/0! | #DIV/0! | #DIV/0! | #DIV/0! | #DIV/0! | #DIV/0! | #DIV/0! | #DIV/0! | #DIV/0! | #DIV/0! | 6224 | 0 | 0 | 0 | 0 | 0
1 | 16 | 2016 | 16 | 6 | 0.015 | 0 | #DIV/0! | #DIV/0! | #DIV/0! | #DIV/0! | #DIV/0! | #DIV/0! | #DIV/0! | #DIV/0! | #DIV/0! | #DIV/0! | #DIV/0! | #DIV/0! | #DIV/0! | #DIV/0! | #DIV/0! | #DIV/0! | #DIV/0! | #DIV/0! | #DIV/0! | #DIV/0! | 6225 | 0 | 0 | 0 | 0 | 0
1 | 17 | 2016 | 17 | 7 | 0.0325 | 0 | #DIV/0! | #DIV/0! | #DIV/0! | #DIV/0! | #DIV/0! | #DIV/0! | #DIV/0! | #DIV/0! | #DIV/0! | #DIV/0! | #DIV/0! | #DIV/0! | #DIV/0! | #DIV/0! | #DIV/0! | #DIV/0! | #DIV/0! | #DIV/0! | #DIV/0! | #DIV/0! | 6226 | 0 | 0 | 0 | 0 | 0
1 | 18 | 2016 | 18 | 1 | 0 | 0 | #DIV/0! | #DIV/0! | #DIV/0! | #DIV/0! | #DIV/0! | #DIV/0! | #DIV/0! | #DIV/0! | #DIV/0! | #DIV/0! | #DIV/0! | #DIV/0! | #DIV/0! | #DIV/0! | #DIV/0! | #DIV/0! | #DIV/0! | #DIV/0! | #DIV/0! | #DIV/0! | 6227 | 0 | 0 | 0 | 0 | 0
1 | 19 | 2016 | 19 | 2 | 0 | 0 | #DIV/0! | #DIV/0! | #DIV/0! | #DIV/0! | #DIV/0! | #DIV/0! | #DIV/0! | #DIV/0! | #DIV/0! | #DIV/0! | #DIV/0! | #DIV/0! | #DIV/0! | #DIV/0! | #DIV/0! | #DIV/0! | #DIV/0! | #DIV/0! | #DIV/0! | #DIV/0! | 6228 | 0 | 0 | 0 | 0 | 0
1 | 20 | 2016 | 20 | 3 | 0.0225 | 0 | #DIV/0! | #DIV/0! | #DIV/0! | #DIV/0! | #DIV/0! | #DIV/0! | #DIV/0! | #DIV/0! | #DIV/0! | #DIV/0! | #DIV/0! | #DIV/0! | #DIV/0! | #DIV/0! | #DIV/0! | #DIV/0! | #DIV/0! | #DIV/0! | #DIV/0! | #DIV/0! | 6229 | 0 | 0 | 0 | 0 | 0
1 | 21 | 2016 | 21 | 4 | 0 | 0 | #DIV/0! | #DIV/0! | #DIV/0! | #DIV/0! | #DIV/0! | #DIV/0! | #DIV/0! | #DIV/0! | #DIV/0! | #DIV/0! | #DIV/0! | #DIV/0! | #DIV/0! | #DIV/0! | #DIV/0! | #DIV/0! | #DIV/0! | #DIV/0! | #DIV/0! | #DIV/0! | 6230 | 0 | 0 | 0 | 0 | 0
1 | 22 | 2016 | 22 | 5 | 0.81 | 0 | #DIV/0! | #DIV/0! | #DIV/0! | #DIV/0! | #DIV/0! | #DIV/0! | #DIV/0! | #DIV/0! | #DIV/0! | #DIV/0! | #DIV/0! | #DIV/0! | #DIV/0! | #DIV/0! | #DIV/0! | #DIV/0! | #DIV/0! | #DIV/0! | #DIV/0! | #DIV/0! | 6231 | 0 | 0 | 0 | 0 | 0
1 | 23 | 2016 | 23 | 6 | 1.5025 | 0 | #DIV/0! | #DIV/0! | #DIV/0! | #DIV/0! | #DIV/0! | #DIV/0! | #DIV/0! | #DIV/0! | #DIV/0! | #DIV/0! | #DIV/0! | #DIV/0! | #DIV/0! | #DIV/0! | #DIV/0! | #DIV/0! | #DIV/0! | #DIV/0! | #DIV/0! | #DIV/0! | 6232 | 0 | 0 | 0 | 0 | 0
1 | 24 | 2016 | 24 | 7 | 0 | 0 | #DIV/0! | #DIV/0! | #DIV/0! | #DIV/0! | #DIV/0! | #DIV/0! | #DIV/0! | #DIV/0! | #DIV/0! | #DIV/0! | #DIV/0! | #DIV/0! | #DIV/0! | #DIV/0! | #DIV/0! | #DIV/0! | #DIV/0! | #DIV/0! | #DIV/0! | #DIV/0! | 6233 | 0 | 0 | 0 | 0 | 0
1 | 25 | 2016 | 25 | 1 | 0 | 0 | #DIV/0! | #DIV/0! | #DIV/0! | #DIV/0! | #DIV/0! | #DIV/0! | #DIV/0! | #DIV/0! | #DIV/0! | #DIV/0! | #DIV/0! | #DIV/0! | #DIV/0! | #DIV/0! | #DIV/0! | #DIV/0! | #DIV/0! | #DIV/0! | #DIV/0! | #DIV/0! | 6234 | 0 | 0 | 0 | 0 | 0
1 | 26 | 2016 | 26 | 2 | 0 | 0 | #DIV/0! | #DIV/0! | #DIV/0! | #DIV/0! | #DIV/0! | #DIV/0! | #DIV/0! | #DIV/0! | #DIV/0! | #DIV/0! | #DIV/0! | #DIV/0! | #DIV/0! | #DIV/0! | #DIV/0! | #DIV/0! | #DIV/0! | #DIV/0! | #DIV/0! | #DIV/0! | 6235 | 0 | 0 | 0 | 0 | 0
1 | 27 | 2016 | 27 | 3 | 0.0025 | 0 | #DIV/0! | #DIV/0! | #DIV/0! | #DIV/0! | #DIV/0! | #DIV/0! | #DIV/0! | #DIV/0! | #DIV/0! | #DIV/0! | #DIV/0! | #DIV/0! | #DIV/0! | #DIV/0! | #DIV/0! | #DIV/0! | #DIV/0! | #DIV/0! | #DIV/0! | #DIV/0! | 6236 | 0 | 0 | 0 | 0 | 0
1 | 28 | 2016 | 28 | 4 | 0 | 0 | #DIV/0! | #DIV/0! | #DIV/0! | #DIV/0! | #DIV/0! | #DIV/0! | #DIV/0! | #DIV/0! | #DIV/0! | #DIV/0! | #DIV/0! | #DIV/0! | #DIV/0! | #DIV/0! | #DIV/0! | #DIV/0! | #DIV/0! | #DIV/0! | #DIV/0! | #DIV/0! | 6237 | 0 | 0 | 0 | 0 | 0
1 | 29 | 2016 | 29 | 5 | 0.005 | 0 | #DIV/0! | #DIV/0! | #DIV/0! | #DIV/0! | #DIV/0! | #DIV/0! | #DIV/0! | #DIV/0! | #DIV/0! | #DIV/0! | #DIV/0! | #DIV/0! | #DIV/0! | #DIV/0! | #DIV/0! | #DIV/0! | #DIV/0! | #DIV/0! | #DIV/0! | #DIV/0! | 6238 | 0 | 0 | 0 | 0 | 0
1 | 30 | 2016 | 30 | 6 | 0 | 0 | #DIV/0! | #DIV/0! | #DIV/0! | #DIV/0! | #DIV/0! | #DIV/0! | #DIV/0! | #DIV/0! | #DIV/0! | #DIV/0! | #DIV/0! | #DIV/0! | #DIV/0! | #DIV/0! | #DIV/0! | #DIV/0! | #DIV/0! | #DIV/0! | #DIV/0! | #DIV/0! | 6239 | 0 | 0 | 0 | 0 | 0
1 | 31 | 2016 | 31 | 7 | 0 | 0 | #DIV/0! | #DIV/0! | #DIV/0! | #DIV/0! | #DIV/0! | #DIV/0! | #DIV/0! | #DIV/0! | #DIV/0! | #DIV/0! | #DIV/0! | #DIV/0! | #DIV/0! | #DIV/0! | #DIV/0! | #DIV/0! | #DIV/0! | #DIV/0! | #DIV/0! | #DIV/0! | 6240 | 0 | 0 | 0 | 0 | 0
2 | 1 | 2016 | 32 | 1 | 0.1425 | 0 | #DIV/0! | #DIV/0! | #DIV/0! | #DIV/0! | #DIV/0! | #DIV/0! | #DIV/0! | #DIV/0! | #DIV/0! | #DIV/0! | #DIV/0! | #DIV/0! | #DIV/0! | #DIV/0! | #DIV/0! | #DIV/0! | #DIV/0! | #DIV/0! | #DIV/0! | #DIV/0! | 6241 | 0 | 0 | 0 | 0 | 0
2 | 2 | 2016 | 33 | 2 | 0.005 | 0 | #DIV/0! | #DIV/0! | #DIV/0! | #DIV/0! | #DIV/0! | #DIV/0! | #DIV/0! | #DIV/0! | #DIV/0! | #DIV/0! | #DIV/0! | #DIV/0! | #DIV/0! | #DIV/0! | #DIV/0! | #DIV/0! | #DIV/0! | #DIV/0! | #DIV/0! | #DIV/0! | 6242 | 0 | 0 | 0 | 0 | 0
2 | 3 | 2016 | 34 | 3 | 0.585 | 0 | #DIV/0! | #DIV/0! | #DIV/0! | #DIV/0! | #DIV/0! | #DIV/0! | #DIV/0! | #DIV/0! | #DIV/0! | #DIV/0! | #DIV/0! | #DIV/0! | #DIV/0! | #DIV/0! | #DIV/0! | #DIV/0! | #DIV/0! | #DIV/0! | #DIV/0! | #DIV/0! | 6243 | 0 | 0 | 0 | 0 | 0
2 | 4 | 2016 | 35 | 4 | 0.035 | 0 | #DIV/0! | #DIV/0! | #DIV/0! | #DIV/0! | #DIV/0! | #DIV/0! | #DIV/0! | #DIV/0! | #DIV/0! | #DIV/0! | #DIV/0! | #DIV/0! | #DIV/0! | #DIV/0! | #DIV/0! | #DIV/0! | #DIV/0! | #DIV/0! | #DIV/0! | #DIV/0! | 6244 | 0 | 0 | 0 | 0 | 0
2 | 5 | 2016 | 36 | 5 | 0.0475 | 0 | #DIV/0! | #DIV/0! | #DIV/0! | #DIV/0! | #DIV/0! | #DIV/0! | #DIV/0! | #DIV/0! | #DIV/0! | #DIV/0! | #DIV/0! | #DIV/0! | #DIV/0! | #DIV/0! | #DIV/0! | #DIV/0! | #DIV/0! | #DIV/0! | #DIV/0! | #DIV/0! | 6245 | 0 | 0 | 0 | 0 | 0
2 | 6 | 2016 | 37 | 6 | 0 | 0 | #DIV/0! | #DIV/0! | #DIV/0! | #DIV/0! | #DIV/0! | #DIV/0! | #DIV/0! | #DIV/0! | #DIV/0! | #DIV/0! | #DIV/0! | #DIV/0! | #DIV/0! | #DIV/0! | #DIV/0! | #DIV/0! | #DIV/0! | #DIV/0! | #DIV/0! | #DIV/0! | 6246 | 0 | 0 | 0 | 0 | 0
2 | 7 | 2016 | 38 | 7 | 0 | 0 | #DIV/0! | #DIV/0! | #DIV/0! | #DIV/0! | #DIV/0! | #DIV/0! | #DIV/0! | #DIV/0! | #DIV/0! | #DIV/0! | #DIV/0! | #DIV/0! | #DIV/0! | #DIV/0! | #DIV/0! | #DIV/0! | #DIV/0! | #DIV/0! | #DIV/0! | #DIV/0! | 6247 | 0 | 0 | 0 | 0 | 0
2 | 8 | 2016 | 39 | 1 | 0.03 | 0 | #DIV/0! | #DIV/0! | #DIV/0! | #DIV/0! | #DIV/0! | #DIV/0! | #DIV/0! | #DIV/0! | #DIV/0! | #DIV/0! | #DIV/0! | #DIV/0! | #DIV/0! | #DIV/0! | #DIV/0! | #DIV/0! | #DIV/0! | #DIV/0! | #DIV/0! | #DIV/0! | 6248 | 0 | 0 | 0 | 0 | 0
2 | 9 | 2016 | 40 | 2 | 0.24 | 0 | #DIV/0! | #DIV/0! | #DIV/0! | #DIV/0! | #DIV/0! | #DIV/0! | #DIV/0! | #DIV/0! | #DIV/0! | #DIV/0! | #DIV/0! | #DIV/0! | #DIV/0! | #DIV/0! | #DIV/0! | #DIV/0! | #DIV/0! | #DIV/0! | #DIV/0! | #DIV/0! | 6249 | 0 | 0 | 0 | 0 | 0
2 | 10 | 2016 | 41 | 3 | 0 | 0 | #DIV/0! | #DIV/0! | #DIV/0! | #DIV/0! | #DIV/0! | #DIV/0! | #DIV/0! | #DIV/0! | #DIV/0! | #DIV/0! | #DIV/0! | #DIV/0! | #DIV/0! | #DIV/0! | #DIV/0! | #DIV/0! | #DIV/0! | #DIV/0! | #DIV/0! | #DIV/0! | 6250 | 0 | 0 | 0 | 0 | 0
2 | 11 | 2016 | 42 | 4 | 0 | 0 | #DIV/0! | #DIV/0! | #DIV/0! | #DIV/0! | #DIV/0! | #DIV/0! | #DIV/0! | #DIV/0! | #DIV/0! | #DIV/0! | #DIV/0! | #DIV/0! | #DIV/0! | #DIV/0! | #DIV/0! | #DIV/0! | #DIV/0! | #DIV/0! | #DIV/0! | #DIV/0! | 6251 | 0 | 0 | 0 | 0 | 0
2 | 12 | 2016 | 43 | 5 | 0 | 0 | #DIV/0! | #DIV/0! | #DIV/0! | #DIV/0! | #DIV/0! | #DIV/0! | #DIV/0! | #DIV/0! | #DIV/0! | #DIV/0! | #DIV/0! | #DIV/0! | #DIV/0! | #DIV/0! | #DIV/0! | #DIV/0! | #DIV/0! | #DIV/0! | #DIV/0! | #DIV/0! | 6252 | 0 | 0 | 0 | 0 | 0
2 | 13 | 2016 | 44 | 6 | 0 | 0 | #DIV/0! | #DIV/0! | #DIV/0! | #DIV/0! | #DIV/0! | #DIV/0! | #DIV/0! | #DIV/0! | #DIV/0! | #DIV/0! | #DIV/0! | #DIV/0! | #DIV/0! | #DIV/0! | #DIV/0! | #DIV/0! | #DIV/0! | #DIV/0! | #DIV/0! | #DIV/0! | 6253 | 0 | 0 | 0 | 0 | 0
2 | 14 | 2016 | 45 | 7 | 0.0225 | 0 | #DIV/0! | #DIV/0! | #DIV/0! | #DIV/0! | #DIV/0! | #DIV/0! | #DIV/0! | #DIV/0! | #DIV/0! | #DIV/0! | #DIV/0! | #DIV/0! | #DIV/0! | #DIV/0! | #DIV/0! | #DIV/0! | #DIV/0! | #DIV/0! | #DIV/0! | #DIV/0! | 6254 | 0 | 0 | 0 | 0 | 0
2 | 15 | 2016 | 46 | 1 | 0.4325 | 0 | #DIV/0! | #DIV/0! | #DIV/0! | #DIV/0! | #DIV/0! | #DIV/0! | #DIV/0! | #DIV/0! | #DIV/0! | #DIV/0! | #DIV/0! | #DIV/0! | #DIV/0! | #DIV/0! | #DIV/0! | #DIV/0! | #DIV/0! | #DIV/0! | #DIV/0! | #DIV/0! | 6255 | 0 | 0 | 0 | 0 | 0
2 | 16 | 2016 | 47 | 2 | 0.765 | 0 | #DIV/0! | #DIV/0! | #DIV/0! | #DIV/0! | #DIV/0! | #DIV/0! | #DIV/0! | #DIV/0! | #DIV/0! | #DIV/0! | #DIV/0! | #DIV/0! | #DIV/0! | #DIV/0! | #DIV/0! | #DIV/0! | #DIV/0! | #DIV/0! | #DIV/0! | #DIV/0! | 6256 | 0 | 0 | 0 | 0 | 0
2 | 17 | 2016 | 48 | 3 | 0 | 0 | #DIV/0! | #DIV/0! | #DIV/0! | #DIV/0! | #DIV/0! | #DIV/0! | #DIV/0! | #DIV/0! | #DIV/0! | #DIV/0! | #DIV/0! | #DIV/0! | #DIV/0! | #DIV/0! | #DIV/0! | #DIV/0! | #DIV/0! | #DIV/0! | #DIV/0! | #DIV/0! | 6257 | 0 | 0 | 0 | 0 | 0
2 | 18 | 2016 | 49 | 4 | 0 | 0 | #DIV/0! | #DIV/0! | #DIV/0! | #DIV/0! | #DIV/0! | #DIV/0! | #DIV/0! | #DIV/0! | #DIV/0! | #DIV/0! | #DIV/0! | #DIV/0! | #DIV/0! | #DIV/0! | #DIV/0! | #DIV/0! | #DIV/0! | #DIV/0! | #DIV/0! | #DIV/0! | 6258 | 0 | 0 | 0 | 0 | 0
2 | 19 | 2016 | 50 | 5 | 0 | 0 | #DIV/0! | #DIV/0! | #DIV/0! | #DIV/0! | #DIV/0! | #DIV/0! | #DIV/0! | #DIV/0! | #DIV/0! | #DIV/0! | #DIV/0! | #DIV/0! | #DIV/0! | #DIV/0! | #DIV/0! | #DIV/0! | #DIV/0! | #DIV/0! | #DIV/0! | #DIV/0! | 6259 | 0 | 0 | 0 | 0 | 0
2 | 20 | 2016 | 51 | 6 | 0 | 0 | #DIV/0! | #DIV/0! | #DIV/0! | #DIV/0! | #DIV/0! | #DIV/0! | #DIV/0! | #DIV/0! | #DIV/0! | #DIV/0! | #DIV/0! | #DIV/0! | #DIV/0! | #DIV/0! | #DIV/0! | #DIV/0! | #DIV/0! | #DIV/0! | #DIV/0! | #DIV/0! | 6260 | 0 | 0 | 0 | 0 | 0
2 | 21 | 2016 | 52 | 7 | 0.0975 | 0 | #DIV/0! | #DIV/0! | #DIV/0! | #DIV/0! | #DIV/0! | #DIV/0! | #DIV/0! | #DIV/0! | #DIV/0! | #DIV/0! | #DIV/0! | #DIV/0! | #DIV/0! | #DIV/0! | #DIV/0! | #DIV/0! | #DIV/0! | #DIV/0! | #DIV/0! | #DIV/0! | 6261 | 0 | 0 | 0 | 0 | 0
2 | 22 | 2016 | 53 | 1 | 0.0425 | 0 | #DIV/0! | #DIV/0! | #DIV/0! | #DIV/0! | #DIV/0! | #DIV/0! | #DIV/0! | #DIV/0! | #DIV/0! | #DIV/0! | #DIV/0! | #DIV/0! | #DIV/0! | #DIV/0! | #DIV/0! | #DIV/0! | #DIV/0! | #DIV/0! | #DIV/0! | #DIV/0! | 6262 | 0 | 0 | 0 | 0 | 0
2 | 23 | 2016 | 54 | 2 | 0.505 | 0 | #DIV/0! | #DIV/0! | #DIV/0! | #DIV/0! | #DIV/0! | #DIV/0! | #DIV/0! | #DIV/0! | #DIV/0! | #DIV/0! | #DIV/0! | #DIV/0! | #DIV/0! | #DIV/0! | #DIV/0! | #DIV/0! | #DIV/0! | #DIV/0! | #DIV/0! | #DIV/0! | 6263 | 0 | 0 | 0 | 0 | 0
2 | 24 | 2016 | 55 | 3 | 1.39 | 0 | #DIV/0! | #DIV/0! | #DIV/0! | #DIV/0! | #DIV/0! | #DIV/0! | #DIV/0! | #DIV/0! | #DIV/0! | #DIV/0! | #DIV/0! | #DIV/0! | #DIV/0! | #DIV/0! | #DIV/0! | #DIV/0! | #DIV/0! | #DIV/0! | #DIV/0! | #DIV/0! | 6264 | 0 | 0 | 0 | 0 | 0
2 | 25 | 2016 | 56 | 4 | 0.005 | 0 | #DIV/0! | #DIV/0! | #DIV/0! | #DIV/0! | #DIV/0! | #DIV/0! | #DIV/0! | #DIV/0! | #DIV/0! | #DIV/0! | #DIV/0! | #DIV/0! | #DIV/0! | #DIV/0! | #DIV/0! | #DIV/0! | #DIV/0! | #DIV/0! | #DIV/0! | #DIV/0! | 6265 | 0 | 0 | 0 | 0 | 0
2 | 26 | 2016 | 57 | 5 | 0.0025 | 0 | #DIV/0! | #DIV/0! | #DIV/0! | #DIV/0! | #DIV/0! | #DIV/0! | #DIV/0! | #DIV/0! | #DIV/0! | #DIV/0! | #DIV/0! | #DIV/0! | #DIV/0! | #DIV/0! | #DIV/0! | #DIV/0! | #DIV/0! | #DIV/0! | #DIV/0! | #DIV/0! | 6266 | 0 | 0 | 0 | 0 | 0
2 | 27 | 2016 | 58 | 6 | 0 | 0 | #DIV/0! | #DIV/0! | #DIV/0! | #DIV/0! | #DIV/0! | #DIV/0! | #DIV/0! | #DIV/0! | #DIV/0! | #DIV/0! | #DIV/0! | #DIV/0! | #DIV/0! | #DIV/0! | #DIV/0! | #DIV/0! | #DIV/0! | #DIV/0! | #DIV/0! | #DIV/0! | 6267 | 0 | 0 | 0 | 0 | 0
2 | 28 | 2016 | 59 | 7 | 0 | 0 | #DIV/0! | #DIV/0! | #DIV/0! | #DIV/0! | #DIV/0! | #DIV/0! | #DIV/0! | #DIV/0! | #DIV/0! | #DIV/0! | #DIV/0! | #DIV/0! | #DIV/0! | #DIV/0! | #DIV/0! | #DIV/0! | #DIV/0! | #DIV/0! | #DIV/0! | #DIV/0! | 6268 | 0 | 0 | 0 | 0 | 0
2 | 29 | 2016 | 60 | 1 | 0 | 0 | #DIV/0! | #DIV/0! | #DIV/0! | #DIV/0! | #DIV/0! | #DIV/0! | #DIV/0! | #DIV/0! | #DIV/0! | #DIV/0! | #DIV/0! | #DIV/0! | #DIV/0! | #DIV/0! | #DIV/0! | #DIV/0! | #DIV/0! | #DIV/0! | #DIV/0! | #DIV/0! | 6269 | 0 | 0 | 0 | 0 | 0
3 | 1 | 2016 | 61 | 2 | 0.0425 | 0 | #DIV/0! | #DIV/0! | #DIV/0! | #DIV/0! | #DIV/0! | #DIV/0! | #DIV/0! | #DIV/0! | #DIV/0! | #DIV/0! | #DIV/0! | #DIV/0! | #DIV/0! | #DIV/0! | #DIV/0! | #DIV/0! | #DIV/0! | #DIV/0! | #DIV/0! | #DIV/0! | 6270 | 0 | 0 | 0 | 0 | 0
3 | 2 | 2016 | 62 | 3 | 0.1075 | 0 | #DIV/0! | #DIV/0! | #DIV/0! | #DIV/0! | #DIV/0! | #DIV/0! | #DIV/0! | #DIV/0! | #DIV/0! | #DIV/0! | #DIV/0! | #DIV/0! | #DIV/0! | #DIV/0! | #DIV/0! | #DIV/0! | #DIV/0! | #DIV/0! | #DIV/0! | #DIV/0! | 6271 | 0 | 0 | 0 | 0 | 0
3 | 3 | 2016 | 63 | 4 | 0.0725 | 0 | #DIV/0! | #DIV/0! | #DIV/0! | #DIV/0! | #DIV/0! | #DIV/0! | #DIV/0! | #DIV/0! | #DIV/0! | #DIV/0! | #DIV/0! | #DIV/0! | #DIV/0! | #DIV/0! | #DIV/0! | #DIV/0! | #DIV/0! | #DIV/0! | #DIV/0! | #DIV/0! | 6272 | 0 | 0 | 0 | 0 | 0
3 | 4 | 2016 | 64 | 5 | 0.04 | 0 | #DIV/0! | #DIV/0! | #DIV/0! | #DIV/0! | #DIV/0! | #DIV/0! | #DIV/0! | #DIV/0! | #DIV/0! | #DIV/0! | #DIV/0! | #DIV/0! | #DIV/0! | #DIV/0! | #DIV/0! | #DIV/0! | #DIV/0! | #DIV/0! | #DIV/0! | #DIV/0! | 6273 | 0 | 0 | 0 | 0 | 0
3 | 5 | 2016 | 65 | 6 | 0 | 0 | #DIV/0! | #DIV/0! | #DIV/0! | #DIV/0! | #DIV/0! | #DIV/0! | #DIV/0! | #DIV/0! | #DIV/0! | #DIV/0! | #DIV/0! | #DIV/0! | #DIV/0! | #DIV/0! | #DIV/0! | #DIV/0! | #DIV/0! | #DIV/0! | #DIV/0! | #DIV/0! | 6274 | 0 | 0 | 0 | 0 | 0
3 | 6 | 2016 | 66 | 7 | 0 | 0 | #DIV/0! | #DIV/0! | #DIV/0! | #DIV/0! | #DIV/0! | #DIV/0! | #DIV/0! | #DIV/0! | #DIV/0! | #DIV/0! | #DIV/0! | #DIV/0! | #DIV/0! | #DIV/0! | #DIV/0! | #DIV/0! | #DIV/0! | #DIV/0! | #DIV/0! | #DIV/0! | 6275 | 0 | 0 | 0 | 0 | 0
3 | 7 | 2016 | 67 | 1 | 0 | 0 | #DIV/0! | #DIV/0! | #DIV/0! | #DIV/0! | #DIV/0! | #DIV/0! | #DIV/0! | #DIV/0! | #DIV/0! | #DIV/0! | #DIV/0! | #DIV/0! | #DIV/0! | #DIV/0! | #DIV/0! | #DIV/0! | #DIV/0! | #DIV/0! | #DIV/0! | #DIV/0! | 6276 | 0 | 0 | 0 | 0 | 0
3 | 8 | 2016 | 68 | 2 | 0 | 0 | #DIV/0! | #DIV/0! | #DIV/0! | #DIV/0! | #DIV/0! | #DIV/0! | #DIV/0! | #DIV/0! | #DIV/0! | #DIV/0! | #DIV/0! | #DIV/0! | #DIV/0! | #DIV/0! | #DIV/0! | #DIV/0! | #DIV/0! | #DIV/0! | #DIV/0! | #DIV/0! | 6277 | 0 | 0 | 0 | 0 | 0
3 | 9 | 2016 | 69 | 3 | 0 | 0 | #DIV/0! | #DIV/0! | #DIV/0! | #DIV/0! | #DIV/0! | #DIV/0! | #DIV/0! | #DIV/0! | #DIV/0! | #DIV/0! | #DIV/0! | #DIV/0! | #DIV/0! | #DIV/0! | #DIV/0! | #DIV/0! | #DIV/0! | #DIV/0! | #DIV/0! | #DIV/0! | 6278 | 0 | 0 | 0 | 0 | 0
3 | 10 | 2016 | 70 | 4 | 0 | 0 | #DIV/0! | #DIV/0! | #DIV/0! | #DIV/0! | #DIV/0! | #DIV/0! | #DIV/0! | #DIV/0! | #DIV/0! | #DIV/0! | #DIV/0! | #DIV/0! | #DIV/0! | #DIV/0! | #DIV/0! | #DIV/0! | #DIV/0! | #DIV/0! | #DIV/0! | #DIV/0! | 6279 | 0 | 0 | 0 | 0 | 0
3 | 11 | 2016 | 71 | 5 | 0 | 0 | #DIV/0! | #DIV/0! | #DIV/0! | #DIV/0! | #DIV/0! | #DIV/0! | #DIV/0! | #DIV/0! | #DIV/0! | #DIV/0! | #DIV/0! | #DIV/0! | #DIV/0! | #DIV/0! | #DIV/0! | #DIV/0! | #DIV/0! | #DIV/0! | #DIV/0! | #DIV/0! | 6280 | 0 | 0 | 0 | 0 | 0
3 | 12 | 2016 | 72 | 6 | 0.0025 | 0 | #DIV/0! | #DIV/0! | #DIV/0! | #DIV/0! | #DIV/0! | #DIV/0! | #DIV/0! | #DIV/0! | #DIV/0! | #DIV/0! | #DIV/0! | #DIV/0! | #DIV/0! | #DIV/0! | #DIV/0! | #DIV/0! | #DIV/0! | #DIV/0! | #DIV/0! | #DIV/0! | 6281 | 0 | 0 | 0 | 0 | 0
3 | 13 | 2016 | 73 | 7 | 0.39 | 0 | #DIV/0! | #DIV/0! | #DIV/0! | #DIV/0! | #DIV/0! | #DIV/0! | #DIV/0! | #DIV/0! | #DIV/0! | #DIV/0! | #DIV/0! | #DIV/0! | #DIV/0! | #DIV/0! | #DIV/0! | #DIV/0! | #DIV/0! | #DIV/0! | #DIV/0! | #DIV/0! | 6282 | 0 | 0 | 0 | 0 | 0
3 | 14 | 2016 | 74 | 1 | 0.2025 | 0 | #DIV/0! | #DIV/0! | #DIV/0! | #DIV/0! | #DIV/0! | #DIV/0! | #DIV/0! | #DIV/0! | #DIV/0! | #DIV/0! | #DIV/0! | #DIV/0! | #DIV/0! | #DIV/0! | #DIV/0! | #DIV/0! | #DIV/0! | #DIV/0! | #DIV/0! | #DIV/0! | 6283 | 0 | 0 | 0 | 0 | 0
3 | 15 | 2016 | 75 | 2 | 0.015 | 0 | #DIV/0! | #DIV/0! | #DIV/0! | #DIV/0! | #DIV/0! | #DIV/0! | #DIV/0! | #DIV/0! | #DIV/0! | #DIV/0! | #DIV/0! | #DIV/0! | #DIV/0! | #DIV/0! | #DIV/0! | #DIV/0! | #DIV/0! | #DIV/0! | #DIV/0! | #DIV/0! | 6284 | 0 | 0 | 0 | 0 | 0
3 | 16 | 2016 | 76 | 3 | 0.005 | 0 | #DIV/0! | #DIV/0! | #DIV/0! | #DIV/0! | #DIV/0! | #DIV/0! | #DIV/0! | #DIV/0! | #DIV/0! | #DIV/0! | #DIV/0! | #DIV/0! | #DIV/0! | #DIV/0! | #DIV/0! | #DIV/0! | #DIV/0! | #DIV/0! | #DIV/0! | #DIV/0! | 6285 | 0 | 0 | 0 | 0 | 0
3 | 17 | 2016 | 77 | 4 | 0.0025 | 0 | #DIV/0! | #DIV/0! | #DIV/0! | #DIV/0! | #DIV/0! | #DIV/0! | #DIV/0! | #DIV/0! | #DIV/0! | #DIV/0! | #DIV/0! | #DIV/0! | #DIV/0! | #DIV/0! | #DIV/0! | #DIV/0! | #DIV/0! | #DIV/0! | #DIV/0! | #DIV/0! | 6286 | 0 | 0 | 0 | 0 | 0
3 | 18 | 2016 | 78 | 5 | 0 | 0 | #DIV/0! | #DIV/0! | #DIV/0! | #DIV/0! | #DIV/0! | #DIV/0! | #DIV/0! | #DIV/0! | #DIV/0! | #DIV/0! | #DIV/0! | #DIV/0! | #DIV/0! | #DIV/0! | #DIV/0! | #DIV/0! | #DIV/0! | #DIV/0! | #DIV/0! | #DIV/0! | 6287 | 0 | 0 | 0 | 0 | 0
3 | 19 | 2016 | 79 | 6 | 0.1875 | 0 | #DIV/0! | #DIV/0! | #DIV/0! | #DIV/0! | #DIV/0! | #DIV/0! | #DIV/0! | #DIV/0! | #DIV/0! | #DIV/0! | #DIV/0! | #DIV/0! | #DIV/0! | #DIV/0! | #DIV/0! | #DIV/0! | #DIV/0! | #DIV/0! | #DIV/0! | #DIV/0! | 6288 | 0 | 0 | 0 | 0 | 0
3 | 20 | 2016 | 80 | 7 | 0.0075 | 0 | #DIV/0! | #DIV/0! | #DIV/0! | #DIV/0! | #DIV/0! | #DIV/0! | #DIV/0! | #DIV/0! | #DIV/0! | #DIV/0! | #DIV/0! | #DIV/0! | #DIV/0! | #DIV/0! | #DIV/0! | #DIV/0! | #DIV/0! | #DIV/0! | #DIV/0! | #DIV/0! | 6289 | 0 | 0 | 0 | 0 | 0
3 | 21 | 2016 | 81 | 1 | 0.0025 | 0 | #DIV/0! | #DIV/0! | #DIV/0! | #DIV/0! | #DIV/0! | #DIV/0! | #DIV/0! | #DIV/0! | #DIV/0! | #DIV/0! | #DIV/0! | #DIV/0! | #DIV/0! | #DIV/0! | #DIV/0! | #DIV/0! | #DIV/0! | #DIV/0! | #DIV/0! | #DIV/0! | 6290 | 0 | 0 | 0 | 0 | 0
3 | 22 | 2016 | 82 | 2 | 0 | 0 | #DIV/0! | #DIV/0! | #DIV/0! | #DIV/0! | #DIV/0! | #DIV/0! | #DIV/0! | #DIV/0! | #DIV/0! | #DIV/0! | #DIV/0! | #DIV/0! | #DIV/0! | #DIV/0! | #DIV/0! | #DIV/0! | #DIV/0! | #DIV/0! | #DIV/0! | #DIV/0! | 6291 | 0 | 0 | 0 | 0 | 0
3 | 23 | 2016 | 83 | 3 | 0 | 0 | #DIV/0! | #DIV/0! | #DIV/0! | #DIV/0! | #DIV/0! | #DIV/0! | #DIV/0! | #DIV/0! | #DIV/0! | #DIV/0! | #DIV/0! | #DIV/0! | #DIV/0! | #DIV/0! | #DIV/0! | #DIV/0! | #DIV/0! | #DIV/0! | #DIV/0! | #DIV/0! | 6292 | 0 | 0 | 0 | 0 | 0
3 | 24 | 2016 | 84 | 4 | 0 | 0 | #DIV/0! | #DIV/0! | #DIV/0! | #DIV/0! | #DIV/0! | #DIV/0! | #DIV/0! | #DIV/0! | #DIV/0! | #DIV/0! | #DIV/0! | #DIV/0! | #DIV/0! | #DIV/0! | #DIV/0! | #DIV/0! | #DIV/0! | #DIV/0! | #DIV/0! | #DIV/0! | 6293 | 0 | 0 | 0 | 0 | 0
3 | 25 | 2016 | 85 | 5 | 0.03 | 0 | #DIV/0! | #DIV/0! | #DIV/0! | #DIV/0! | #DIV/0! | #DIV/0! | #DIV/0! | #DIV/0! | #DIV/0! | #DIV/0! | #DIV/0! | #DIV/0! | #DIV/0! | #DIV/0! | #DIV/0! | #DIV/0! | #DIV/0! | #DIV/0! | #DIV/0! | #DIV/0! | 6294 | 0 | 0 | 0 | 0 | 0
3 | 26 | 2016 | 86 | 6 | 0 | 0 | #DIV/0! | #DIV/0! | #DIV/0! | #DIV/0! | #DIV/0! | #DIV/0! | #DIV/0! | #DIV/0! | #DIV/0! | #DIV/0! | #DIV/0! | #DIV/0! | #DIV/0! | #DIV/0! | #DIV/0! | #DIV/0! | #DIV/0! | #DIV/0! | #DIV/0! | #DIV/0! | 6295 | 0 | 0 | 0 | 0 | 0
3 | 27 | 2016 | 87 | 7 | 0.0925 | 0 | #DIV/0! | #DIV/0! | #DIV/0! | #DIV/0! | #DIV/0! | #DIV/0! | #DIV/0! | #DIV/0! | #DIV/0! | #DIV/0! | #DIV/0! | #DIV/0! | #DIV/0! | #DIV/0! | #DIV/0! | #DIV/0! | #DIV/0! | #DIV/0! | #DIV/0! | #DIV/0! | 6296 | 0 | 0 | 0 | 0 | 0
3 | 28 | 2016 | 88 | 1 | 0.25 | 0 | #DIV/0! | #DIV/0! | #DIV/0! | #DIV/0! | #DIV/0! | #DIV/0! | #DIV/0! | #DIV/0! | #DIV/0! | #DIV/0! | #DIV/0! | #DIV/0! | #DIV/0! | #DIV/0! | #DIV/0! | #DIV/0! | #DIV/0! | #DIV/0! | #DIV/0! | #DIV/0! | 6297 | 0 | 0 | 0 | 0 | 0
3 | 29 | 2016 | 89 | 2 | 0 | 0 | #DIV/0! | #DIV/0! | #DIV/0! | #DIV/0! | #DIV/0! | #DIV/0! | #DIV/0! | #DIV/0! | #DIV/0! | #DIV/0! | #DIV/0! | #DIV/0! | #DIV/0! | #DIV/0! | #DIV/0! | #DIV/0! | #DIV/0! | #DIV/0! | #DIV/0! | #DIV/0! | 6298 | 0 | 0 | 0 | 0 | 0
3 | 30 | 2016 | 90 | 3 | 0 | 0 | #DIV/0! | #DIV/0! | #DIV/0! | #DIV/0! | #DIV/0! | #DIV/0! | #DIV/0! | #DIV/0! | #DIV/0! | #DIV/0! | #DIV/0! | #DIV/0! | #DIV/0! | #DIV/0! | #DIV/0! | #DIV/0! | #DIV/0! | #DIV/0! | #DIV/0! | #DIV/0! | 6299 | 0 | 0 | 0 | 0 | 0
3 | 31 | 2016 | 91 | 4 | 0 | 0 | #DIV/0! | #DIV/0! | #DIV/0! | #DIV/0! | #DIV/0! | #DIV/0! | #DIV/0! | #DIV/0! | #DIV/0! | #DIV/0! | #DIV/0! | #DIV/0! | #DIV/0! | #DIV/0! | #DIV/0! | #DIV/0! | #DIV/0! | #DIV/0! | #DIV/0! | #DIV/0! | 6300 | 0 | 0 | 0 | 0 | 0
4 | 1 | 2016 | 92 | 5 | 0.04 | 0 | #DIV/0! | #DIV/0! | #DIV/0! | #DIV/0! | #DIV/0! | #DIV/0! | #DIV/0! | #DIV/0! | #DIV/0! | #DIV/0! | #DIV/0! | #DIV/0! | #DIV/0! | #DIV/0! | #DIV/0! | #DIV/0! | #DIV/0! | #DIV/0! | #DIV/0! | #DIV/0! | 6301 | 0 | 0 | 0 | 0 | 0
4 | 2 | 2016 | 93 | 6 | 0.11 | 0 | #DIV/0! | #DIV/0! | #DIV/0! | #DIV/0! | #DIV/0! | #DIV/0! | #DIV/0! | #DIV/0! | #DIV/0! | #DIV/0! | #DIV/0! | #DIV/0! | #DIV/0! | #DIV/0! | #DIV/0! | #DIV/0! | #DIV/0! | #DIV/0! | #DIV/0! | #DIV/0! | 6302 | 0 | 0 | 0 | 0 | 0
4 | 3 | 2016 | 94 | 7 | 0.0025 | 0 | #DIV/0! | #DIV/0! | #DIV/0! | #DIV/0! | #DIV/0! | #DIV/0! | #DIV/0! | #DIV/0! | #DIV/0! | #DIV/0! | #DIV/0! | #DIV/0! | #DIV/0! | #DIV/0! | #DIV/0! | #DIV/0! | #DIV/0! | #DIV/0! | #DIV/0! | #DIV/0! | 6303 | 0 | 0 | 0 | 0 | 0
4 | 4 | 2016 | 95 | 1 | 0.085 | 0 | #DIV/0! | #DIV/0! | #DIV/0! | #DIV/0! | #DIV/0! | #DIV/0! | #DIV/0! | #DIV/0! | #DIV/0! | #DIV/0! | #DIV/0! | #DIV/0! | #DIV/0! | #DIV/0! | #DIV/0! | #DIV/0! | #DIV/0! | #DIV/0! | #DIV/0! | #DIV/0! | 6304 | 0 | 0 | 0 | 0 | 0
4 | 5 | 2016 | 96 | 2 | 0.0025 | 0 | #DIV/0! | #DIV/0! | #DIV/0! | #DIV/0! | #DIV/0! | #DIV/0! | #DIV/0! | #DIV/0! | #DIV/0! | #DIV/0! | #DIV/0! | #DIV/0! | #DIV/0! | #DIV/0! | #DIV/0! | #DIV/0! | #DIV/0! | #DIV/0! | #DIV/0! | #DIV/0! | 6305 | 0 | 0 | 0 | 0 | 0
4 | 6 | 2016 | 97 | 3 | 0 | 0 | #DIV/0! | #DIV/0! | #DIV/0! | #DIV/0! | #DIV/0! | #DIV/0! | #DIV/0! | #DIV/0! | #DIV/0! | #DIV/0! | #DIV/0! | #DIV/0! | #DIV/0! | #DIV/0! | #DIV/0! | #DIV/0! | #DIV/0! | #DIV/0! | #DIV/0! | #DIV/0! | 6306 | 0 | 0 | 0 | 0 | 0
4 | 7 | 2016 | 98 | 4 | 0.6475 | 0 | #DIV/0! | #DIV/0! | #DIV/0! | #DIV/0! | #DIV/0! | #DIV/0! | #DIV/0! | #DIV/0! | #DIV/0! | #DIV/0! | #DIV/0! | #DIV/0! | #DIV/0! | #DIV/0! | #DIV/0! | #DIV/0! | #DIV/0! | #DIV/0! | #DIV/0! | #DIV/0! | 6307 | 0 | 0 | 0 | 0 | 0
4 | 8 | 2016 | 99 | 5 | 0.015 | 0 | #DIV/0! | #DIV/0! | #DIV/0! | #DIV/0! | #DIV/0! | #DIV/0! | #DIV/0! | #DIV/0! | #DIV/0! | #DIV/0! | #DIV/0! | #DIV/0! | #DIV/0! | #DIV/0! | #DIV/0! | #DIV/0! | #DIV/0! | #DIV/0! | #DIV/0! | #DIV/0! | 6308 | 0 | 0 | 0 | 0 | 0
4 | 9 | 2016 | 100 | 6 | 0.2025 | 0 | #DIV/0! | #DIV/0! | #DIV/0! | #DIV/0! | #DIV/0! | #DIV/0! | #DIV/0! | #DIV/0! | #DIV/0! | #DIV/0! | #DIV/0! | #DIV/0! | #DIV/0! | #DIV/0! | #DIV/0! | #DIV/0! | #DIV/0! | #DIV/0! | #DIV/0! | #DIV/0! | 6309 | 0 | 0 | 0 | 0 | 0
4 | 10 | 2016 | 101 | 7 | 0.0025 | 0 | #DIV/0! | #DIV/0! | #DIV/0! | #DIV/0! | #DIV/0! | #DIV/0! | #DIV/0! | #DIV/0! | #DIV/0! | #DIV/0! | #DIV/0! | #DIV/0! | #DIV/0! | #DIV/0! | #DIV/0! | #DIV/0! | #DIV/0! | #DIV/0! | #DIV/0! | #DIV/0! | 6310 | 0 | 0 | 0 | 0 | 0
4 | 11 | 2016 | 102 | 1 | 0.0125 | 0 | #DIV/0! | #DIV/0! | #DIV/0! | #DIV/0! | #DIV/0! | #DIV/0! | #DIV/0! | #DIV/0! | #DIV/0! | #DIV/0! | #DIV/0! | #DIV/0! | #DIV/0! | #DIV/0! | #DIV/0! | #DIV/0! | #DIV/0! | #DIV/0! | #DIV/0! | #DIV/0! | 6311 | 0 | 0 | 0 | 0 | 0
4 | 12 | 2016 | 103 | 2 | 0.0625 | 0 | #DIV/0! | #DIV/0! | #DIV/0! | #DIV/0! | #DIV/0! | #DIV/0! | #DIV/0! | #DIV/0! | #DIV/0! | #DIV/0! | #DIV/0! | #DIV/0! | #DIV/0! | #DIV/0! | #DIV/0! | #DIV/0! | #DIV/0! | #DIV/0! | #DIV/0! | #DIV/0! | 6312 | 0 | 0 | 0 | 0 | 0
4 | 13 | 2016 | 104 | 3 | 0.0025 | 0 | #DIV/0! | #DIV/0! | #DIV/0! | #DIV/0! | #DIV/0! | #DIV/0! | #DIV/0! | #DIV/0! | #DIV/0! | #DIV/0! | #DIV/0! | #DIV/0! | #DIV/0! | #DIV/0! | #DIV/0! | #DIV/0! | #DIV/0! | #DIV/0! | #DIV/0! | #DIV/0! | 6313 | 0 | 0 | 0 | 0 | 0
4 | 14 | 2016 | 105 | 4 | 0 | 0 | #DIV/0! | #DIV/0! | #DIV/0! | #DIV/0! | #DIV/0! | #DIV/0! | #DIV/0! | #DIV/0! | #DIV/0! | #DIV/0! | #DIV/0! | #DIV/0! | #DIV/0! | #DIV/0! | #DIV/0! | #DIV/0! | #DIV/0! | #DIV/0! | #DIV/0! | #DIV/0! | 6314 | 0 | 0 | 0 | 0 | 0
4 | 15 | 2016 | 106 | 5 | 0 | 0 | #DIV/0! | #DIV/0! | #DIV/0! | #DIV/0! | #DIV/0! | #DIV/0! | #DIV/0! | #DIV/0! | #DIV/0! | #DIV/0! | #DIV/0! | #DIV/0! | #DIV/0! | #DIV/0! | #DIV/0! | #DIV/0! | #DIV/0! | #DIV/0! | #DIV/0! | #DIV/0! | 6315 | 0 | 0 | 0 | 0 | 0
4 | 16 | 2016 | 107 | 6 | 0 | 0 | #DIV/0! | #DIV/0! | #DIV/0! | #DIV/0! | #DIV/0! | #DIV/0! | #DIV/0! | #DIV/0! | #DIV/0! | #DIV/0! | #DIV/0! | #DIV/0! | #DIV/0! | #DIV/0! | #DIV/0! | #DIV/0! | #DIV/0! | #DIV/0! | #DIV/0! | #DIV/0! | 6316 | 0 | 0 | 0 | 0 | 0
4 | 17 | 2016 | 108 | 7 | 0 | 0 | #DIV/0! | #DIV/0! | #DIV/0! | #DIV/0! | #DIV/0! | #DIV/0! | #DIV/0! | #DIV/0! | #DIV/0! | #DIV/0! | #DIV/0! | #DIV/0! | #DIV/0! | #DIV/0! | #DIV/0! | #DIV/0! | #DIV/0! | #DIV/0! | #DIV/0! | #DIV/0! | 6317 | 0 | 0 | 0 | 0 | 0
4 | 18 | 2016 | 109 | 1 | 0 | 0 | #DIV/0! | #DIV/0! | #DIV/0! | #DIV/0! | #DIV/0! | #DIV/0! | #DIV/0! | #DIV/0! | #DIV/0! | #DIV/0! | #DIV/0! | #DIV/0! | #DIV/0! | #DIV/0! | #DIV/0! | #DIV/0! | #DIV/0! | #DIV/0! | #DIV/0! | #DIV/0! | 6318 | 0 | 0 | 0 | 0 | 0
4 | 19 | 2016 | 110 | 2 | 0 | 0 | #DIV/0! | #DIV/0! | #DIV/0! | #DIV/0! | #DIV/0! | #DIV/0! | #DIV/0! | #DIV/0! | #DIV/0! | #DIV/0! | #DIV/0! | #DIV/0! | #DIV/0! | #DIV/0! | #DIV/0! | #DIV/0! | #DIV/0! | #DIV/0! | #DIV/0! | #DIV/0! | 6319 | 0 | 0 | 0 | 0 | 0
4 | 20 | 2016 | 111 | 3 | 0 | 0 | #DIV/0! | #DIV/0! | #DIV/0! | #DIV/0! | #DIV/0! | #DIV/0! | #DIV/0! | #DIV/0! | #DIV/0! | #DIV/0! | #DIV/0! | #DIV/0! | #DIV/0! | #DIV/0! | #DIV/0! | #DIV/0! | #DIV/0! | #DIV/0! | #DIV/0! | #DIV/0! | 6320 | 0 | 0 | 0 | 0 | 0
4 | 21 | 2016 | 112 | 4 | 0 | 0 | #DIV/0! | #DIV/0! | #DIV/0! | #DIV/0! | #DIV/0! | #DIV/0! | #DIV/0! | #DIV/0! | #DIV/0! | #DIV/0! | #DIV/0! | #DIV/0! | #DIV/0! | #DIV/0! | #DIV/0! | #DIV/0! | #DIV/0! | #DIV/0! | #DIV/0! | #DIV/0! | 6321 | 0 | 0 | 0 | 0 | 0
4 | 22 | 2016 | 113 | 5 | 0.0075 | 0 | #DIV/0! | #DIV/0! | #DIV/0! | #DIV/0! | #DIV/0! | #DIV/0! | #DIV/0! | #DIV/0! | #DIV/0! | #DIV/0! | #DIV/0! | #DIV/0! | #DIV/0! | #DIV/0! | #DIV/0! | #DIV/0! | #DIV/0! | #DIV/0! | #DIV/0! | #DIV/0! | 6322 | 0 | 0 | 0 | 0 | 0
4 | 23 | 2016 | 114 | 6 | 0.205 | 0 | #DIV/0! | #DIV/0! | #DIV/0! | #DIV/0! | #DIV/0! | #DIV/0! | #DIV/0! | #DIV/0! | #DIV/0! | #DIV/0! | #DIV/0! | #DIV/0! | #DIV/0! | #DIV/0! | #DIV/0! | #DIV/0! | #DIV/0! | #DIV/0! | #DIV/0! | #DIV/0! | 6323 | 0 | 0 | 0 | 0 | 0
4 | 24 | 2016 | 115 | 7 | 0.0025 | 0 | #DIV/0! | #DIV/0! | #DIV/0! | #DIV/0! | #DIV/0! | #DIV/0! | #DIV/0! | #DIV/0! | #DIV/0! | #DIV/0! | #DIV/0! | #DIV/0! | #DIV/0! | #DIV/0! | #DIV/0! | #DIV/0! | #DIV/0! | #DIV/0! | #DIV/0! | #DIV/0! | 6324 | 0 | 0 | 0 | 0 | 0
4 | 25 | 2016 | 116 | 1 | 0 | 0 | #DIV/0! | #DIV/0! | #DIV/0! | #DIV/0! | #DIV/0! | #DIV/0! | #DIV/0! | #DIV/0! | #DIV/0! | #DIV/0! | #DIV/0! | #DIV/0! | #DIV/0! | #DIV/0! | #DIV/0! | #DIV/0! | #DIV/0! | #DIV/0! | #DIV/0! | #DIV/0! | 6325 | 0 | 0 | 0 | 0 | 0
4 | 26 | 2016 | 117 | 2 | 0.0475 | 0 | #DIV/0! | #DIV/0! | #DIV/0! | #DIV/0! | #DIV/0! | #DIV/0! | #DIV/0! | #DIV/0! | #DIV/0! | #DIV/0! | #DIV/0! | #DIV/0! | #DIV/0! | #DIV/0! | #DIV/0! | #DIV/0! | #DIV/0! | #DIV/0! | #DIV/0! | #DIV/0! | 6326 | 0 | 0 | 0 | 0 | 0
4 | 27 | 2016 | 118 | 3 | 0.0275 | 0 | #DIV/0! | #DIV/0! | #DIV/0! | #DIV/0! | #DIV/0! | #DIV/0! | #DIV/0! | #DIV/0! | #DIV/0! | #DIV/0! | #DIV/0! | #DIV/0! | #DIV/0! | #DIV/0! | #DIV/0! | #DIV/0! | #DIV/0! | #DIV/0! | #DIV/0! | #DIV/0! | 6327 | 0 | 0 | 0 | 0 | 0
4 | 28 | 2016 | 119 | 4 | 0.3575 | 0 | #DIV/0! | #DIV/0! | #DIV/0! | #DIV/0! | #DIV/0! | #DIV/0! | #DIV/0! | #DIV/0! | #DIV/0! | #DIV/0! | #DIV/0! | #DIV/0! | #DIV/0! | #DIV/0! | #DIV/0! | #DIV/0! | #DIV/0! | #DIV/0! | #DIV/0! | #DIV/0! | 6328 | 0 | 0 | 0 | 0 | 0
4 | 29 | 2016 | 120 | 5 | 0.025 | 0 | #DIV/0! | #DIV/0! | #DIV/0! | #DIV/0! | #DIV/0! | #DIV/0! | #DIV/0! | #DIV/0! | #DIV/0! | #DIV/0! | #DIV/0! | #DIV/0! | #DIV/0! | #DIV/0! | #DIV/0! | #DIV/0! | #DIV/0! | #DIV/0! | #DIV/0! | #DIV/0! | 6329 | 0 | 0 | 0 | 0 | 0
4 | 30 | 2016 | 121 | 6 | 0.0775 | 0 | #DIV/0! | #DIV/0! | #DIV/0! | #DIV/0! | #DIV/0! | #DIV/0! | #DIV/0! | #DIV/0! | #DIV/0! | #DIV/0! | #DIV/0! | #DIV/0! | #DIV/0! | #DIV/0! | #DIV/0! | #DIV/0! | #DIV/0! | #DIV/0! | #DIV/0! | #DIV/0! | 6330 | 0 | 0 | 0 | 0 | 0
5 | 1 | 2016 | 122 | 7 | 0.4775 | 0 | #DIV/0! | #DIV/0! | #DIV/0! | #DIV/0! | #DIV/0! | #DIV/0! | #DIV/0! | #DIV/0! | #DIV/0! | #DIV/0! | #DIV/0! | #DIV/0! | #DIV/0! | #DIV/0! | #DIV/0! | #DIV/0! | #DIV/0! | #DIV/0! | #DIV/0! | #DIV/0! | 6331 | 0 | 0 | 0 | 0 | 0
5 | 2 | 2016 | 123 | 1 | 0.905 | 0 | #DIV/0! | #DIV/0! | #DIV/0! | #DIV/0! | #DIV/0! | #DIV/0! | #DIV/0! | #DIV/0! | #DIV/0! | #DIV/0! | #DIV/0! | #DIV/0! | #DIV/0! | #DIV/0! | #DIV/0! | #DIV/0! | #DIV/0! | #DIV/0! | #DIV/0! | #DIV/0! | 6332 | 0 | 0 | 0 | 0 | 0
5 | 3 | 2016 | 124 | 2 | 0.23 | 0 | #DIV/0! | #DIV/0! | #DIV/0! | #DIV/0! | #DIV/0! | #DIV/0! | #DIV/0! | #DIV/0! | #DIV/0! | #DIV/0! | #DIV/0! | #DIV/0! | #DIV/0! | #DIV/0! | #DIV/0! | #DIV/0! | #DIV/0! | #DIV/0! | #DIV/0! | #DIV/0! | 6333 | 0 | 0 | 0 | 0 | 0
5 | 4 | 2016 | 125 | 3 | 0.0275 | 0 | #DIV/0! | #DIV/0! | #DIV/0! | #DIV/0! | #DIV/0! | #DIV/0! | #DIV/0! | #DIV/0! | #DIV/0! | #DIV/0! | #DIV/0! | #DIV/0! | #DIV/0! | #DIV/0! | #DIV/0! | #DIV/0! | #DIV/0! | #DIV/0! | #DIV/0! | #DIV/0! | 6334 | 0 | 0 | 0 | 0 | 0
5 | 5 | 2016 | 126 | 4 | 0.045 | 0 | #DIV/0! | #DIV/0! | #DIV/0! | #DIV/0! | #DIV/0! | #DIV/0! | #DIV/0! | #DIV/0! | #DIV/0! | #DIV/0! | #DIV/0! | #DIV/0! | #DIV/0! | #DIV/0! | #DIV/0! | #DIV/0! | #DIV/0! | #DIV/0! | #DIV/0! | #DIV/0! | 6335 | 0 | 0 | 0 | 0 | 0
5 | 6 | 2016 | 127 | 5 | 0.9375 | 0 | #DIV/0! | #DIV/0! | #DIV/0! | #DIV/0! | #DIV/0! | #DIV/0! | #DIV/0! | #DIV/0! | #DIV/0! | #DIV/0! | #DIV/0! | #DIV/0! | #DIV/0! | #DIV/0! | #DIV/0! | #DIV/0! | #DIV/0! | #DIV/0! | #DIV/0! | #DIV/0! | 6336 | 0 | 0 | 0 | 0 | 0
5 | 7 | 2016 | 128 | 6 | 0.0725 | 0 | #DIV/0! | #DIV/0! | #DIV/0! | #DIV/0! | #DIV/0! | #DIV/0! | #DIV/0! | #DIV/0! | #DIV/0! | #DIV/0! | #DIV/0! | #DIV/0! | #DIV/0! | #DIV/0! | #DIV/0! | #DIV/0! | #DIV/0! | #DIV/0! | #DIV/0! | #DIV/0! | 6337 | 0 | 0 | 0 | 0 | 0
5 | 8 | 2016 | 129 | 7 | 0.0275 | 0 | #DIV/0! | #DIV/0! | #DIV/0! | #DIV/0! | #DIV/0! | #DIV/0! | #DIV/0! | #DIV/0! | #DIV/0! | #DIV/0! | #DIV/0! | #DIV/0! | #DIV/0! | #DIV/0! | #DIV/0! | #DIV/0! | #DIV/0! | #DIV/0! | #DIV/0! | #DIV/0! | 6338 | 0 | 0 | 0 | 0 | 0
5 | 9 | 2016 | 130 | 1 | 0.0525 | 0 | #DIV/0! | #DIV/0! | #DIV/0! | #DIV/0! | #DIV/0! | #DIV/0! | #DIV/0! | #DIV/0! | #DIV/0! | #DIV/0! | #DIV/0! | #DIV/0! | #DIV/0! | #DIV/0! | #DIV/0! | #DIV/0! | #DIV/0! | #DIV/0! | #DIV/0! | #DIV/0! | 6339 | 0 | 0 | 0 | 0 | 0
5 | 10 | 2016 | 131 | 2 | 0.0925 | 0 | #DIV/0! | #DIV/0! | #DIV/0! | #DIV/0! | #DIV/0! | #DIV/0! | #DIV/0! | #DIV/0! | #DIV/0! | #DIV/0! | #DIV/0! | #DIV/0! | #DIV/0! | #DIV/0! | #DIV/0! | #DIV/0! | #DIV/0! | #DIV/0! | #DIV/0! | #DIV/0! | 6340 | 0 | 0 | 0 | 0 | 0
5 | 11 | 2016 | 132 | 3 | 0.4 | 0 | #DIV/0! | #DIV/0! | #DIV/0! | #DIV/0! | #DIV/0! | #DIV/0! | #DIV/0! | #DIV/0! | #DIV/0! | #DIV/0! | #DIV/0! | #DIV/0! | #DIV/0! | #DIV/0! | #DIV/0! | #DIV/0! | #DIV/0! | #DIV/0! | #DIV/0! | #DIV/0! | 6341 | 0 | 0 | 0 | 0 | 0
5 | 12 | 2016 | 133 | 4 | 0.005 | 0 | #DIV/0! | #DIV/0! | #DIV/0! | #DIV/0! | #DIV/0! | #DIV/0! | #DIV/0! | #DIV/0! | #DIV/0! | #DIV/0! | #DIV/0! | #DIV/0! | #DIV/0! | #DIV/0! | #DIV/0! | #DIV/0! | #DIV/0! | #DIV/0! | #DIV/0! | #DIV/0! | 6342 | 0 | 0 | 0 | 0 | 0
5 | 13 | 2016 | 134 | 5 | 0.07 | 0 | #DIV/0! | #DIV/0! | #DIV/0! | #DIV/0! | #DIV/0! | #DIV/0! | #DIV/0! | #DIV/0! | #DIV/0! | #DIV/0! | #DIV/0! | #DIV/0! | #DIV/0! | #DIV/0! | #DIV/0! | #DIV/0! | #DIV/0! | #DIV/0! | #DIV/0! | #DIV/0! | 6343 | 0 | 0 | 0 | 0 | 0
5 | 14 | 2016 | 135 | 6 | 0.1475 | 0 | #DIV/0! | #DIV/0! | #DIV/0! | #DIV/0! | #DIV/0! | #DIV/0! | #DIV/0! | #DIV/0! | #DIV/0! | #DIV/0! | #DIV/0! | #DIV/0! | #DIV/0! | #DIV/0! | #DIV/0! | #DIV/0! | #DIV/0! | #DIV/0! | #DIV/0! | #DIV/0! | 6344 | 0 | 0 | 0 | 0 | 0
5 | 15 | 2016 | 136 | 7 | 0.0025 | 0 | #DIV/0! | #DIV/0! | #DIV/0! | #DIV/0! | #DIV/0! | #DIV/0! | #DIV/0! | #DIV/0! | #DIV/0! | #DIV/0! | #DIV/0! | #DIV/0! | #DIV/0! | #DIV/0! | #DIV/0! | #DIV/0! | #DIV/0! | #DIV/0! | #DIV/0! | #DIV/0! | 6345 | 0 | 0 | 0 | 0 | 0
5 | 16 | 2016 | 137 | 1 | 0 | 0 | #DIV/0! | #DIV/0! | #DIV/0! | #DIV/0! | #DIV/0! | #DIV/0! | #DIV/0! | #DIV/0! | #DIV/0! | #DIV/0! | #DIV/0! | #DIV/0! | #DIV/0! | #DIV/0! | #DIV/0! | #DIV/0! | #DIV/0! | #DIV/0! | #DIV/0! | #DIV/0! | 6346 | 0 | 0 | 0 | 0 | 0
5 | 17 | 2016 | 138 | 2 | 0.3775 | 0 | #DIV/0! | #DIV/0! | #DIV/0! | #DIV/0! | #DIV/0! | #DIV/0! | #DIV/0! | #DIV/0! | #DIV/0! | #DIV/0! | #DIV/0! | #DIV/0! | #DIV/0! | #DIV/0! | #DIV/0! | #DIV/0! | #DIV/0! | #DIV/0! | #DIV/0! | #DIV/0! | 6347 | 0 | 0 | 0 | 0 | 0
5 | 18 | 2016 | 139 | 3 | 0.0025 | 0 | #DIV/0! | #DIV/0! | #DIV/0! | #DIV/0! | #DIV/0! | #DIV/0! | #DIV/0! | #DIV/0! | #DIV/0! | #DIV/0! | #DIV/0! | #DIV/0! | #DIV/0! | #DIV/0! | #DIV/0! | #DIV/0! | #DIV/0! | #DIV/0! | #DIV/0! | #DIV/0! | 6348 | 0 | 0 | 0 | 0 | 0
5 | 19 | 2016 | 140 | 4 | 0.005 | 0 | #DIV/0! | #DIV/0! | #DIV/0! | #DIV/0! | #DIV/0! | #DIV/0! | #DIV/0! | #DIV/0! | #DIV/0! | #DIV/0! | #DIV/0! | #DIV/0! | #DIV/0! | #DIV/0! | #DIV/0! | #DIV/0! | #DIV/0! | #DIV/0! | #DIV/0! | #DIV/0! | 6349 | 0 | 0 | 0 | 0 | 0
5 | 20 | 2016 | 141 | 5 | 0.095 | 0 | #DIV/0! | #DIV/0! | #DIV/0! | #DIV/0! | #DIV/0! | #DIV/0! | #DIV/0! | #DIV/0! | #DIV/0! | #DIV/0! | #DIV/0! | #DIV/0! | #DIV/0! | #DIV/0! | #DIV/0! | #DIV/0! | #DIV/0! | #DIV/0! | #DIV/0! | #DIV/0! | 6350 | 0 | 0 | 0 | 0 | 0
5 | 21 | 2016 | 142 | 6 | 0.565 | 0 | #DIV/0! | #DIV/0! | #DIV/0! | #DIV/0! | #DIV/0! | #DIV/0! | #DIV/0! | #DIV/0! | #DIV/0! | #DIV/0! | #DIV/0! | #DIV/0! | #DIV/0! | #DIV/0! | #DIV/0! | #DIV/0! | #DIV/0! | #DIV/0! | #DIV/0! | #DIV/0! | 6351 | 0 | 0 | 0 | 0 | 0
5 | 22 | 2016 | 143 | 7 | 0.4825 | 0 | #DIV/0! | #DIV/0! | #DIV/0! | #DIV/0! | #DIV/0! | #DIV/0! | #DIV/0! | #DIV/0! | #DIV/0! | #DIV/0! | #DIV/0! | #DIV/0! | #DIV/0! | #DIV/0! | #DIV/0! | #DIV/0! | #DIV/0! | #DIV/0! | #DIV/0! | #DIV/0! | 6352 | 0 | 0 | 0 | 0 | 0
5 | 23 | 2016 | 144 | 1 | 0.3075 | 0 | #DIV/0! | #DIV/0! | #DIV/0! | #DIV/0! | #DIV/0! | #DIV/0! | #DIV/0! | #DIV/0! | #DIV/0! | #DIV/0! | #DIV/0! | #DIV/0! | #DIV/0! | #DIV/0! | #DIV/0! | #DIV/0! | #DIV/0! | #DIV/0! | #DIV/0! | #DIV/0! | 6353 | 0 | 0 | 0 | 0 | 0
5 | 24 | 2016 | 145 | 2 | 0.0175 | 0 | #DIV/0! | #DIV/0! | #DIV/0! | #DIV/0! | #DIV/0! | #DIV/0! | #DIV/0! | #DIV/0! | #DIV/0! | #DIV/0! | #DIV/0! | #DIV/0! | #DIV/0! | #DIV/0! | #DIV/0! | #DIV/0! | #DIV/0! | #DIV/0! | #DIV/0! | #DIV/0! | 6354 | 0 | 0 | 0 | 0 | 0
5 | 25 | 2016 | 146 | 3 | 0 | 0 | #DIV/0! | #DIV/0! | #DIV/0! | #DIV/0! | #DIV/0! | #DIV/0! | #DIV/0! | #DIV/0! | #DIV/0! | #DIV/0! | #DIV/0! | #DIV/0! | #DIV/0! | #DIV/0! | #DIV/0! | #DIV/0! | #DIV/0! | #DIV/0! | #DIV/0! | #DIV/0! | 6355 | 0 | 0 | 0 | 0 | 0
5 | 26 | 2016 | 147 | 4 | 0 | 0 | #DIV/0! | #DIV/0! | #DIV/0! | #DIV/0! | #DIV/0! | #DIV/0! | #DIV/0! | #DIV/0! | #DIV/0! | #DIV/0! | #DIV/0! | #DIV/0! | #DIV/0! | #DIV/0! | #DIV/0! | #DIV/0! | #DIV/0! | #DIV/0! | #DIV/0! | #DIV/0! | 6356 | 0 | 0 | 0 | 0 | 0
5 | 27 | 2016 | 148 | 5 | 0 | 0 | #DIV/0! | #DIV/0! | #DIV/0! | #DIV/0! | #DIV/0! | #DIV/0! | #DIV/0! | #DIV/0! | #DIV/0! | #DIV/0! | #DIV/0! | #DIV/0! | #DIV/0! | #DIV/0! | #DIV/0! | #DIV/0! | #DIV/0! | #DIV/0! | #DIV/0! | #DIV/0! | 6357 | 0 | 0 | 0 | 0 | 0
5 | 28 | 2016 | 149 | 6 | 0 | 0 | #DIV/0! | #DIV/0! | #DIV/0! | #DIV/0! | #DIV/0! | #DIV/0! | #DIV/0! | #DIV/0! | #DIV/0! | #DIV/0! | #DIV/0! | #DIV/0! | #DIV/0! | #DIV/0! | #DIV/0! | #DIV/0! | #DIV/0! | #DIV/0! | #DIV/0! | #DIV/0! | 6358 | 0 | 0 | 0 | 0 | 0
5 | 29 | 2016 | 150 | 7 | 0.37 | 0 | #DIV/0! | #DIV/0! | #DIV/0! | #DIV/0! | #DIV/0! | #DIV/0! | #DIV/0! | #DIV/0! | #DIV/0! | #DIV/0! | #DIV/0! | #DIV/0! | #DIV/0! | #DIV/0! | #DIV/0! | #DIV/0! | #DIV/0! | #DIV/0! | #DIV/0! | #DIV/0! | 6359 | 0 | 0 | 0 | 0 | 0
5 | 30 | 2016 | 151 | 1 | 0.0025 | 0 | #DIV/0! | #DIV/0! | #DIV/0! | #DIV/0! | #DIV/0! | #DIV/0! | #DIV/0! | #DIV/0! | #DIV/0! | #DIV/0! | #DIV/0! | #DIV/0! | #DIV/0! | #DIV/0! | #DIV/0! | #DIV/0! | #DIV/0! | #DIV/0! | #DIV/0! | #DIV/0! | 6360 | 0 | 0 | 0 | 0 | 0
5 | 31 | 2016 | 152 | 2 | 0.15 | 0 | #DIV/0! | #DIV/0! | #DIV/0! | #DIV/0! | #DIV/0! | #DIV/0! | #DIV/0! | #DIV/0! | #DIV/0! | #DIV/0! | #DIV/0! | #DIV/0! | #DIV/0! | #DIV/0! | #DIV/0! | #DIV/0! | #DIV/0! | #DIV/0! | #DIV/0! | #DIV/0! | 6361 | 0 | 0 | 0 | 0 | 0
6 | 1 | 2016 | 153 | 3 | 0.055 | 0 | #DIV/0! | #DIV/0! | #DIV/0! | #DIV/0! | #DIV/0! | #DIV/0! | #DIV/0! | #DIV/0! | #DIV/0! | #DIV/0! | #DIV/0! | #DIV/0! | #DIV/0! | #DIV/0! | #DIV/0! | #DIV/0! | #DIV/0! | #DIV/0! | #DIV/0! | #DIV/0! | 6362 | 0 | 0 | 0 | 0 | 0
6 | 2 | 2016 | 154 | 4 | 0.0025 | 0 | #DIV/0! | #DIV/0! | #DIV/0! | #DIV/0! | #DIV/0! | #DIV/0! | #DIV/0! | #DIV/0! | #DIV/0! | #DIV/0! | #DIV/0! | #DIV/0! | #DIV/0! | #DIV/0! | #DIV/0! | #DIV/0! | #DIV/0! | #DIV/0! | #DIV/0! | #DIV/0! | 6363 | 0 | 0 | 0 | 0 | 0
6 | 3 | 2016 | 155 | 5 | 0.3475 | 0 | #DIV/0! | #DIV/0! | #DIV/0! | #DIV/0! | #DIV/0! | #DIV/0! | #DIV/0! | #DIV/0! | #DIV/0! | #DIV/0! | #DIV/0! | #DIV/0! | #DIV/0! | #DIV/0! | #DIV/0! | #DIV/0! | #DIV/0! | #DIV/0! | #DIV/0! | #DIV/0! | 6364 | 0 | 0 | 0 | 0 | 0
6 | 4 | 2016 | 156 | 6 | 0.0375 | 0 | #DIV/0! | #DIV/0! | #DIV/0! | #DIV/0! | #DIV/0! | #DIV/0! | #DIV/0! | #DIV/0! | #DIV/0! | #DIV/0! | #DIV/0! | #DIV/0! | #DIV/0! | #DIV/0! | #DIV/0! | #DIV/0! | #DIV/0! | #DIV/0! | #DIV/0! | #DIV/0! | 6365 | 0 | 0 | 0 | 0 | 0
6 | 5 | 2016 | 157 | 7 | 0.215 | 0 | #DIV/0! | #DIV/0! | #DIV/0! | #DIV/0! | #DIV/0! | #DIV/0! | #DIV/0! | #DIV/0! | #DIV/0! | #DIV/0! | #DIV/0! | #DIV/0! | #DIV/0! | #DIV/0! | #DIV/0! | #DIV/0! | #DIV/0! | #DIV/0! | #DIV/0! | #DIV/0! | 6366 | 0 | 0 | 0 | 0 | 0
6 | 6 | 2016 | 158 | 1 | 0.005 | 0 | #DIV/0! | #DIV/0! | #DIV/0! | #DIV/0! | #DIV/0! | #DIV/0! | #DIV/0! | #DIV/0! | #DIV/0! | #DIV/0! | #DIV/0! | #DIV/0! | #DIV/0! | #DIV/0! | #DIV/0! | #DIV/0! | #DIV/0! | #DIV/0! | #DIV/0! | #DIV/0! | 6367 | 0 | 0 | 0 | 0 | 0
6 | 7 | 2016 | 159 | 2 | 0.01 | 0 | #DIV/0! | #DIV/0! | #DIV/0! | #DIV/0! | #DIV/0! | #DIV/0! | #DIV/0! | #DIV/0! | #DIV/0! | #DIV/0! | #DIV/0! | #DIV/0! | #DIV/0! | #DIV/0! | #DIV/0! | #DIV/0! | #DIV/0! | #DIV/0! | #DIV/0! | #DIV/0! | 6368 | 0 | 0 | 0 | 0 | 0
6 | 8 | 2016 | 160 | 3 | 0 | 0 | #DIV/0! | #DIV/0! | #DIV/0! | #DIV/0! | #DIV/0! | #DIV/0! | #DIV/0! | #DIV/0! | #DIV/0! | #DIV/0! | #DIV/0! | #DIV/0! | #DIV/0! | #DIV/0! | #DIV/0! | #DIV/0! | #DIV/0! | #DIV/0! | #DIV/0! | #DIV/0! | 6369 | 0 | 0 | 0 | 0 | 0
6 | 9 | 2016 | 161 | 4 | 0 | 0 | #DIV/0! | #DIV/0! | #DIV/0! | #DIV/0! | #DIV/0! | #DIV/0! | #DIV/0! | #DIV/0! | #DIV/0! | #DIV/0! | #DIV/0! | #DIV/0! | #DIV/0! | #DIV/0! | #DIV/0! | #DIV/0! | #DIV/0! | #DIV/0! | #DIV/0! | #DIV/0! | 6370 | 0 | 0 | 0 | 0 | 0
6 | 10 | 2016 | 162 | 5 | 0 | 0 | #DIV/0! | #DIV/0! | #DIV/0! | #DIV/0! | #DIV/0! | #DIV/0! | #DIV/0! | #DIV/0! | #DIV/0! | #DIV/0! | #DIV/0! | #DIV/0! | #DIV/0! | #DIV/0! | #DIV/0! | #DIV/0! | #DIV/0! | #DIV/0! | #DIV/0! | #DIV/0! | 6371 | 0 | 0 | 0 | 0 | 0
6 | 11 | 2016 | 163 | 6 | 0 | 0 | #DIV/0! | #DIV/0! | #DIV/0! | #DIV/0! | #DIV/0! | #DIV/0! | #DIV/0! | #DIV/0! | #DIV/0! | #DIV/0! | #DIV/0! | #DIV/0! | #DIV/0! | #DIV/0! | #DIV/0! | #DIV/0! | #DIV/0! | #DIV/0! | #DIV/0! | #DIV/0! | 6372 | 0 | 0 | 0 | 0 | 0
6 | 12 | 2016 | 164 | 7 | 0 | 0 | #DIV/0! | #DIV/0! | #DIV/0! | #DIV/0! | #DIV/0! | #DIV/0! | #DIV/0! | #DIV/0! | #DIV/0! | #DIV/0! | #DIV/0! | #DIV/0! | #DIV/0! | #DIV/0! | #DIV/0! | #DIV/0! | #DIV/0! | #DIV/0! | #DIV/0! | #DIV/0! | 6373 | 0 | 0 | 0 | 0 | 0
6 | 13 | 2016 | 165 | 1 | 0 | 0 | #DIV/0! | #DIV/0! | #DIV/0! | #DIV/0! | #DIV/0! | #DIV/0! | #DIV/0! | #DIV/0! | #DIV/0! | #DIV/0! | #DIV/0! | #DIV/0! | #DIV/0! | #DIV/0! | #DIV/0! | #DIV/0! | #DIV/0! | #DIV/0! | #DIV/0! | #DIV/0! | 6374 | 0 | 0 | 0 | 0 | 0
6 | 14 | 2016 | 166 | 2 | 0 | 0 | #DIV/0! | #DIV/0! | #DIV/0! | #DIV/0! | #DIV/0! | #DIV/0! | #DIV/0! | #DIV/0! | #DIV/0! | #DIV/0! | #DIV/0! | #DIV/0! | #DIV/0! | #DIV/0! | #DIV/0! | #DIV/0! | #DIV/0! | #DIV/0! | #DIV/0! | #DIV/0! | 6375 | 0 | 0 | 0 | 0 | 0
6 | 15 | 2016 | 167 | 3 | 0.0825 | 0 | #DIV/0! | #DIV/0! | #DIV/0! | #DIV/0! | #DIV/0! | #DIV/0! | #DIV/0! | #DIV/0! | #DIV/0! | #DIV/0! | #DIV/0! | #DIV/0! | #DIV/0! | #DIV/0! | #DIV/0! | #DIV/0! | #DIV/0! | #DIV/0! | #DIV/0! | #DIV/0! | 6376 | 0 | 0 | 0 | 0 | 0
6 | 16 | 2016 | 168 | 4 | 1.07 | 0 | #DIV/0! | #DIV/0! | #DIV/0! | #DIV/0! | #DIV/0! | #DIV/0! | #DIV/0! | #DIV/0! | #DIV/0! | #DIV/0! | #DIV/0! | #DIV/0! | #DIV/0! | #DIV/0! | #DIV/0! | #DIV/0! | #DIV/0! | #DIV/0! | #DIV/0! | #DIV/0! | 6377 | 0 | 0 | 0 | 0 | 0
6 | 17 | 2016 | 169 | 5 | 0.0025 | 0 | #DIV/0! | #DIV/0! | #DIV/0! | #DIV/0! | #DIV/0! | #DIV/0! | #DIV/0! | #DIV/0! | #DIV/0! | #DIV/0! | #DIV/0! | #DIV/0! | #DIV/0! | #DIV/0! | #DIV/0! | #DIV/0! | #DIV/0! | #DIV/0! | #DIV/0! | #DIV/0! | 6378 | 0 | 0 | 0 | 0 | 0
6 | 18 | 2016 | 170 | 6 | 0 | 0 | #DIV/0! | #DIV/0! | #DIV/0! | #DIV/0! | #DIV/0! | #DIV/0! | #DIV/0! | #DIV/0! | #DIV/0! | #DIV/0! | #DIV/0! | #DIV/0! | #DIV/0! | #DIV/0! | #DIV/0! | #DIV/0! | #DIV/0! | #DIV/0! | #DIV/0! | #DIV/0! | 6379 | 0 | 0 | 0 | 0 | 0
6 | 19 | 2016 | 171 | 7 | 0 | 0 | #DIV/0! | #DIV/0! | #DIV/0! | #DIV/0! | #DIV/0! | #DIV/0! | #DIV/0! | #DIV/0! | #DIV/0! | #DIV/0! | #DIV/0! | #DIV/0! | #DIV/0! | #DIV/0! | #DIV/0! | #DIV/0! | #DIV/0! | #DIV/0! | #DIV/0! | #DIV/0! | 6380 | 0 | 0 | 0 | 0 | 0
6 | 20 | 2016 | 172 | 1 | 0 | 0 | #DIV/0! | #DIV/0! | #DIV/0! | #DIV/0! | #DIV/0! | #DIV/0! | #DIV/0! | #DIV/0! | #DIV/0! | #DIV/0! | #DIV/0! | #DIV/0! | #DIV/0! | #DIV/0! | #DIV/0! | #DIV/0! | #DIV/0! | #DIV/0! | #DIV/0! | #DIV/0! | 6381 | 0 | 0 | 0 | 0 | 0
6 | 21 | 2016 | 173 | 2 | 1.1925 | 0 | #DIV/0! | #DIV/0! | #DIV/0! | #DIV/0! | #DIV/0! | #DIV/0! | #DIV/0! | #DIV/0! | #DIV/0! | #DIV/0! | #DIV/0! | #DIV/0! | #DIV/0! | #DIV/0! | #DIV/0! | #DIV/0! | #DIV/0! | #DIV/0! | #DIV/0! | #DIV/0! | 6382 | 0 | 0 | 0 | 0 | 0
6 | 22 | 2016 | 174 | 3 | 0.0775 | 0 | #DIV/0! | #DIV/0! | #DIV/0! | #DIV/0! | #DIV/0! | #DIV/0! | #DIV/0! | #DIV/0! | #DIV/0! | #DIV/0! | #DIV/0! | #DIV/0! | #DIV/0! | #DIV/0! | #DIV/0! | #DIV/0! | #DIV/0! | #DIV/0! | #DIV/0! | #DIV/0! | 6383 | 0 | 0 | 0 | 0 | 0
6 | 23 | 2016 | 175 | 4 | 0.4575 | 0 | #DIV/0! | #DIV/0! | #DIV/0! | #DIV/0! | #DIV/0! | #DIV/0! | #DIV/0! | #DIV/0! | #DIV/0! | #DIV/0! | #DIV/0! | #DIV/0! | #DIV/0! | #DIV/0! | #DIV/0! | #DIV/0! | #DIV/0! | #DIV/0! | #DIV/0! | #DIV/0! | 6384 | 0 | 0 | 0 | 0 | 0
6 | 24 | 2016 | 176 | 5 | 0.005 | 0 | #DIV/0! | #DIV/0! | #DIV/0! | #DIV/0! | #DIV/0! | #DIV/0! | #DIV/0! | #DIV/0! | #DIV/0! | #DIV/0! | #DIV/0! | #DIV/0! | #DIV/0! | #DIV/0! | #DIV/0! | #DIV/0! | #DIV/0! | #DIV/0! | #DIV/0! | #DIV/0! | 6385 | 0 | 0 | 0 | 0 | 0
6 | 25 | 2016 | 177 | 6 | 0.0025 | 0 | #DIV/0! | #DIV/0! | #DIV/0! | #DIV/0! | #DIV/0! | #DIV/0! | #DIV/0! | #DIV/0! | #DIV/0! | #DIV/0! | #DIV/0! | #DIV/0! | #DIV/0! | #DIV/0! | #DIV/0! | #DIV/0! | #DIV/0! | #DIV/0! | #DIV/0! | #DIV/0! | 6386 | 0 | 0 | 0 | 0 | 0
6 | 26 | 2016 | 178 | 7 | 0 | 0 | #DIV/0! | #DIV/0! | #DIV/0! | #DIV/0! | #DIV/0! | #DIV/0! | #DIV/0! | #DIV/0! | #DIV/0! | #DIV/0! | #DIV/0! | #DIV/0! | #DIV/0! | #DIV/0! | #DIV/0! | #DIV/0! | #DIV/0! | #DIV/0! | #DIV/0! | #DIV/0! | 6387 | 0 | 0 | 0 | 0 | 0
6 | 27 | 2016 | 179 | 1 | 0.3175 | 0 | #DIV/0! | #DIV/0! | #DIV/0! | #DIV/0! | #DIV/0! | #DIV/0! | #DIV/0! | #DIV/0! | #DIV/0! | #DIV/0! | #DIV/0! | #DIV/0! | #DIV/0! | #DIV/0! | #DIV/0! | #DIV/0! | #DIV/0! | #DIV/0! | #DIV/0! | #DIV/0! | 6388 | 0 | 0 | 0 | 0 | 0
6 | 28 | 2016 | 180 | 2 | 0.5075 | 0 | #DIV/0! | #DIV/0! | #DIV/0! | #DIV/0! | #DIV/0! | #DIV/0! | #DIV/0! | #DIV/0! | #DIV/0! | #DIV/0! | #DIV/0! | #DIV/0! | #DIV/0! | #DIV/0! | #DIV/0! | #DIV/0! | #DIV/0! | #DIV/0! | #DIV/0! | #DIV/0! | 6389 | 0 | 0 | 0 | 0 | 0
6 | 29 | 2016 | 181 | 3 | 0.0025 | 0 | #DIV/0! | #DIV/0! | #DIV/0! | #DIV/0! | #DIV/0! | #DIV/0! | #DIV/0! | #DIV/0! | #DIV/0! | #DIV/0! | #DIV/0! | #DIV/0! | #DIV/0! | #DIV/0! | #DIV/0! | #DIV/0! | #DIV/0! | #DIV/0! | #DIV/0! | #DIV/0! | 6390 | 0 | 0 | 0 | 0 | 0
6 | 30 | 2016 | 182 | 4 | 0 | 0 | #DIV/0! | #DIV/0! | #DIV/0! | #DIV/0! | #DIV/0! | #DIV/0! | #DIV/0! | #DIV/0! | #DIV/0! | #DIV/0! | #DIV/0! | #DIV/0! | #DIV/0! | #DIV/0! | #DIV/0! | #DIV/0! | #DIV/0! | #DIV/0! | #DIV/0! | #DIV/0! | 6391 | 0 | 0 | 0 | 0 | 0
7 | 1 | 2016 | 183 | 5 | 0.235 | 0 | #DIV/0! | #DIV/0! | #DIV/0! | #DIV/0! | #DIV/0! | #DIV/0! | #DIV/0! | #DIV/0! | #DIV/0! | #DIV/0! | #DIV/0! | #DIV/0! | #DIV/0! | #DIV/0! | #DIV/0! | #DIV/0! | #DIV/0! | #DIV/0! | #DIV/0! | #DIV/0! | 6392 | 0 | 0 | 0 | 0 | 0
7 | 2 | 2016 | 184 | 6 | 0.065 | 0 | #DIV/0! | #DIV/0! | #DIV/0! | #DIV/0! | #DIV/0! | #DIV/0! | #DIV/0! | #DIV/0! | #DIV/0! | #DIV/0! | #DIV/0! | #DIV/0! | #DIV/0! | #DIV/0! | #DIV/0! | #DIV/0! | #DIV/0! | #DIV/0! | #DIV/0! | #DIV/0! | 6393 | 0 | 0 | 0 | 0 | 0
7 | 3 | 2016 | 185 | 7 | 0.035 | 0 | #DIV/0! | #DIV/0! | #DIV/0! | #DIV/0! | #DIV/0! | #DIV/0! | #DIV/0! | #DIV/0! | #DIV/0! | #DIV/0! | #DIV/0! | #DIV/0! | #DIV/0! | #DIV/0! | #DIV/0! | #DIV/0! | #DIV/0! | #DIV/0! | #DIV/0! | #DIV/0! | 6394 | 0 | 0 | 0 | 0 | 0
7 | 4 | 2016 | 186 | 1 | 0.45 | 0 | #DIV/0! | #DIV/0! | #DIV/0! | #DIV/0! | #DIV/0! | #DIV/0! | #DIV/0! | #DIV/0! | #DIV/0! | #DIV/0! | #DIV/0! | #DIV/0! | #DIV/0! | #DIV/0! | #DIV/0! | #DIV/0! | #DIV/0! | #DIV/0! | #DIV/0! | #DIV/0! | 6395 | 0 | 0 | 0 | 0 | 0
7 | 5 | 2016 | 187 | 2 | 0.36 | 0 | #DIV/0! | #DIV/0! | #DIV/0! | #DIV/0! | #DIV/0! | #DIV/0! | #DIV/0! | #DIV/0! | #DIV/0! | #DIV/0! | #DIV/0! | #DIV/0! | #DIV/0! | #DIV/0! | #DIV/0! | #DIV/0! | #DIV/0! | #DIV/0! | #DIV/0! | #DIV/0! | 6396 | 0 | 0 | 0 | 0 | 0
7 | 6 | 2016 | 188 | 3 | 0 | 0 | #DIV/0! | #DIV/0! | #DIV/0! | #DIV/0! | #DIV/0! | #DIV/0! | #DIV/0! | #DIV/0! | #DIV/0! | #DIV/0! | #DIV/0! | #DIV/0! | #DIV/0! | #DIV/0! | #DIV/0! | #DIV/0! | #DIV/0! | #DIV/0! | #DIV/0! | #DIV/0! | 6397 | 0 | 0 | 0 | 0 | 0
7 | 7 | 2016 | 189 | 4 | 0 | 0 | #DIV/0! | #DIV/0! | #DIV/0! | #DIV/0! | #DIV/0! | #DIV/0! | #DIV/0! | #DIV/0! | #DIV/0! | #DIV/0! | #DIV/0! | #DIV/0! | #DIV/0! | #DIV/0! | #DIV/0! | #DIV/0! | #DIV/0! | #DIV/0! | #DIV/0! | #DIV/0! | 6398 | 0 | 0 | 0 | 0 | 0
7 | 8 | 2016 | 190 | 5 | 0.19 | 0 | #DIV/0! | #DIV/0! | #DIV/0! | #DIV/0! | #DIV/0! | #DIV/0! | #DIV/0! | #DIV/0! | #DIV/0! | #DIV/0! | #DIV/0! | #DIV/0! | #DIV/0! | #DIV/0! | #DIV/0! | #DIV/0! | #DIV/0! | #DIV/0! | #DIV/0! | #DIV/0! | 6399 | 0 | 0 | 0 | 0 | 0
7 | 9 | 2016 | 191 | 6 | 0.0475 | 0 | #DIV/0! | #DIV/0! | #DIV/0! | #DIV/0! | #DIV/0! | #DIV/0! | #DIV/0! | #DIV/0! | #DIV/0! | #DIV/0! | #DIV/0! | #DIV/0! | #DIV/0! | #DIV/0! | #DIV/0! | #DIV/0! | #DIV/0! | #DIV/0! | #DIV/0! | #DIV/0! | 6400 | 0 | 0 | 0 | 0 | 0
7 | 10 | 2016 | 192 | 7 | 0 | 0 | #DIV/0! | #DIV/0! | #DIV/0! | #DIV/0! | #DIV/0! | #DIV/0! | #DIV/0! | #DIV/0! | #DIV/0! | #DIV/0! | #DIV/0! | #DIV/0! | #DIV/0! | #DIV/0! | #DIV/0! | #DIV/0! | #DIV/0! | #DIV/0! | #DIV/0! | #DIV/0! | 6401 | 0 | 0 | 0 | 0 | 0
7 | 11 | 2016 | 193 | 1 | 0 | 0 | #DIV/0! | #DIV/0! | #DIV/0! | #DIV/0! | #DIV/0! | #DIV/0! | #DIV/0! | #DIV/0! | #DIV/0! | #DIV/0! | #DIV/0! | #DIV/0! | #DIV/0! | #DIV/0! | #DIV/0! | #DIV/0! | #DIV/0! | #DIV/0! | #DIV/0! | #DIV/0! | 6402 | 0 | 0 | 0 | 0 | 0
7 | 12 | 2016 | 194 | 2 | 0.005 | 0 | #DIV/0! | #DIV/0! | #DIV/0! | #DIV/0! | #DIV/0! | #DIV/0! | #DIV/0! | #DIV/0! | #DIV/0! | #DIV/0! | #DIV/0! | #DIV/0! | #DIV/0! | #DIV/0! | #DIV/0! | #DIV/0! | #DIV/0! | #DIV/0! | #DIV/0! | #DIV/0! | 6403 | 0 | 0 | 0 | 0 | 0
7 | 13 | 2016 | 195 | 3 | 0.1175 | 0 | #DIV/0! | #DIV/0! | #DIV/0! | #DIV/0! | #DIV/0! | #DIV/0! | #DIV/0! | #DIV/0! | #DIV/0! | #DIV/0! | #DIV/0! | #DIV/0! | #DIV/0! | #DIV/0! | #DIV/0! | #DIV/0! | #DIV/0! | #DIV/0! | #DIV/0! | #DIV/0! | 6404 | 0 | 0 | 0 | 0 | 0
7 | 14 | 2016 | 196 | 4 | 0 | 0 | #DIV/0! | #DIV/0! | #DIV/0! | #DIV/0! | #DIV/0! | #DIV/0! | #DIV/0! | #DIV/0! | #DIV/0! | #DIV/0! | #DIV/0! | #DIV/0! | #DIV/0! | #DIV/0! | #DIV/0! | #DIV/0! | #DIV/0! | #DIV/0! | #DIV/0! | #DIV/0! | 6405 | 0 | 0 | 0 | 0 | 0
7 | 15 | 2016 | 197 | 5 | 0 | 0 | #DIV/0! | #DIV/0! | #DIV/0! | #DIV/0! | #DIV/0! | #DIV/0! | #DIV/0! | #DIV/0! | #DIV/0! | #DIV/0! | #DIV/0! | #DIV/0! | #DIV/0! | #DIV/0! | #DIV/0! | #DIV/0! | #DIV/0! | #DIV/0! | #DIV/0! | #DIV/0! | 6406 | 0 | 0 | 0 | 0 | 0
7 | 16 | 2016 | 198 | 6 | 0.2375 | 0 | #DIV/0! | #DIV/0! | #DIV/0! | #DIV/0! | #DIV/0! | #DIV/0! | #DIV/0! | #DIV/0! | #DIV/0! | #DIV/0! | #DIV/0! | #DIV/0! | #DIV/0! | #DIV/0! | #DIV/0! | #DIV/0! | #DIV/0! | #DIV/0! | #DIV/0! | #DIV/0! | 6407 | 0 | 0 | 0 | 0 | 0
7 | 17 | 2016 | 199 | 7 | 0 | 0 | #DIV/0! | #DIV/0! | #DIV/0! | #DIV/0! | #DIV/0! | #DIV/0! | #DIV/0! | #DIV/0! | #DIV/0! | #DIV/0! | #DIV/0! | #DIV/0! | #DIV/0! | #DIV/0! | #DIV/0! | #DIV/0! | #DIV/0! | #DIV/0! | #DIV/0! | #DIV/0! | 6408 | 0 | 0 | 0 | 0 | 0
7 | 18 | 2016 | 200 | 1 | 0.245 | 0 | #DIV/0! | #DIV/0! | #DIV/0! | #DIV/0! | #DIV/0! | #DIV/0! | #DIV/0! | #DIV/0! | #DIV/0! | #DIV/0! | #DIV/0! | #DIV/0! | #DIV/0! | #DIV/0! | #DIV/0! | #DIV/0! | #DIV/0! | #DIV/0! | #DIV/0! | #DIV/0! | 6409 | 0 | 0 | 0 | 0 | 0
7 | 19 | 2016 | 201 | 2 | 0.115 | 0 | #DIV/0! | #DIV/0! | #DIV/0! | #DIV/0! | #DIV/0! | #DIV/0! | #DIV/0! | #DIV/0! | #DIV/0! | #DIV/0! | #DIV/0! | #DIV/0! | #DIV/0! | #DIV/0! | #DIV/0! | #DIV/0! | #DIV/0! | #DIV/0! | #DIV/0! | #DIV/0! | 6410 | 0 | 0 | 0 | 0 | 0
7 | 20 | 2016 | 202 | 3 | 0 | 0 | #DIV/0! | #DIV/0! | #DIV/0! | #DIV/0! | #DIV/0! | #DIV/0! | #DIV/0! | #DIV/0! | #DIV/0! | #DIV/0! | #DIV/0! | #DIV/0! | #DIV/0! | #DIV/0! | #DIV/0! | #DIV/0! | #DIV/0! | #DIV/0! | #DIV/0! | #DIV/0! | 6411 | 0 | 0 | 0 | 0 | 0
7 | 21 | 2016 | 203 | 4 | 0 | 0 | #DIV/0! | #DIV/0! | #DIV/0! | #DIV/0! | #DIV/0! | #DIV/0! | #DIV/0! | #DIV/0! | #DIV/0! | #DIV/0! | #DIV/0! | #DIV/0! | #DIV/0! | #DIV/0! | #DIV/0! | #DIV/0! | #DIV/0! | #DIV/0! | #DIV/0! | #DIV/0! | 6412 | 0 | 0 | 0 | 0 | 0
7 | 22 | 2016 | 204 | 5 | 0 | 0 | #DIV/0! | #DIV/0! | #DIV/0! | #DIV/0! | #DIV/0! | #DIV/0! | #DIV/0! | #DIV/0! | #DIV/0! | #DIV/0! | #DIV/0! | #DIV/0! | #DIV/0! | #DIV/0! | #DIV/0! | #DIV/0! | #DIV/0! | #DIV/0! | #DIV/0! | #DIV/0! | 6413 | 0 | 0 | 0 | 0 | 0
7 | 23 | 2016 | 205 | 6 | 0.0275 | 0 | #DIV/0! | #DIV/0! | #DIV/0! | #DIV/0! | #DIV/0! | #DIV/0! | #DIV/0! | #DIV/0! | #DIV/0! | #DIV/0! | #DIV/0! | #DIV/0! | #DIV/0! | #DIV/0! | #DIV/0! | #DIV/0! | #DIV/0! | #DIV/0! | #DIV/0! | #DIV/0! | 6414 | 0 | 0 | 0 | 0 | 0
7 | 24 | 2016 | 206 | 7 | 0.005 | 0 | #DIV/0! | #DIV/0! | #DIV/0! | #DIV/0! | #DIV/0! | #DIV/0! | #DIV/0! | #DIV/0! | #DIV/0! | #DIV/0! | #DIV/0! | #DIV/0! | #DIV/0! | #DIV/0! | #DIV/0! | #DIV/0! | #DIV/0! | #DIV/0! | #DIV/0! | #DIV/0! | 6415 | 0 | 0 | 0 | 0 | 0
7 | 25 | 2016 | 207 | 1 | 0.145 | 0 | #DIV/0! | #DIV/0! | #DIV/0! | #DIV/0! | #DIV/0! | #DIV/0! | #DIV/0! | #DIV/0! | #DIV/0! | #DIV/0! | #DIV/0! | #DIV/0! | #DIV/0! | #DIV/0! | #DIV/0! | #DIV/0! | #DIV/0! | #DIV/0! | #DIV/0! | #DIV/0! | 6416 | 0 | 0 | 0 | 0 | 0
7 | 26 | 2016 | 208 | 2 | 0 | 0 | #DIV/0! | #DIV/0! | #DIV/0! | #DIV/0! | #DIV/0! | #DIV/0! | #DIV/0! | #DIV/0! | #DIV/0! | #DIV/0! | #DIV/0! | #DIV/0! | #DIV/0! | #DIV/0! | #DIV/0! | #DIV/0! | #DIV/0! | #DIV/0! | #DIV/0! | #DIV/0! | 6417 | 0 | 0 | 0 | 0 | 0
7 | 27 | 2016 | 209 | 3 | 0 | 0 | #DIV/0! | #DIV/0! | #DIV/0! | #DIV/0! | #DIV/0! | #DIV/0! | #DIV/0! | #DIV/0! | #DIV/0! | #DIV/0! | #DIV/0! | #DIV/0! | #DIV/0! | #DIV/0! | #DIV/0! | #DIV/0! | #DIV/0! | #DIV/0! | #DIV/0! | #DIV/0! | 6418 | 0 | 0 | 0 | 0 | 0
7 | 28 | 2016 | 210 | 4 | 0.5875 | 0 | #DIV/0! | #DIV/0! | #DIV/0! | #DIV/0! | #DIV/0! | #DIV/0! | #DIV/0! | #DIV/0! | #DIV/0! | #DIV/0! | #DIV/0! | #DIV/0! | #DIV/0! | #DIV/0! | #DIV/0! | #DIV/0! | #DIV/0! | #DIV/0! | #DIV/0! | #DIV/0! | 6419 | 0 | 0 | 0 | 0 | 0
7 | 29 | 2016 | 211 | 5 | 0.215 | 0 | #DIV/0! | #DIV/0! | #DIV/0! | #DIV/0! | #DIV/0! | #DIV/0! | #DIV/0! | #DIV/0! | #DIV/0! | #DIV/0! | #DIV/0! | #DIV/0! | #DIV/0! | #DIV/0! | #DIV/0! | #DIV/0! | #DIV/0! | #DIV/0! | #DIV/0! | #DIV/0! | 6420 | 0 | 0 | 0 | 0 | 0
7 | 30 | 2016 | 212 | 6 | 0.7 | 0 | #DIV/0! | #DIV/0! | #DIV/0! | #DIV/0! | #DIV/0! | #DIV/0! | #DIV/0! | #DIV/0! | #DIV/0! | #DIV/0! | #DIV/0! | #DIV/0! | #DIV/0! | #DIV/0! | #DIV/0! | #DIV/0! | #DIV/0! | #DIV/0! | #DIV/0! | #DIV/0! | 6421 | 0 | 0 | 0 | 0 | 0
7 | 31 | 2016 | 213 | 7 | 0.005 | 0 | #DIV/0! | #DIV/0! | #DIV/0! | #DIV/0! | #DIV/0! | #DIV/0! | #DIV/0! | #DIV/0! | #DIV/0! | #DIV/0! | #DIV/0! | #DIV/0! | #DIV/0! | #DIV/0! | #DIV/0! | #DIV/0! | #DIV/0! | #DIV/0! | #DIV/0! | #DIV/0! | 6422 | 0 | 0 | 0 | 0 | 0
8 | 1 | 2016 | 214 | 1 | 0.015 | 0 | #DIV/0! | #DIV/0! | #DIV/0! | #DIV/0! | #DIV/0! | #DIV/0! | #DIV/0! | #DIV/0! | #DIV/0! | #DIV/0! | #DIV/0! | #DIV/0! | #DIV/0! | #DIV/0! | #DIV/0! | #DIV/0! | #DIV/0! | #DIV/0! | #DIV/0! | #DIV/0! | 6423 | 0 | 0 | 0 | 0 | 0
8 | 2 | 2016 | 215 | 2 | 0 | 0 | #DIV/0! | #DIV/0! | #DIV/0! | #DIV/0! | #DIV/0! | #DIV/0! | #DIV/0! | #DIV/0! | #DIV/0! | #DIV/0! | #DIV/0! | #DIV/0! | #DIV/0! | #DIV/0! | #DIV/0! | #DIV/0! | #DIV/0! | #DIV/0! | #DIV/0! | #DIV/0! | 6424 | 0 | 0 | 0 | 0 | 0
8 | 3 | 2016 | 216 | 3 | 0 | 0 | #DIV/0! | #DIV/0! | #DIV/0! | #DIV/0! | #DIV/0! | #DIV/0! | #DIV/0! | #DIV/0! | #DIV/0! | #DIV/0! | #DIV/0! | #DIV/0! | #DIV/0! | #DIV/0! | #DIV/0! | #DIV/0! | #DIV/0! | #DIV/0! | #DIV/0! | #DIV/0! | 6425 | 0 | 0 | 0 | 0 | 0
8 | 4 | 2016 | 217 | 4 | 0 | 0 | #DIV/0! | #DIV/0! | #DIV/0! | #DIV/0! | #DIV/0! | #DIV/0! | #DIV/0! | #DIV/0! | #DIV/0! | #DIV/0! | #DIV/0! | #DIV/0! | #DIV/0! | #DIV/0! | #DIV/0! | #DIV/0! | #DIV/0! | #DIV/0! | #DIV/0! | #DIV/0! | 6426 | 0 | 0 | 0 | 0 | 0
8 | 5 | 2016 | 218 | 5 | 0.08 | 0 | #DIV/0! | #DIV/0! | #DIV/0! | #DIV/0! | #DIV/0! | #DIV/0! | #DIV/0! | #DIV/0! | #DIV/0! | #DIV/0! | #DIV/0! | #DIV/0! | #DIV/0! | #DIV/0! | #DIV/0! | #DIV/0! | #DIV/0! | #DIV/0! | #DIV/0! | #DIV/0! | 6427 | 0 | 0 | 0 | 0 | 0
8 | 6 | 2016 | 219 | 6 | 0.1075 | 0 | #DIV/0! | #DIV/0! | #DIV/0! | #DIV/0! | #DIV/0! | #DIV/0! | #DIV/0! | #DIV/0! | #DIV/0! | #DIV/0! | #DIV/0! | #DIV/0! | #DIV/0! | #DIV/0! | #DIV/0! | #DIV/0! | #DIV/0! | #DIV/0! | #DIV/0! | #DIV/0! | 6428 | 0 | 0 | 0 | 0 | 0
8 | 7 | 2016 | 220 | 7 | 0.0025 | 0 | #DIV/0! | #DIV/0! | #DIV/0! | #DIV/0! | #DIV/0! | #DIV/0! | #DIV/0! | #DIV/0! | #DIV/0! | #DIV/0! | #DIV/0! | #DIV/0! | #DIV/0! | #DIV/0! | #DIV/0! | #DIV/0! | #DIV/0! | #DIV/0! | #DIV/0! | #DIV/0! | 6429 | 0 | 0 | 0 | 0 | 0
8 | 8 | 2016 | 221 | 1 | 0.0025 | 0 | #DIV/0! | #DIV/0! | #DIV/0! | #DIV/0! | #DIV/0! | #DIV/0! | #DIV/0! | #DIV/0! | #DIV/0! | #DIV/0! | #DIV/0! | #DIV/0! | #DIV/0! | #DIV/0! | #DIV/0! | #DIV/0! | #DIV/0! | #DIV/0! | #DIV/0! | #DIV/0! | 6430 | 0 | 0 | 0 | 0 | 0
8 | 9 | 2016 | 222 | 2 | 0.0025 | 0 | #DIV/0! | #DIV/0! | #DIV/0! | #DIV/0! | #DIV/0! | #DIV/0! | #DIV/0! | #DIV/0! | #DIV/0! | #DIV/0! | #DIV/0! | #DIV/0! | #DIV/0! | #DIV/0! | #DIV/0! | #DIV/0! | #DIV/0! | #DIV/0! | #DIV/0! | #DIV/0! | 6431 | 0 | 0 | 0 | 0 | 0
8 | 10 | 2016 | 223 | 3 | 0 | 0 | #DIV/0! | #DIV/0! | #DIV/0! | #DIV/0! | #DIV/0! | #DIV/0! | #DIV/0! | #DIV/0! | #DIV/0! | #DIV/0! | #DIV/0! | #DIV/0! | #DIV/0! | #DIV/0! | #DIV/0! | #DIV/0! | #DIV/0! | #DIV/0! | #DIV/0! | #DIV/0! | 6432 | 0 | 0 | 0 | 0 | 0
8 | 11 | 2016 | 224 | 4 | 0 | 0 | #DIV/0! | #DIV/0! | #DIV/0! | #DIV/0! | #DIV/0! | #DIV/0! | #DIV/0! | #DIV/0! | #DIV/0! | #DIV/0! | #DIV/0! | #DIV/0! | #DIV/0! | #DIV/0! | #DIV/0! | #DIV/0! | #DIV/0! | #DIV/0! | #DIV/0! | #DIV/0! | 6433 | 0 | 0 | 0 | 0 | 0
8 | 12 | 2016 | 225 | 5 | 0.08 | 0 | #DIV/0! | #DIV/0! | #DIV/0! | #DIV/0! | #DIV/0! | #DIV/0! | #DIV/0! | #DIV/0! | #DIV/0! | #DIV/0! | #DIV/0! | #DIV/0! | #DIV/0! | #DIV/0! | #DIV/0! | #DIV/0! | #DIV/0! | #DIV/0! | #DIV/0! | #DIV/0! | 6434 | 0 | 0 | 0 | 0 | 0
8 | 13 | 2016 | 226 | 6 | 0 | 0 | #DIV/0! | #DIV/0! | #DIV/0! | #DIV/0! | #DIV/0! | #DIV/0! | #DIV/0! | #DIV/0! | #DIV/0! | #DIV/0! | #DIV/0! | #DIV/0! | #DIV/0! | #DIV/0! | #DIV/0! | #DIV/0! | #DIV/0! | #DIV/0! | #DIV/0! | #DIV/0! | 6435 | 0 | 0 | 0 | 0 | 0
8 | 14 | 2016 | 227 | 7 | 0.0625 | 0 | #DIV/0! | #DIV/0! | #DIV/0! | #DIV/0! | #DIV/0! | #DIV/0! | #DIV/0! | #DIV/0! | #DIV/0! | #DIV/0! | #DIV/0! | #DIV/0! | #DIV/0! | #DIV/0! | #DIV/0! | #DIV/0! | #DIV/0! | #DIV/0! | #DIV/0! | #DIV/0! | 6436 | 0 | 0 | 0 | 0 | 0
8 | 15 | 2016 | 228 | 1 | 0.9625 | 0 | #DIV/0! | #DIV/0! | #DIV/0! | #DIV/0! | #DIV/0! | #DIV/0! | #DIV/0! | #DIV/0! | #DIV/0! | #DIV/0! | #DIV/0! | #DIV/0! | #DIV/0! | #DIV/0! | #DIV/0! | #DIV/0! | #DIV/0! | #DIV/0! | #DIV/0! | #DIV/0! | 6437 | 0 | 0 | 0 | 0 | 0
8 | 16 | 2016 | 229 | 2 | 0.0025 | 0 | #DIV/0! | #DIV/0! | #DIV/0! | #DIV/0! | #DIV/0! | #DIV/0! | #DIV/0! | #DIV/0! | #DIV/0! | #DIV/0! | #DIV/0! | #DIV/0! | #DIV/0! | #DIV/0! | #DIV/0! | #DIV/0! | #DIV/0! | #DIV/0! | #DIV/0! | #DIV/0! | 6438 | 0 | 0 | 0 | 0 | 0
8 | 17 | 2016 | 230 | 3 | 0.925 | 0 | #DIV/0! | #DIV/0! | #DIV/0! | #DIV/0! | #DIV/0! | #DIV/0! | #DIV/0! | #DIV/0! | #DIV/0! | #DIV/0! | #DIV/0! | #DIV/0! | #DIV/0! | #DIV/0! | #DIV/0! | #DIV/0! | #DIV/0! | #DIV/0! | #DIV/0! | #DIV/0! | 6439 | 0 | 0 | 0 | 0 | 0
8 | 18 | 2016 | 231 | 4 | 0.0025 | 0 | #DIV/0! | #DIV/0! | #DIV/0! | #DIV/0! | #DIV/0! | #DIV/0! | #DIV/0! | #DIV/0! | #DIV/0! | #DIV/0! | #DIV/0! | #DIV/0! | #DIV/0! | #DIV/0! | #DIV/0! | #DIV/0! | #DIV/0! | #DIV/0! | #DIV/0! | #DIV/0! | 6440 | 0 | 0 | 0 | 0 | 0
8 | 19 | 2016 | 232 | 5 | 0 | 0 | #DIV/0! | #DIV/0! | #DIV/0! | #DIV/0! | #DIV/0! | #DIV/0! | #DIV/0! | #DIV/0! | #DIV/0! | #DIV/0! | #DIV/0! | #DIV/0! | #DIV/0! | #DIV/0! | #DIV/0! | #DIV/0! | #DIV/0! | #DIV/0! | #DIV/0! | #DIV/0! | 6441 | 0 | 0 | 0 | 0 | 0
8 | 20 | 2016 | 233 | 6 | 0 | 0 | #DIV/0! | #DIV/0! | #DIV/0! | #DIV/0! | #DIV/0! | #DIV/0! | #DIV/0! | #DIV/0! | #DIV/0! | #DIV/0! | #DIV/0! | #DIV/0! | #DIV/0! | #DIV/0! | #DIV/0! | #DIV/0! | #DIV/0! | #DIV/0! | #DIV/0! | #DIV/0! | 6442 | 0 | 0 | 0 | 0 | 0
8 | 21 | 2016 | 234 | 7 | 0.4925 | 0 | #DIV/0! | #DIV/0! | #DIV/0! | #DIV/0! | #DIV/0! | #DIV/0! | #DIV/0! | #DIV/0! | #DIV/0! | #DIV/0! | #DIV/0! | #DIV/0! | #DIV/0! | #DIV/0! | #DIV/0! | #DIV/0! | #DIV/0! | #DIV/0! | #DIV/0! | #DIV/0! | 6443 | 0 | 0 | 0 | 0 | 0
8 | 22 | 2016 | 235 | 1 | 0.0025 | 0 | #DIV/0! | #DIV/0! | #DIV/0! | #DIV/0! | #DIV/0! | #DIV/0! | #DIV/0! | #DIV/0! | #DIV/0! | #DIV/0! | #DIV/0! | #DIV/0! | #DIV/0! | #DIV/0! | #DIV/0! | #DIV/0! | #DIV/0! | #DIV/0! | #DIV/0! | #DIV/0! | 6444 | 0 | 0 | 0 | 0 | 0
8 | 23 | 2016 | 236 | 2 | 0.0025 | 0 | #DIV/0! | #DIV/0! | #DIV/0! | #DIV/0! | #DIV/0! | #DIV/0! | #DIV/0! | #DIV/0! | #DIV/0! | #DIV/0! | #DIV/0! | #DIV/0! | #DIV/0! | #DIV/0! | #DIV/0! | #DIV/0! | #DIV/0! | #DIV/0! | #DIV/0! | #DIV/0! | 6445 | 0 | 0 | 0 | 0 | 0
8 | 24 | 2016 | 237 | 3 | 0 | 0 | #DIV/0! | #DIV/0! | #DIV/0! | #DIV/0! | #DIV/0! | #DIV/0! | #DIV/0! | #DIV/0! | #DIV/0! | #DIV/0! | #DIV/0! | #DIV/0! | #DIV/0! | #DIV/0! | #DIV/0! | #DIV/0! | #DIV/0! | #DIV/0! | #DIV/0! | #DIV/0! | 6446 | 0 | 0 | 0 | 0 | 0
8 | 25 | 2016 | 238 | 4 | 0 | 0 | #DIV/0! | #DIV/0! | #DIV/0! | #DIV/0! | #DIV/0! | #DIV/0! | #DIV/0! | #DIV/0! | #DIV/0! | #DIV/0! | #DIV/0! | #DIV/0! | #DIV/0! | #DIV/0! | #DIV/0! | #DIV/0! | #DIV/0! | #DIV/0! | #DIV/0! | #DIV/0! | 6447 | 0 | 0 | 0 | 0 | 0
8 | 26 | 2016 | 239 | 5 | 0 | 0 | #DIV/0! | #DIV/0! | #DIV/0! | #DIV/0! | #DIV/0! | #DIV/0! | #DIV/0! | #DIV/0! | #DIV/0! | #DIV/0! | #DIV/0! | #DIV/0! | #DIV/0! | #DIV/0! | #DIV/0! | #DIV/0! | #DIV/0! | #DIV/0! | #DIV/0! | #DIV/0! | 6448 | 0 | 0 | 0 | 0 | 0
8 | 27 | 2016 | 240 | 6 | 0 | 0 | #DIV/0! | #DIV/0! | #DIV/0! | #DIV/0! | #DIV/0! | #DIV/0! | #DIV/0! | #DIV/0! | #DIV/0! | #DIV/0! | #DIV/0! | #DIV/0! | #DIV/0! | #DIV/0! | #DIV/0! | #DIV/0! | #DIV/0! | #DIV/0! | #DIV/0! | #DIV/0! | 6449 | 0 | 0 | 0 | 0 | 0
8 | 28 | 2016 | 241 | 7 | 0 | 0 | #DIV/0! | #DIV/0! | #DIV/0! | #DIV/0! | #DIV/0! | #DIV/0! | #DIV/0! | #DIV/0! | #DIV/0! | #DIV/0! | #DIV/0! | #DIV/0! | #DIV/0! | #DIV/0! | #DIV/0! | #DIV/0! | #DIV/0! | #DIV/0! | #DIV/0! | #DIV/0! | 6450 | 0 | 0 | 0 | 0 | 0
8 | 29 | 2016 | 242 | 1 | 0 | 0 | #DIV/0! | #DIV/0! | #DIV/0! | #DIV/0! | #DIV/0! | #DIV/0! | #DIV/0! | #DIV/0! | #DIV/0! | #DIV/0! | #DIV/0! | #DIV/0! | #DIV/0! | #DIV/0! | #DIV/0! | #DIV/0! | #DIV/0! | #DIV/0! | #DIV/0! | #DIV/0! | 6451 | 0 | 0 | 0 | 0 | 0
8 | 30 | 2016 | 243 | 2 | 0 | 0 | #DIV/0! | #DIV/0! | #DIV/0! | #DIV/0! | #DIV/0! | #DIV/0! | #DIV/0! | #DIV/0! | #DIV/0! | #DIV/0! | #DIV/0! | #DIV/0! | #DIV/0! | #DIV/0! | #DIV/0! | #DIV/0! | #DIV/0! | #DIV/0! | #DIV/0! | #DIV/0! | 6452 | 0 | 0 | 0 | 0 | 0
8 | 31 | 2016 | 244 | 3 | 0.005 | 0 | #DIV/0! | #DIV/0! | #DIV/0! | #DIV/0! | #DIV/0! | #DIV/0! | #DIV/0! | #DIV/0! | #DIV/0! | #DIV/0! | #DIV/0! | #DIV/0! | #DIV/0! | #DIV/0! | #DIV/0! | #DIV/0! | #DIV/0! | #DIV/0! | #DIV/0! | #DIV/0! | 6453 | 0 | 0 | 0 | 0 | 0
9 | 1 | 2016 | 245 | 4 | 0.0925 | 0 | #DIV/0! | #DIV/0! | #DIV/0! | #DIV/0! | #DIV/0! | #DIV/0! | #DIV/0! | #DIV/0! | #DIV/0! | #DIV/0! | #DIV/0! | #DIV/0! | #DIV/0! | #DIV/0! | #DIV/0! | #DIV/0! | #DIV/0! | #DIV/0! | #DIV/0! | #DIV/0! | 6454 | 0 | 0 | 0 | 0 | 0
9 | 2 | 2016 | 246 | 5 | 0 | 0 | #DIV/0! | #DIV/0! | #DIV/0! | #DIV/0! | #DIV/0! | #DIV/0! | #DIV/0! | #DIV/0! | #DIV/0! | #DIV/0! | #DIV/0! | #DIV/0! | #DIV/0! | #DIV/0! | #DIV/0! | #DIV/0! | #DIV/0! | #DIV/0! | #DIV/0! | #DIV/0! | 6455 | 0 | 0 | 0 | 0 | 0
9 | 3 | 2016 | 247 | 6 | 0 | 0 | #DIV/0! | #DIV/0! | #DIV/0! | #DIV/0! | #DIV/0! | #DIV/0! | #DIV/0! | #DIV/0! | #DIV/0! | #DIV/0! | #DIV/0! | #DIV/0! | #DIV/0! | #DIV/0! | #DIV/0! | #DIV/0! | #DIV/0! | #DIV/0! | #DIV/0! | #DIV/0! | 6456 | 0 | 0 | 0 | 0 | 0
9 | 4 | 2016 | 248 | 7 | 0 | 0 | #DIV/0! | #DIV/0! | #DIV/0! | #DIV/0! | #DIV/0! | #DIV/0! | #DIV/0! | #DIV/0! | #DIV/0! | #DIV/0! | #DIV/0! | #DIV/0! | #DIV/0! | #DIV/0! | #DIV/0! | #DIV/0! | #DIV/0! | #DIV/0! | #DIV/0! | #DIV/0! | 6457 | 0 | 0 | 0 | 0 | 0
9 | 5 | 2016 | 249 | 1 | 0 | 0 | #DIV/0! | #DIV/0! | #DIV/0! | #DIV/0! | #DIV/0! | #DIV/0! | #DIV/0! | #DIV/0! | #DIV/0! | #DIV/0! | #DIV/0! | #DIV/0! | #DIV/0! | #DIV/0! | #DIV/0! | #DIV/0! | #DIV/0! | #DIV/0! | #DIV/0! | #DIV/0! | 6458 | 0 | 0 | 0 | 0 | 0
9 | 6 | 2016 | 250 | 2 | 0 | 0 | #DIV/0! | #DIV/0! | #DIV/0! | #DIV/0! | #DIV/0! | #DIV/0! | #DIV/0! | #DIV/0! | #DIV/0! | #DIV/0! | #DIV/0! | #DIV/0! | #DIV/0! | #DIV/0! | #DIV/0! | #DIV/0! | #DIV/0! | #DIV/0! | #DIV/0! | #DIV/0! | 6459 | 0 | 0 | 0 | 0 | 0
9 | 7 | 2016 | 251 | 3 | 0.02 | 0 | #DIV/0! | #DIV/0! | #DIV/0! | #DIV/0! | #DIV/0! | #DIV/0! | #DIV/0! | #DIV/0! | #DIV/0! | #DIV/0! | #DIV/0! | #DIV/0! | #DIV/0! | #DIV/0! | #DIV/0! | #DIV/0! | #DIV/0! | #DIV/0! | #DIV/0! | #DIV/0! | 6460 | 0 | 0 | 0 | 0 | 0
9 | 8 | 2016 | 252 | 4 | 0.0025 | 0 | #DIV/0! | #DIV/0! | #DIV/0! | #DIV/0! | #DIV/0! | #DIV/0! | #DIV/0! | #DIV/0! | #DIV/0! | #DIV/0! | #DIV/0! | #DIV/0! | #DIV/0! | #DIV/0! | #DIV/0! | #DIV/0! | #DIV/0! | #DIV/0! | #DIV/0! | #DIV/0! | 6461 | 0 | 0 | 0 | 0 | 0
9 | 9 | 2016 | 253 | 5 | 0 | 0 | #DIV/0! | #DIV/0! | #DIV/0! | #DIV/0! | #DIV/0! | #DIV/0! | #DIV/0! | #DIV/0! | #DIV/0! | #DIV/0! | #DIV/0! | #DIV/0! | #DIV/0! | #DIV/0! | #DIV/0! | #DIV/0! | #DIV/0! | #DIV/0! | #DIV/0! | #DIV/0! | 6462 | 0 | 0 | 0 | 0 | 0
9 | 10 | 2016 | 254 | 6 | 0 | 0 | #DIV/0! | #DIV/0! | #DIV/0! | #DIV/0! | #DIV/0! | #DIV/0! | #DIV/0! | #DIV/0! | #DIV/0! | #DIV/0! | #DIV/0! | #DIV/0! | #DIV/0! | #DIV/0! | #DIV/0! | #DIV/0! | #DIV/0! | #DIV/0! | #DIV/0! | #DIV/0! | 6463 | 0 | 0 | 0 | 0 | 0
9 | 11 | 2016 | 255 | 7 | 0 | 0 | #DIV/0! | #DIV/0! | #DIV/0! | #DIV/0! | #DIV/0! | #DIV/0! | #DIV/0! | #DIV/0! | #DIV/0! | #DIV/0! | #DIV/0! | #DIV/0! | #DIV/0! | #DIV/0! | #DIV/0! | #DIV/0! | #DIV/0! | #DIV/0! | #DIV/0! | #DIV/0! | 6464 | 0 | 0 | 0 | 0 | 0
9 | 12 | 2016 | 256 | 1 | 0 | 0 | #DIV/0! | #DIV/0! | #DIV/0! | #DIV/0! | #DIV/0! | #DIV/0! | #DIV/0! | #DIV/0! | #DIV/0! | #DIV/0! | #DIV/0! | #DIV/0! | #DIV/0! | #DIV/0! | #DIV/0! | #DIV/0! | #DIV/0! | #DIV/0! | #DIV/0! | #DIV/0! | 6465 | 0 | 0 | 0 | 0 | 0
9 | 13 | 2016 | 257 | 2 | 0 | 0 | #DIV/0! | #DIV/0! | #DIV/0! | #DIV/0! | #DIV/0! | #DIV/0! | #DIV/0! | #DIV/0! | #DIV/0! | #DIV/0! | #DIV/0! | #DIV/0! | #DIV/0! | #DIV/0! | #DIV/0! | #DIV/0! | #DIV/0! | #DIV/0! | #DIV/0! | #DIV/0! | 6466 | 0 | 0 | 0 | 0 | 0
9 | 14 | 2016 | 258 | 3 | 0 | 0 | #DIV/0! | #DIV/0! | #DIV/0! | #DIV/0! | #DIV/0! | #DIV/0! | #DIV/0! | #DIV/0! | #DIV/0! | #DIV/0! | #DIV/0! | #DIV/0! | #DIV/0! | #DIV/0! | #DIV/0! | #DIV/0! | #DIV/0! | #DIV/0! | #DIV/0! | #DIV/0! | 6467 | 0 | 0 | 0 | 0 | 0
9 | 15 | 2016 | 259 | 4 | 0 | 0 | #DIV/0! | #DIV/0! | #DIV/0! | #DIV/0! | #DIV/0! | #DIV/0! | #DIV/0! | #DIV/0! | #DIV/0! | #DIV/0! | #DIV/0! | #DIV/0! | #DIV/0! | #DIV/0! | #DIV/0! | #DIV/0! | #DIV/0! | #DIV/0! | #DIV/0! | #DIV/0! | 6468 | 0 | 0 | 0 | 0 | 0
9 | 16 | 2016 | 260 | 5 | 0 | 0 | #DIV/0! | #DIV/0! | #DIV/0! | #DIV/0! | #DIV/0! | #DIV/0! | #DIV/0! | #DIV/0! | #DIV/0! | #DIV/0! | #DIV/0! | #DIV/0! | #DIV/0! | #DIV/0! | #DIV/0! | #DIV/0! | #DIV/0! | #DIV/0! | #DIV/0! | #DIV/0! | 6469 | 0 | 0 | 0 | 0 | 0
9 | 17 | 2016 | 261 | 6 | 0 | 0 | #DIV/0! | #DIV/0! | #DIV/0! | #DIV/0! | #DIV/0! | #DIV/0! | #DIV/0! | #DIV/0! | #DIV/0! | #DIV/0! | #DIV/0! | #DIV/0! | #DIV/0! | #DIV/0! | #DIV/0! | #DIV/0! | #DIV/0! | #DIV/0! | #DIV/0! | #DIV/0! | 6470 | 0 | 0 | 0 | 0 | 0
9 | 18 | 2016 | 262 | 7 | 0.0575 | 0 | #DIV/0! | #DIV/0! | #DIV/0! | #DIV/0! | #DIV/0! | #DIV/0! | #DIV/0! | #DIV/0! | #DIV/0! | #DIV/0! | #DIV/0! | #DIV/0! | #DIV/0! | #DIV/0! | #DIV/0! | #DIV/0! | #DIV/0! | #DIV/0! | #DIV/0! | #DIV/0! | 6471 | 0 | 0 | 0 | 0 | 0
9 | 19 | 2016 | 263 | 1 | 0.555 | 0 | #DIV/0! | #DIV/0! | #DIV/0! | #DIV/0! | #DIV/0! | #DIV/0! | #DIV/0! | #DIV/0! | #DIV/0! | #DIV/0! | #DIV/0! | #DIV/0! | #DIV/0! | #DIV/0! | #DIV/0! | #DIV/0! | #DIV/0! | #DIV/0! | #DIV/0! | #DIV/0! | 6472 | 0 | 0 | 0 | 0 | 0
9 | 20 | 2016 | 264 | 2 | 0.0025 | 0 | #DIV/0! | #DIV/0! | #DIV/0! | #DIV/0! | #DIV/0! | #DIV/0! | #DIV/0! | #DIV/0! | #DIV/0! | #DIV/0! | #DIV/0! | #DIV/0! | #DIV/0! | #DIV/0! | #DIV/0! | #DIV/0! | #DIV/0! | #DIV/0! | #DIV/0! | #DIV/0! | 6473 | 0 | 0 | 0 | 0 | 0
9 | 21 | 2016 | 265 | 3 | 0 | 0 | #DIV/0! | #DIV/0! | #DIV/0! | #DIV/0! | #DIV/0! | #DIV/0! | #DIV/0! | #DIV/0! | #DIV/0! | #DIV/0! | #DIV/0! | #DIV/0! | #DIV/0! | #DIV/0! | #DIV/0! | #DIV/0! | #DIV/0! | #DIV/0! | #DIV/0! | #DIV/0! | 6474 | 0 | 0 | 0 | 0 | 0
9 | 22 | 2016 | 266 | 4 | 0 | 0 | #DIV/0! | #DIV/0! | #DIV/0! | #DIV/0! | #DIV/0! | #DIV/0! | #DIV/0! | #DIV/0! | #DIV/0! | #DIV/0! | #DIV/0! | #DIV/0! | #DIV/0! | #DIV/0! | #DIV/0! | #DIV/0! | #DIV/0! | #DIV/0! | #DIV/0! | #DIV/0! | 6475 | 0 | 0 | 0 | 0 | 0
9 | 23 | 2016 | 267 | 5 | 0 | 0 | #DIV/0! | #DIV/0! | #DIV/0! | #DIV/0! | #DIV/0! | #DIV/0! | #DIV/0! | #DIV/0! | #DIV/0! | #DIV/0! | #DIV/0! | #DIV/0! | #DIV/0! | #DIV/0! | #DIV/0! | #DIV/0! | #DIV/0! | #DIV/0! | #DIV/0! | #DIV/0! | 6476 | 0 | 0 | 0 | 0 | 0
9 | 24 | 2016 | 268 | 6 | 0 | 0 | #DIV/0! | #DIV/0! | #DIV/0! | #DIV/0! | #DIV/0! | #DIV/0! | #DIV/0! | #DIV/0! | #DIV/0! | #DIV/0! | #DIV/0! | #DIV/0! | #DIV/0! | #DIV/0! | #DIV/0! | #DIV/0! | #DIV/0! | #DIV/0! | #DIV/0! | #DIV/0! | 6477 | 0 | 0 | 0 | 0 | 0
9 | 25 | 2016 | 269 | 7 | 0 | 0 | #DIV/0! | #DIV/0! | #DIV/0! | #DIV/0! | #DIV/0! | #DIV/0! | #DIV/0! | #DIV/0! | #DIV/0! | #DIV/0! | #DIV/0! | #DIV/0! | #DIV/0! | #DIV/0! | #DIV/0! | #DIV/0! | #DIV/0! | #DIV/0! | #DIV/0! | #DIV/0! | 6478 | 0 | 0 | 0 | 0 | 0
9 | 26 | 2016 | 270 | 1 | 0.1575 | 0 | #DIV/0! | #DIV/0! | #DIV/0! | #DIV/0! | #DIV/0! | #DIV/0! | #DIV/0! | #DIV/0! | #DIV/0! | #DIV/0! | #DIV/0! | #DIV/0! | #DIV/0! | #DIV/0! | #DIV/0! | #DIV/0! | #DIV/0! | #DIV/0! | #DIV/0! | #DIV/0! | 6479 | 0 | 0 | 0 | 0 | 0
9 | 27 | 2016 | 271 | 2 | 0.2275 | 0 | #DIV/0! | #DIV/0! | #DIV/0! | #DIV/0! | #DIV/0! | #DIV/0! | #DIV/0! | #DIV/0! | #DIV/0! | #DIV/0! | #DIV/0! | #DIV/0! | #DIV/0! | #DIV/0! | #DIV/0! | #DIV/0! | #DIV/0! | #DIV/0! | #DIV/0! | #DIV/0! | 6480 | 0 | 0 | 0 | 0 | 0
9 | 28 | 2016 | 272 | 3 | 0.9325 | 0 | #DIV/0! | #DIV/0! | #DIV/0! | #DIV/0! | #DIV/0! | #DIV/0! | #DIV/0! | #DIV/0! | #DIV/0! | #DIV/0! | #DIV/0! | #DIV/0! | #DIV/0! | #DIV/0! | #DIV/0! | #DIV/0! | #DIV/0! | #DIV/0! | #DIV/0! | #DIV/0! | 6481 | 0 | 0 | 0 | 0 | 0
9 | 29 | 2016 | 273 | 4 | 1.1375 | 0 | #DIV/0! | #DIV/0! | #DIV/0! | #DIV/0! | #DIV/0! | #DIV/0! | #DIV/0! | #DIV/0! | #DIV/0! | #DIV/0! | #DIV/0! | #DIV/0! | #DIV/0! | #DIV/0! | #DIV/0! | #DIV/0! | #DIV/0! | #DIV/0! | #DIV/0! | #DIV/0! | 6482 | 0 | 0 | 0 | 0 | 0
9 | 30 | 2016 | 274 | 5 | 0.2125 | 0 | #DIV/0! | #DIV/0! | #DIV/0! | #DIV/0! | #DIV/0! | #DIV/0! | #DIV/0! | #DIV/0! | #DIV/0! | #DIV/0! | #DIV/0! | #DIV/0! | #DIV/0! | #DIV/0! | #DIV/0! | #DIV/0! | #DIV/0! | #DIV/0! | #DIV/0! | #DIV/0! | 6483 | 0 | 0 | 0 | 0 | 0
10 | 1 | 2016 | 275 | 6 | 0.2475 | 0 | #DIV/0! | #DIV/0! | #DIV/0! | #DIV/0! | #DIV/0! | #DIV/0! | #DIV/0! | #DIV/0! | #DIV/0! | #DIV/0! | #DIV/0! | #DIV/0! | #DIV/0! | #DIV/0! | #DIV/0! | #DIV/0! | #DIV/0! | #DIV/0! | #DIV/0! | #DIV/0! | 6484 | 0 | 0 | 0 | 0 | 0
10 | 2 | 2016 | 276 | 7 | 0.01 | 0 | #DIV/0! | #DIV/0! | #DIV/0! | #DIV/0! | #DIV/0! | #DIV/0! | #DIV/0! | #DIV/0! | #DIV/0! | #DIV/0! | #DIV/0! | #DIV/0! | #DIV/0! | #DIV/0! | #DIV/0! | #DIV/0! | #DIV/0! | #DIV/0! | #DIV/0! | #DIV/0! | 6485 | 0 | 0 | 0 | 0 | 0
10 | 3 | 2016 | 277 | 1 | 0.0025 | 0 | #DIV/0! | #DIV/0! | #DIV/0! | #DIV/0! | #DIV/0! | #DIV/0! | #DIV/0! | #DIV/0! | #DIV/0! | #DIV/0! | #DIV/0! | #DIV/0! | #DIV/0! | #DIV/0! | #DIV/0! | #DIV/0! | #DIV/0! | #DIV/0! | #DIV/0! | #DIV/0! | 6486 | 0 | 0 | 0 | 0 | 0
10 | 4 | 2016 | 278 | 2 | 0 | 0 | #DIV/0! | #DIV/0! | #DIV/0! | #DIV/0! | #DIV/0! | #DIV/0! | #DIV/0! | #DIV/0! | #DIV/0! | #DIV/0! | #DIV/0! | #DIV/0! | #DIV/0! | #DIV/0! | #DIV/0! | #DIV/0! | #DIV/0! | #DIV/0! | #DIV/0! | #DIV/0! | 6487 | 0 | 0 | 0 | 0 | 0
10 | 5 | 2016 | 279 | 3 | 0.0025 | 0 | #DIV/0! | #DIV/0! | #DIV/0! | #DIV/0! | #DIV/0! | #DIV/0! | #DIV/0! | #DIV/0! | #DIV/0! | #DIV/0! | #DIV/0! | #DIV/0! | #DIV/0! | #DIV/0! | #DIV/0! | #DIV/0! | #DIV/0! | #DIV/0! | #DIV/0! | #DIV/0! | 6488 | 0 | 0 | 0 | 0 | 0
10 | 6 | 2016 | 280 | 4 | 0 | 0 | #DIV/0! | #DIV/0! | #DIV/0! | #DIV/0! | #DIV/0! | #DIV/0! | #DIV/0! | #DIV/0! | #DIV/0! | #DIV/0! | #DIV/0! | #DIV/0! | #DIV/0! | #DIV/0! | #DIV/0! | #DIV/0! | #DIV/0! | #DIV/0! | #DIV/0! | #DIV/0! | 6489 | 0 | 0 | 0 | 0 | 0
10 | 7 | 2016 | 281 | 5 | 0 | 0 | #DIV/0! | #DIV/0! | #DIV/0! | #DIV/0! | #DIV/0! | #DIV/0! | #DIV/0! | #DIV/0! | #DIV/0! | #DIV/0! | #DIV/0! | #DIV/0! | #DIV/0! | #DIV/0! | #DIV/0! | #DIV/0! | #DIV/0! | #DIV/0! | #DIV/0! | #DIV/0! | 6490 | 0 | 0 | 0 | 0 | 0
10 | 8 | 2016 | 282 | 6 | 0.435 | 0 | #DIV/0! | #DIV/0! | #DIV/0! | #DIV/0! | #DIV/0! | #DIV/0! | #DIV/0! | #DIV/0! | #DIV/0! | #DIV/0! | #DIV/0! | #DIV/0! | #DIV/0! | #DIV/0! | #DIV/0! | #DIV/0! | #DIV/0! | #DIV/0! | #DIV/0! | #DIV/0! | 6491 | 0 | 0 | 0 | 0 | 0
10 | 9 | 2016 | 283 | 7 | 0.0275 | 0 | #DIV/0! | #DIV/0! | #DIV/0! | #DIV/0! | #DIV/0! | #DIV/0! | #DIV/0! | #DIV/0! | #DIV/0! | #DIV/0! | #DIV/0! | #DIV/0! | #DIV/0! | #DIV/0! | #DIV/0! | #DIV/0! | #DIV/0! | #DIV/0! | #DIV/0! | #DIV/0! | 6492 | 0 | 0 | 0 | 0 | 0
10 | 10 | 2016 | 284 | 1 | 0.0025 | 0 | #DIV/0! | #DIV/0! | #DIV/0! | #DIV/0! | #DIV/0! | #DIV/0! | #DIV/0! | #DIV/0! | #DIV/0! | #DIV/0! | #DIV/0! | #DIV/0! | #DIV/0! | #DIV/0! | #DIV/0! | #DIV/0! | #DIV/0! | #DIV/0! | #DIV/0! | #DIV/0! | 6493 | 0 | 0 | 0 | 0 | 0
10 | 11 | 2016 | 285 | 2 | 0 | 0 | #DIV/0! | #DIV/0! | #DIV/0! | #DIV/0! | #DIV/0! | #DIV/0! | #DIV/0! | #DIV/0! | #DIV/0! | #DIV/0! | #DIV/0! | #DIV/0! | #DIV/0! | #DIV/0! | #DIV/0! | #DIV/0! | #DIV/0! | #DIV/0! | #DIV/0! | #DIV/0! | 6494 | 0 | 0 | 0 | 0 | 0
10 | 12 | 2016 | 286 | 3 | 0 | 0 | #DIV/0! | #DIV/0! | #DIV/0! | #DIV/0! | #DIV/0! | #DIV/0! | #DIV/0! | #DIV/0! | #DIV/0! | #DIV/0! | #DIV/0! | #DIV/0! | #DIV/0! | #DIV/0! | #DIV/0! | #DIV/0! | #DIV/0! | #DIV/0! | #DIV/0! | #DIV/0! | 6495 | 0 | 0 | 0 | 0 | 0
10 | 13 | 2016 | 287 | 4 | 0.0025 | 0 | #DIV/0! | #DIV/0! | #DIV/0! | #DIV/0! | #DIV/0! | #DIV/0! | #DIV/0! | #DIV/0! | #DIV/0! | #DIV/0! | #DIV/0! | #DIV/0! | #DIV/0! | #DIV/0! | #DIV/0! | #DIV/0! | #DIV/0! | #DIV/0! | #DIV/0! | #DIV/0! | 6496 | 0 | 0 | 0 | 0 | 0
10 | 14 | 2016 | 288 | 5 | 0 | 0 | #DIV/0! | #DIV/0! | #DIV/0! | #DIV/0! | #DIV/0! | #DIV/0! | #DIV/0! | #DIV/0! | #DIV/0! | #DIV/0! | #DIV/0! | #DIV/0! | #DIV/0! | #DIV/0! | #DIV/0! | #DIV/0! | #DIV/0! | #DIV/0! | #DIV/0! | #DIV/0! | 6497 | 0 | 0 | 0 | 0 | 0
10 | 15 | 2016 | 289 | 6 | 0 | 0 | #DIV/0! | #DIV/0! | #DIV/0! | #DIV/0! | #DIV/0! | #DIV/0! | #DIV/0! | #DIV/0! | #DIV/0! | #DIV/0! | #DIV/0! | #DIV/0! | #DIV/0! | #DIV/0! | #DIV/0! | #DIV/0! | #DIV/0! | #DIV/0! | #DIV/0! | #DIV/0! | 6498 | 0 | 0 | 0 | 0 | 0
10 | 16 | 2016 | 290 | 7 | 0 | 0 | #DIV/0! | #DIV/0! | #DIV/0! | #DIV/0! | #DIV/0! | #DIV/0! | #DIV/0! | #DIV/0! | #DIV/0! | #DIV/0! | #DIV/0! | #DIV/0! | #DIV/0! | #DIV/0! | #DIV/0! | #DIV/0! | #DIV/0! | #DIV/0! | #DIV/0! | #DIV/0! | 6499 | 0 | 0 | 0 | 0 | 0
10 | 17 | 2016 | 291 | 1 | 0 | 0 | #DIV/0! | #DIV/0! | #DIV/0! | #DIV/0! | #DIV/0! | #DIV/0! | #DIV/0! | #DIV/0! | #DIV/0! | #DIV/0! | #DIV/0! | #DIV/0! | #DIV/0! | #DIV/0! | #DIV/0! | #DIV/0! | #DIV/0! | #DIV/0! | #DIV/0! | #DIV/0! | 6500 | 0 | 0 | 0 | 0 | 0
10 | 18 | 2016 | 292 | 2 | 0 | 0 | #DIV/0! | #DIV/0! | #DIV/0! | #DIV/0! | #DIV/0! | #DIV/0! | #DIV/0! | #DIV/0! | #DIV/0! | #DIV/0! | #DIV/0! | #DIV/0! | #DIV/0! | #DIV/0! | #DIV/0! | #DIV/0! | #DIV/0! | #DIV/0! | #DIV/0! | #DIV/0! | 6501 | 0 | 0 | 0 | 0 | 0
10 | 19 | 2016 | 293 | 3 | 0.0075 | 0 | #DIV/0! | #DIV/0! | #DIV/0! | #DIV/0! | #DIV/0! | #DIV/0! | #DIV/0! | #DIV/0! | #DIV/0! | #DIV/0! | #DIV/0! | #DIV/0! | #DIV/0! | #DIV/0! | #DIV/0! | #DIV/0! | #DIV/0! | #DIV/0! | #DIV/0! | #DIV/0! | 6502 | 0 | 0 | 0 | 0 | 0
10 | 20 | 2016 | 294 | 4 | 0.005 | 0 | #DIV/0! | #DIV/0! | #DIV/0! | #DIV/0! | #DIV/0! | #DIV/0! | #DIV/0! | #DIV/0! | #DIV/0! | #DIV/0! | #DIV/0! | #DIV/0! | #DIV/0! | #DIV/0! | #DIV/0! | #DIV/0! | #DIV/0! | #DIV/0! | #DIV/0! | #DIV/0! | 6503 | 0 | 0 | 0 | 0 | 0
10 | 21 | 2016 | 295 | 5 | 0.1925 | 0 | #DIV/0! | #DIV/0! | #DIV/0! | #DIV/0! | #DIV/0! | #DIV/0! | #DIV/0! | #DIV/0! | #DIV/0! | #DIV/0! | #DIV/0! | #DIV/0! | #DIV/0! | #DIV/0! | #DIV/0! | #DIV/0! | #DIV/0! | #DIV/0! | #DIV/0! | #DIV/0! | 6504 | 0 | 0 | 0 | 0 | 0
10 | 22 | 2016 | 296 | 6 | 0.0025 | 0 | #DIV/0! | #DIV/0! | #DIV/0! | #DIV/0! | #DIV/0! | #DIV/0! | #DIV/0! | #DIV/0! | #DIV/0! | #DIV/0! | #DIV/0! | #DIV/0! | #DIV/0! | #DIV/0! | #DIV/0! | #DIV/0! | #DIV/0! | #DIV/0! | #DIV/0! | #DIV/0! | 6505 | 0 | 0 | 0 | 0 | 0
10 | 23 | 2016 | 297 | 7 | 0 | 0 | #DIV/0! | #DIV/0! | #DIV/0! | #DIV/0! | #DIV/0! | #DIV/0! | #DIV/0! | #DIV/0! | #DIV/0! | #DIV/0! | #DIV/0! | #DIV/0! | #DIV/0! | #DIV/0! | #DIV/0! | #DIV/0! | #DIV/0! | #DIV/0! | #DIV/0! | #DIV/0! | 6506 | 0 | 0 | 0 | 0 | 0
10 | 24 | 2016 | 298 | 1 | 0 | 0 | #DIV/0! | #DIV/0! | #DIV/0! | #DIV/0! | #DIV/0! | #DIV/0! | #DIV/0! | #DIV/0! | #DIV/0! | #DIV/0! | #DIV/0! | #DIV/0! | #DIV/0! | #DIV/0! | #DIV/0! | #DIV/0! | #DIV/0! | #DIV/0! | #DIV/0! | #DIV/0! | 6507 | 0 | 0 | 0 | 0 | 0
10 | 25 | 2016 | 299 | 2 | 0 | 0 | #DIV/0! | #DIV/0! | #DIV/0! | #DIV/0! | #DIV/0! | #DIV/0! | #DIV/0! | #DIV/0! | #DIV/0! | #DIV/0! | #DIV/0! | #DIV/0! | #DIV/0! | #DIV/0! | #DIV/0! | #DIV/0! | #DIV/0! | #DIV/0! | #DIV/0! | #DIV/0! | 6508 | 0 | 0 | 0 | 0 | 0
10 | 26 | 2016 | 300 | 3 | 0 | 0 | #DIV/0! | #DIV/0! | #DIV/0! | #DIV/0! | #DIV/0! | #DIV/0! | #DIV/0! | #DIV/0! | #DIV/0! | #DIV/0! | #DIV/0! | #DIV/0! | #DIV/0! | #DIV/0! | #DIV/0! | #DIV/0! | #DIV/0! | #DIV/0! | #DIV/0! | #DIV/0! | 6509 | 0 | 0 | 0 | 0 | 0
10 | 27 | 2016 | 301 | 4 | 0.05 | 0 | #DIV/0! | #DIV/0! | #DIV/0! | #DIV/0! | #DIV/0! | #DIV/0! | #DIV/0! | #DIV/0! | #DIV/0! | #DIV/0! | #DIV/0! | #DIV/0! | #DIV/0! | #DIV/0! | #DIV/0! | #DIV/0! | #DIV/0! | #DIV/0! | #DIV/0! | #DIV/0! | 6510 | 0 | 0 | 0 | 0 | 0
10 | 28 | 2016 | 302 | 5 | 0.0025 | 0 | #DIV/0! | #DIV/0! | #DIV/0! | #DIV/0! | #DIV/0! | #DIV/0! | #DIV/0! | #DIV/0! | #DIV/0! | #DIV/0! | #DIV/0! | #DIV/0! | #DIV/0! | #DIV/0! | #DIV/0! | #DIV/0! | #DIV/0! | #DIV/0! | #DIV/0! | #DIV/0! | 6511 | 0 | 0 | 0 | 0 | 0
10 | 29 | 2016 | 303 | 6 | 0 | 0 | #DIV/0! | #DIV/0! | #DIV/0! | #DIV/0! | #DIV/0! | #DIV/0! | #DIV/0! | #DIV/0! | #DIV/0! | #DIV/0! | #DIV/0! | #DIV/0! | #DIV/0! | #DIV/0! | #DIV/0! | #DIV/0! | #DIV/0! | #DIV/0! | #DIV/0! | #DIV/0! | 6512 | 0 | 0 | 0 | 0 | 0
10 | 30 | 2016 | 304 | 7 | 0.015 | 0 | #DIV/0! | #DIV/0! | #DIV/0! | #DIV/0! | #DIV/0! | #DIV/0! | #DIV/0! | #DIV/0! | #DIV/0! | #DIV/0! | #DIV/0! | #DIV/0! | #DIV/0! | #DIV/0! | #DIV/0! | #DIV/0! | #DIV/0! | #DIV/0! | #DIV/0! | #DIV/0! | 6513 | 0 | 0 | 0 | 0 | 0
10 | 31 | 2016 | 305 | 1 | 0 | 0 | #DIV/0! | #DIV/0! | #DIV/0! | #DIV/0! | #DIV/0! | #DIV/0! | #DIV/0! | #DIV/0! | #DIV/0! | #DIV/0! | #DIV/0! | #DIV/0! | #DIV/0! | #DIV/0! | #DIV/0! | #DIV/0! | #DIV/0! | #DIV/0! | #DIV/0! | #DIV/0! | 6514 | 0 | 0 | 0 | 0 | 0
11 | 1 | 2016 | 306 | 2 | 0 | 0 | #DIV/0! | #DIV/0! | #DIV/0! | #DIV/0! | #DIV/0! | #DIV/0! | #DIV/0! | #DIV/0! | #DIV/0! | #DIV/0! | #DIV/0! | #DIV/0! | #DIV/0! | #DIV/0! | #DIV/0! | #DIV/0! | #DIV/0! | #DIV/0! | #DIV/0! | #DIV/0! | 6515 | 0 | 0 | 0 | 0 | 0
11 | 2 | 2016 | 307 | 3 | 0 | 0 | #DIV/0! | #DIV/0! | #DIV/0! | #DIV/0! | #DIV/0! | #DIV/0! | #DIV/0! | #DIV/0! | #DIV/0! | #DIV/0! | #DIV/0! | #DIV/0! | #DIV/0! | #DIV/0! | #DIV/0! | #DIV/0! | #DIV/0! | #DIV/0! | #DIV/0! | #DIV/0! | 6516 | 0 | 0 | 0 | 0 | 0
11 | 3 | 2016 | 308 | 4 | 0 | 0 | #DIV/0! | #DIV/0! | #DIV/0! | #DIV/0! | #DIV/0! | #DIV/0! | #DIV/0! | #DIV/0! | #DIV/0! | #DIV/0! | #DIV/0! | #DIV/0! | #DIV/0! | #DIV/0! | #DIV/0! | #DIV/0! | #DIV/0! | #DIV/0! | #DIV/0! | #DIV/0! | 6517 | 0 | 0 | 0 | 0 | 0
11 | 4 | 2016 | 309 | 5 | 0 | 0 | #DIV/0! | #DIV/0! | #DIV/0! | #DIV/0! | #DIV/0! | #DIV/0! | #DIV/0! | #DIV/0! | #DIV/0! | #DIV/0! | #DIV/0! | #DIV/0! | #DIV/0! | #DIV/0! | #DIV/0! | #DIV/0! | #DIV/0! | #DIV/0! | #DIV/0! | #DIV/0! | 6518 | 0 | 0 | 0 | 0 | 0
11 | 5 | 2016 | 310 | 6 | 0 | 0 | #DIV/0! | #DIV/0! | #DIV/0! | #DIV/0! | #DIV/0! | #DIV/0! | #DIV/0! | #DIV/0! | #DIV/0! | #DIV/0! | #DIV/0! | #DIV/0! | #DIV/0! | #DIV/0! | #DIV/0! | #DIV/0! | #DIV/0! | #DIV/0! | #DIV/0! | #DIV/0! | 6519 | 0 | 0 | 0 | 0 | 0
11 | 6 | 2016 | 311 | 7 | 0 | 0 | #DIV/0! | #DIV/0! | #DIV/0! | #DIV/0! | #DIV/0! | #DIV/0! | #DIV/0! | #DIV/0! | #DIV/0! | #DIV/0! | #DIV/0! | #DIV/0! | #DIV/0! | #DIV/0! | #DIV/0! | #DIV/0! | #DIV/0! | #DIV/0! | #DIV/0! | #DIV/0! | 6520 | 0 | 0 | 0 | 0 | 0
11 | 7 | 2016 | 312 | 1 | 0 | 0 | #DIV/0! | #DIV/0! | #DIV/0! | #DIV/0! | #DIV/0! | #DIV/0! | #DIV/0! | #DIV/0! | #DIV/0! | #DIV/0! | #DIV/0! | #DIV/0! | #DIV/0! | #DIV/0! | #DIV/0! | #DIV/0! | #DIV/0! | #DIV/0! | #DIV/0! | #DIV/0! | 6521 | 0 | 0 | 0 | 0 | 0
11 | 8 | 2016 | 313 | 2 | 0.0225 | 0 | #DIV/0! | #DIV/0! | #DIV/0! | #DIV/0! | #DIV/0! | #DIV/0! | #DIV/0! | #DIV/0! | #DIV/0! | #DIV/0! | #DIV/0! | #DIV/0! | #DIV/0! | #DIV/0! | #DIV/0! | #DIV/0! | #DIV/0! | #DIV/0! | #DIV/0! | #DIV/0! | 6522 | 0 | 0 | 0 | 0 | 0
11 | 9 | 2016 | 314 | 3 | 0.17 | 0 | #DIV/0! | #DIV/0! | #DIV/0! | #DIV/0! | #DIV/0! | #DIV/0! | #DIV/0! | #DIV/0! | #DIV/0! | #DIV/0! | #DIV/0! | #DIV/0! | #DIV/0! | #DIV/0! | #DIV/0! | #DIV/0! | #DIV/0! | #DIV/0! | #DIV/0! | #DIV/0! | 6523 | 0 | 0 | 0 | 0 | 0
11 | 10 | 2016 | 315 | 4 | 0.0025 | 0 | #DIV/0! | #DIV/0! | #DIV/0! | #DIV/0! | #DIV/0! | #DIV/0! | #DIV/0! | #DIV/0! | #DIV/0! | #DIV/0! | #DIV/0! | #DIV/0! | #DIV/0! | #DIV/0! | #DIV/0! | #DIV/0! | #DIV/0! | #DIV/0! | #DIV/0! | #DIV/0! | 6524 | 0 | 0 | 0 | 0 | 0
11 | 11 | 2016 | 316 | 5 | 0 | 0 | #DIV/0! | #DIV/0! | #DIV/0! | #DIV/0! | #DIV/0! | #DIV/0! | #DIV/0! | #DIV/0! | #DIV/0! | #DIV/0! | #DIV/0! | #DIV/0! | #DIV/0! | #DIV/0! | #DIV/0! | #DIV/0! | #DIV/0! | #DIV/0! | #DIV/0! | #DIV/0! | 6525 | 0 | 0 | 0 | 0 | 0
11 | 12 | 2016 | 317 | 6 | 0 | 0 | #DIV/0! | #DIV/0! | #DIV/0! | #DIV/0! | #DIV/0! | #DIV/0! | #DIV/0! | #DIV/0! | #DIV/0! | #DIV/0! | #DIV/0! | #DIV/0! | #DIV/0! | #DIV/0! | #DIV/0! | #DIV/0! | #DIV/0! | #DIV/0! | #DIV/0! | #DIV/0! | 6526 | 0 | 0 | 0 | 0 | 0
11 | 13 | 2016 | 318 | 7 | 0 | 0 | #DIV/0! | #DIV/0! | #DIV/0! | #DIV/0! | #DIV/0! | #DIV/0! | #DIV/0! | #DIV/0! | #DIV/0! | #DIV/0! | #DIV/0! | #DIV/0! | #DIV/0! | #DIV/0! | #DIV/0! | #DIV/0! | #DIV/0! | #DIV/0! | #DIV/0! | #DIV/0! | 6527 | 0 | 0 | 0 | 0 | 0
11 | 14 | 2016 | 319 | 1 | 0.0125 | 0 | #DIV/0! | #DIV/0! | #DIV/0! | #DIV/0! | #DIV/0! | #DIV/0! | #DIV/0! | #DIV/0! | #DIV/0! | #DIV/0! | #DIV/0! | #DIV/0! | #DIV/0! | #DIV/0! | #DIV/0! | #DIV/0! | #DIV/0! | #DIV/0! | #DIV/0! | #DIV/0! | 6528 | 0 | 0 | 0 | 0 | 0
11 | 15 | 2016 | 320 | 2 | 0.0075 | 0 | #DIV/0! | #DIV/0! | #DIV/0! | #DIV/0! | #DIV/0! | #DIV/0! | #DIV/0! | #DIV/0! | #DIV/0! | #DIV/0! | #DIV/0! | #DIV/0! | #DIV/0! | #DIV/0! | #DIV/0! | #DIV/0! | #DIV/0! | #DIV/0! | #DIV/0! | #DIV/0! | 6529 | 0 | 0 | 0 | 0 | 0
11 | 16 | 2016 | 321 | 3 | 0.005 | 0 | #DIV/0! | #DIV/0! | #DIV/0! | #DIV/0! | #DIV/0! | #DIV/0! | #DIV/0! | #DIV/0! | #DIV/0! | #DIV/0! | #DIV/0! | #DIV/0! | #DIV/0! | #DIV/0! | #DIV/0! | #DIV/0! | #DIV/0! | #DIV/0! | #DIV/0! | #DIV/0! | 6530 | 0 | 0 | 0 | 0 | 0
11 | 17 | 2016 | 322 | 4 | 0 | 0 | #DIV/0! | #DIV/0! | #DIV/0! | #DIV/0! | #DIV/0! | #DIV/0! | #DIV/0! | #DIV/0! | #DIV/0! | #DIV/0! | #DIV/0! | #DIV/0! | #DIV/0! | #DIV/0! | #DIV/0! | #DIV/0! | #DIV/0! | #DIV/0! | #DIV/0! | #DIV/0! | 6531 | 0 | 0 | 0 | 0 | 0
11 | 18 | 2016 | 323 | 5 | 0 | 0 | #DIV/0! | #DIV/0! | #DIV/0! | #DIV/0! | #DIV/0! | #DIV/0! | #DIV/0! | #DIV/0! | #DIV/0! | #DIV/0! | #DIV/0! | #DIV/0! | #DIV/0! | #DIV/0! | #DIV/0! | #DIV/0! | #DIV/0! | #DIV/0! | #DIV/0! | #DIV/0! | 6532 | 0 | 0 | 0 | 0 | 0
11 | 19 | 2016 | 324 | 6 | 0.02 | 0 | #DIV/0! | #DIV/0! | #DIV/0! | #DIV/0! | #DIV/0! | #DIV/0! | #DIV/0! | #DIV/0! | #DIV/0! | #DIV/0! | #DIV/0! | #DIV/0! | #DIV/0! | #DIV/0! | #DIV/0! | #DIV/0! | #DIV/0! | #DIV/0! | #DIV/0! | #DIV/0! | 6533 | 0 | 0 | 0 | 0 | 0
11 | 20 | 2016 | 325 | 7 | 0 | 0 | #DIV/0! | #DIV/0! | #DIV/0! | #DIV/0! | #DIV/0! | #DIV/0! | #DIV/0! | #DIV/0! | #DIV/0! | #DIV/0! | #DIV/0! | #DIV/0! | #DIV/0! | #DIV/0! | #DIV/0! | #DIV/0! | #DIV/0! | #DIV/0! | #DIV/0! | #DIV/0! | 6534 | 0 | 0 | 0 | 0 | 0
11 | 21 | 2016 | 326 | 1 | 0 | 0 | #DIV/0! | #DIV/0! | #DIV/0! | #DIV/0! | #DIV/0! | #DIV/0! | #DIV/0! | #DIV/0! | #DIV/0! | #DIV/0! | #DIV/0! | #DIV/0! | #DIV/0! | #DIV/0! | #DIV/0! | #DIV/0! | #DIV/0! | #DIV/0! | #DIV/0! | #DIV/0! | 6535 | 0 | 0 | 0 | 0 | 0
11 | 22 | 2016 | 327 | 2 | 0 | 0 | #DIV/0! | #DIV/0! | #DIV/0! | #DIV/0! | #DIV/0! | #DIV/0! | #DIV/0! | #DIV/0! | #DIV/0! | #DIV/0! | #DIV/0! | #DIV/0! | #DIV/0! | #DIV/0! | #DIV/0! | #DIV/0! | #DIV/0! | #DIV/0! | #DIV/0! | #DIV/0! | 6536 | 0 | 0 | 0 | 0 | 0
11 | 23 | 2016 | 328 | 3 | 0 | 0 | #DIV/0! | #DIV/0! | #DIV/0! | #DIV/0! | #DIV/0! | #DIV/0! | #DIV/0! | #DIV/0! | #DIV/0! | #DIV/0! | #DIV/0! | #DIV/0! | #DIV/0! | #DIV/0! | #DIV/0! | #DIV/0! | #DIV/0! | #DIV/0! | #DIV/0! | #DIV/0! | 6537 | 0 | 0 | 0 | 0 | 0
11 | 24 | 2016 | 329 | 4 | 0 | 0 | #DIV/0! | #DIV/0! | #DIV/0! | #DIV/0! | #DIV/0! | #DIV/0! | #DIV/0! | #DIV/0! | #DIV/0! | #DIV/0! | #DIV/0! | #DIV/0! | #DIV/0! | #DIV/0! | #DIV/0! | #DIV/0! | #DIV/0! | #DIV/0! | #DIV/0! | #DIV/0! | 6538 | 0 | 0 | 0 | 0 | 0
11 | 25 | 2016 | 330 | 5 | 0 | 0 | #DIV/0! | #DIV/0! | #DIV/0! | #DIV/0! | #DIV/0! | #DIV/0! | #DIV/0! | #DIV/0! | #DIV/0! | #DIV/0! | #DIV/0! | #DIV/0! | #DIV/0! | #DIV/0! | #DIV/0! | #DIV/0! | #DIV/0! | #DIV/0! | #DIV/0! | #DIV/0! | 6539 | 0 | 0 | 0 | 0 | 0
11 | 26 | 2016 | 331 | 6 | 0 | 0 | #DIV/0! | #DIV/0! | #DIV/0! | #DIV/0! | #DIV/0! | #DIV/0! | #DIV/0! | #DIV/0! | #DIV/0! | #DIV/0! | #DIV/0! | #DIV/0! | #DIV/0! | #DIV/0! | #DIV/0! | #DIV/0! | #DIV/0! | #DIV/0! | #DIV/0! | #DIV/0! | 6540 | 0 | 0 | 0 | 0 | 0
11 | 27 | 2016 | 332 | 7 | 0 | 0 | #DIV/0! | #DIV/0! | #DIV/0! | #DIV/0! | #DIV/0! | #DIV/0! | #DIV/0! | #DIV/0! | #DIV/0! | #DIV/0! | #DIV/0! | #DIV/0! | #DIV/0! | #DIV/0! | #DIV/0! | #DIV/0! | #DIV/0! | #DIV/0! | #DIV/0! | #DIV/0! | 6541 | 0 | 0 | 0 | 0 | 0
11 | 28 | 2016 | 333 | 1 | 0.0125 | 0 | #DIV/0! | #DIV/0! | #DIV/0! | #DIV/0! | #DIV/0! | #DIV/0! | #DIV/0! | #DIV/0! | #DIV/0! | #DIV/0! | #DIV/0! | #DIV/0! | #DIV/0! | #DIV/0! | #DIV/0! | #DIV/0! | #DIV/0! | #DIV/0! | #DIV/0! | #DIV/0! | 6542 | 0 | 0 | 0 | 0 | 0
11 | 29 | 2016 | 334 | 2 | 0.1875 | 0 | #DIV/0! | #DIV/0! | #DIV/0! | #DIV/0! | #DIV/0! | #DIV/0! | #DIV/0! | #DIV/0! | #DIV/0! | #DIV/0! | #DIV/0! | #DIV/0! | #DIV/0! | #DIV/0! | #DIV/0! | #DIV/0! | #DIV/0! | #DIV/0! | #DIV/0! | #DIV/0! | 6543 | 0 | 0 | 0 | 0 | 0
11 | 30 | 2016 | 335 | 3 | 0.7425 | 0 | #DIV/0! | #DIV/0! | #DIV/0! | #DIV/0! | #DIV/0! | #DIV/0! | #DIV/0! | #DIV/0! | #DIV/0! | #DIV/0! | #DIV/0! | #DIV/0! | #DIV/0! | #DIV/0! | #DIV/0! | #DIV/0! | #DIV/0! | #DIV/0! | #DIV/0! | #DIV/0! | 6544 | 0 | 0 | 0 | 0 | 0
12 | 1 | 2016 | 336 | 4 | 0.0775 | 0 | #DIV/0! | #DIV/0! | #DIV/0! | #DIV/0! | #DIV/0! | #DIV/0! | #DIV/0! | #DIV/0! | #DIV/0! | #DIV/0! | #DIV/0! | #DIV/0! | #DIV/0! | #DIV/0! | #DIV/0! | #DIV/0! | #DIV/0! | #DIV/0! | #DIV/0! | #DIV/0! | 6545 | 0 | 0 | 0 | 0 | 0
12 | 2 | 2016 | 337 | 5 | 0.0025 | 0 | #DIV/0! | #DIV/0! | #DIV/0! | #DIV/0! | #DIV/0! | #DIV/0! | #DIV/0! | #DIV/0! | #DIV/0! | #DIV/0! | #DIV/0! | #DIV/0! | #DIV/0! | #DIV/0! | #DIV/0! | #DIV/0! | #DIV/0! | #DIV/0! | #DIV/0! | #DIV/0! | 6546 | 0 | 0 | 0 | 0 | 0
12 | 3 | 2016 | 338 | 6 | 0 | 0 | #DIV/0! | #DIV/0! | #DIV/0! | #DIV/0! | #DIV/0! | #DIV/0! | #DIV/0! | #DIV/0! | #DIV/0! | #DIV/0! | #DIV/0! | #DIV/0! | #DIV/0! | #DIV/0! | #DIV/0! | #DIV/0! | #DIV/0! | #DIV/0! | #DIV/0! | #DIV/0! | 6547 | 0 | 0 | 0 | 0 | 0
12 | 4 | 2016 | 339 | 7 | 0.125 | 0 | #DIV/0! | #DIV/0! | #DIV/0! | #DIV/0! | #DIV/0! | #DIV/0! | #DIV/0! | #DIV/0! | #DIV/0! | #DIV/0! | #DIV/0! | #DIV/0! | #DIV/0! | #DIV/0! | #DIV/0! | #DIV/0! | #DIV/0! | #DIV/0! | #DIV/0! | #DIV/0! | 6548 | 0 | 0 | 0 | 0 | 0
12 | 5 | 2016 | 340 | 1 | 0.1475 | 0 | #DIV/0! | #DIV/0! | #DIV/0! | #DIV/0! | #DIV/0! | #DIV/0! | #DIV/0! | #DIV/0! | #DIV/0! | #DIV/0! | #DIV/0! | #DIV/0! | #DIV/0! | #DIV/0! | #DIV/0! | #DIV/0! | #DIV/0! | #DIV/0! | #DIV/0! | #DIV/0! | 6549 | 0 | 0 | 0 | 0 | 0
12 | 6 | 2016 | 341 | 2 | 1.0325 | 0 | #DIV/0! | #DIV/0! | #DIV/0! | #DIV/0! | #DIV/0! | #DIV/0! | #DIV/0! | #DIV/0! | #DIV/0! | #DIV/0! | #DIV/0! | #DIV/0! | #DIV/0! | #DIV/0! | #DIV/0! | #DIV/0! | #DIV/0! | #DIV/0! | #DIV/0! | #DIV/0! | 6550 | 0 | 0 | 0 | 0 | 0
12 | 7 | 2016 | 342 | 3 | 0.0075 | 0 | #DIV/0! | #DIV/0! | #DIV/0! | #DIV/0! | #DIV/0! | #DIV/0! | #DIV/0! | #DIV/0! | #DIV/0! | #DIV/0! | #DIV/0! | #DIV/0! | #DIV/0! | #DIV/0! | #DIV/0! | #DIV/0! | #DIV/0! | #DIV/0! | #DIV/0! | #DIV/0! | 6551 | 0 | 0 | 0 | 0 | 0
12 | 8 | 2016 | 343 | 4 | 0.0025 | 0 | #DIV/0! | #DIV/0! | #DIV/0! | #DIV/0! | #DIV/0! | #DIV/0! | #DIV/0! | #DIV/0! | #DIV/0! | #DIV/0! | #DIV/0! | #DIV/0! | #DIV/0! | #DIV/0! | #DIV/0! | #DIV/0! | #DIV/0! | #DIV/0! | #DIV/0! | #DIV/0! | 6552 | 0 | 0 | 0 | 0 | 0
12 | 9 | 2016 | 344 | 5 | 0 | 0 | #DIV/0! | #DIV/0! | #DIV/0! | #DIV/0! | #DIV/0! | #DIV/0! | #DIV/0! | #DIV/0! | #DIV/0! | #DIV/0! | #DIV/0! | #DIV/0! | #DIV/0! | #DIV/0! | #DIV/0! | #DIV/0! | #DIV/0! | #DIV/0! | #DIV/0! | #DIV/0! | 6553 | 0 | 0 | 0 | 0 | 0
12 | 10 | 2016 | 345 | 6 | 0.0025 | 0 | #DIV/0! | #DIV/0! | #DIV/0! | #DIV/0! | #DIV/0! | #DIV/0! | #DIV/0! | #DIV/0! | #DIV/0! | #DIV/0! | #DIV/0! | #DIV/0! | #DIV/0! | #DIV/0! | #DIV/0! | #DIV/0! | #DIV/0! | #DIV/0! | #DIV/0! | #DIV/0! | 6554 | 0 | 0 | 0 | 0 | 0
12 | 11 | 2016 | 346 | 7 | 0.0525 | 0 | #DIV/0! | #DIV/0! | #DIV/0! | #DIV/0! | #DIV/0! | #DIV/0! | #DIV/0! | #DIV/0! | #DIV/0! | #DIV/0! | #DIV/0! | #DIV/0! | #DIV/0! | #DIV/0! | #DIV/0! | #DIV/0! | #DIV/0! | #DIV/0! | #DIV/0! | #DIV/0! | 6555 | 0 | 0 | 0 | 0 | 0
12 | 12 | 2016 | 347 | 1 | 0.115 | 0 | #DIV/0! | #DIV/0! | #DIV/0! | #DIV/0! | #DIV/0! | #DIV/0! | #DIV/0! | #DIV/0! | #DIV/0! | #DIV/0! | #DIV/0! | #DIV/0! | #DIV/0! | #DIV/0! | #DIV/0! | #DIV/0! | #DIV/0! | #DIV/0! | #DIV/0! | #DIV/0! | 6556 | 0 | 0 | 0 | 0 | 0
12 | 13 | 2016 | 348 | 2 | 0.0025 | 0 | #DIV/0! | #DIV/0! | #DIV/0! | #DIV/0! | #DIV/0! | #DIV/0! | #DIV/0! | #DIV/0! | #DIV/0! | #DIV/0! | #DIV/0! | #DIV/0! | #DIV/0! | #DIV/0! | #DIV/0! | #DIV/0! | #DIV/0! | #DIV/0! | #DIV/0! | #DIV/0! | 6557 | 0 | 0 | 0 | 0 | 0
12 | 14 | 2016 | 349 | 3 | 0 | 0 | #DIV/0! | #DIV/0! | #DIV/0! | #DIV/0! | #DIV/0! | #DIV/0! | #DIV/0! | #DIV/0! | #DIV/0! | #DIV/0! | #DIV/0! | #DIV/0! | #DIV/0! | #DIV/0! | #DIV/0! | #DIV/0! | #DIV/0! | #DIV/0! | #DIV/0! | #DIV/0! | 6558 | 0 | 0 | 0 | 0 | 0
12 | 15 | 2016 | 350 | 4 | 0 | 0 | #DIV/0! | #DIV/0! | #DIV/0! | #DIV/0! | #DIV/0! | #DIV/0! | #DIV/0! | #DIV/0! | #DIV/0! | #DIV/0! | #DIV/0! | #DIV/0! | #DIV/0! | #DIV/0! | #DIV/0! | #DIV/0! | #DIV/0! | #DIV/0! | #DIV/0! | #DIV/0! | 6559 | 0 | 0 | 0 | 0 | 0
12 | 16 | 2016 | 351 | 5 | 0.005 | 0 | #DIV/0! | #DIV/0! | #DIV/0! | #DIV/0! | #DIV/0! | #DIV/0! | #DIV/0! | #DIV/0! | #DIV/0! | #DIV/0! | #DIV/0! | #DIV/0! | #DIV/0! | #DIV/0! | #DIV/0! | #DIV/0! | #DIV/0! | #DIV/0! | #DIV/0! | #DIV/0! | 6560 | 0 | 0 | 0 | 0 | 0
12 | 17 | 2016 | 352 | 6 | 0.3 | 0 | #DIV/0! | #DIV/0! | #DIV/0! | #DIV/0! | #DIV/0! | #DIV/0! | #DIV/0! | #DIV/0! | #DIV/0! | #DIV/0! | #DIV/0! | #DIV/0! | #DIV/0! | #DIV/0! | #DIV/0! | #DIV/0! | #DIV/0! | #DIV/0! | #DIV/0! | #DIV/0! | 6561 | 0 | 0 | 0 | 0 | 0
12 | 18 | 2016 | 353 | 7 | 0.02 | 0 | #DIV/0! | #DIV/0! | #DIV/0! | #DIV/0! | #DIV/0! | #DIV/0! | #DIV/0! | #DIV/0! | #DIV/0! | #DIV/0! | #DIV/0! | #DIV/0! | #DIV/0! | #DIV/0! | #DIV/0! | #DIV/0! | #DIV/0! | #DIV/0! | #DIV/0! | #DIV/0! | 6562 | 0 | 0 | 0 | 0 | 0
12 | 19 | 2016 | 354 | 1 | 0.0025 | 0 | #DIV/0! | #DIV/0! | #DIV/0! | #DIV/0! | #DIV/0! | #DIV/0! | #DIV/0! | #DIV/0! | #DIV/0! | #DIV/0! | #DIV/0! | #DIV/0! | #DIV/0! | #DIV/0! | #DIV/0! | #DIV/0! | #DIV/0! | #DIV/0! | #DIV/0! | #DIV/0! | 6563 | 0 | 0 | 0 | 0 | 0
12 | 20 | 2016 | 355 | 2 | 0 | 0 | #DIV/0! | #DIV/0! | #DIV/0! | #DIV/0! | #DIV/0! | #DIV/0! | #DIV/0! | #DIV/0! | #DIV/0! | #DIV/0! | #DIV/0! | #DIV/0! | #DIV/0! | #DIV/0! | #DIV/0! | #DIV/0! | #DIV/0! | #DIV/0! | #DIV/0! | #DIV/0! | 6564 | 0 | 0 | 0 | 0 | 0
12 | 21 | 2016 | 356 | 3 | 0 | 0 | #DIV/0! | #DIV/0! | #DIV/0! | #DIV/0! | #DIV/0! | #DIV/0! | #DIV/0! | #DIV/0! | #DIV/0! | #DIV/0! | #DIV/0! | #DIV/0! | #DIV/0! | #DIV/0! | #DIV/0! | #DIV/0! | #DIV/0! | #DIV/0! | #DIV/0! | #DIV/0! | 6565 | 0 | 0 | 0 | 0 | 0
12 | 22 | 2016 | 357 | 4 | 0 | 0 | #DIV/0! | #DIV/0! | #DIV/0! | #DIV/0! | #DIV/0! | #DIV/0! | #DIV/0! | #DIV/0! | #DIV/0! | #DIV/0! | #DIV/0! | #DIV/0! | #DIV/0! | #DIV/0! | #DIV/0! | #DIV/0! | #DIV/0! | #DIV/0! | #DIV/0! | #DIV/0! | 6566 | 0 | 0 | 0 | 0 | 0
12 | 23 | 2016 | 358 | 5 | 0.0875 | 0 | #DIV/0! | #DIV/0! | #DIV/0! | #DIV/0! | #DIV/0! | #DIV/0! | #DIV/0! | #DIV/0! | #DIV/0! | #DIV/0! | #DIV/0! | #DIV/0! | #DIV/0! | #DIV/0! | #DIV/0! | #DIV/0! | #DIV/0! | #DIV/0! | #DIV/0! | #DIV/0! | 6567 | 0 | 0 | 0 | 0 | 0
12 | 24 | 2016 | 359 | 6 | 0.4275 | 0 | #DIV/0! | #DIV/0! | #DIV/0! | #DIV/0! | #DIV/0! | #DIV/0! | #DIV/0! | #DIV/0! | #DIV/0! | #DIV/0! | #DIV/0! | #DIV/0! | #DIV/0! | #DIV/0! | #DIV/0! | #DIV/0! | #DIV/0! | #DIV/0! | #DIV/0! | #DIV/0! | 6568 | 0 | 0 | 0 | 0 | 0
12 | 25 | 2016 | 360 | 7 | 0.005 | 0 | #DIV/0! | #DIV/0! | #DIV/0! | #DIV/0! | #DIV/0! | #DIV/0! | #DIV/0! | #DIV/0! | #DIV/0! | #DIV/0! | #DIV/0! | #DIV/0! | #DIV/0! | #DIV/0! | #DIV/0! | #DIV/0! | #DIV/0! | #DIV/0! | #DIV/0! | #DIV/0! | 6569 | 0 | 0 | 0 | 0 | 0
12 | 26 | 2016 | 361 | 1 | 0.0025 | 0 | #DIV/0! | #DIV/0! | #DIV/0! | #DIV/0! | #DIV/0! | #DIV/0! | #DIV/0! | #DIV/0! | #DIV/0! | #DIV/0! | #DIV/0! | #DIV/0! | #DIV/0! | #DIV/0! | #DIV/0! | #DIV/0! | #DIV/0! | #DIV/0! | #DIV/0! | #DIV/0! | 6570 | 0 | 0 | 0 | 0 | 0
12 | 27 | 2016 | 362 | 2 | 0.0075 | 0 | #DIV/0! | #DIV/0! | #DIV/0! | #DIV/0! | #DIV/0! | #DIV/0! | #DIV/0! | #DIV/0! | #DIV/0! | #DIV/0! | #DIV/0! | #DIV/0! | #DIV/0! | #DIV/0! | #DIV/0! | #DIV/0! | #DIV/0! | #DIV/0! | #DIV/0! | #DIV/0! | 6571 | 0 | 0 | 0 | 0 | 0
12 | 28 | 2016 | 363 | 3 | 0.055 | 0 | #DIV/0! | #DIV/0! | #DIV/0! | #DIV/0! | #DIV/0! | #DIV/0! | #DIV/0! | #DIV/0! | #DIV/0! | #DIV/0! | #DIV/0! | #DIV/0! | #DIV/0! | #DIV/0! | #DIV/0! | #DIV/0! | #DIV/0! | #DIV/0! | #DIV/0! | #DIV/0! | 6572 | 0 | 0 | 0 | 0 | 0
12 | 29 | 2016 | 364 | 4 | 0.195 | 0 | #DIV/0! | #DIV/0! | #DIV/0! | #DIV/0! | #DIV/0! | #DIV/0! | #DIV/0! | #DIV/0! | #DIV/0! | #DIV/0! | #DIV/0! | #DIV/0! | #DIV/0! | #DIV/0! | #DIV/0! | #DIV/0! | #DIV/0! | #DIV/0! | #DIV/0! | #DIV/0! | 6573 | 0 | 0 | 0 | 0 | 0
12 | 30 | 2016 | 365 | 5 | 0.0025 | 0 | #DIV/0! | #DIV/0! | #DIV/0! | #DIV/0! | #DIV/0! | #DIV/0! | #DIV/0! | #DIV/0! | #DIV/0! | #DIV/0! | #DIV/0! | #DIV/0! | #DIV/0! | #DIV/0! | #DIV/0! | #DIV/0! | #DIV/0! | #DIV/0! | #DIV/0! | #DIV/0! | 6574 | 0 | 0 | 0 | 0 | 0
12 | 31 | 2016 | 1 | 6 | 0 | 0 | #DIV/0! | #DIV/0! | #DIV/0! | #DIV/0! | #DIV/0! | #DIV/0! | #DIV/0! | #DIV/0! | #DIV/0! | #DIV/0! | #DIV/0! | #DIV/0! | #DIV/0! | #DIV/0! | #DIV/0! | #DIV/0! | #DIV/0! | #DIV/0! | #DIV/0! | #DIV/0! | 6575 | 0 | 0 | 0 | 0 | 0
1 | 1 | 2017 | 2 | 7 | 0.0225 | 0 | #DIV/0! | #DIV/0! | #DIV/0! | #DIV/0! | #DIV/0! | #DIV/0! | #DIV/0! | #DIV/0! | #DIV/0! | #DIV/0! | #DIV/0! | #DIV/0! | #DIV/0! | #DIV/0! | #DIV/0! | #DIV/0! | #DIV/0! | #DIV/0! | #DIV/0! | #DIV/0! | 6576 | 0 | 0 | 0 | 0 | 0
1 | 2 | 2017 | 3 | 1 | 0.3275 | 0 | #DIV/0! | #DIV/0! | #DIV/0! | #DIV/0! | #DIV/0! | #DIV/0! | #DIV/0! | #DIV/0! | #DIV/0! | #DIV/0! | #DIV/0! | #DIV/0! | #DIV/0! | #DIV/0! | #DIV/0! | #DIV/0! | #DIV/0! | #DIV/0! | #DIV/0! | #DIV/0! | 6577 | 0 | 0 | 0 | 0 | 0
1 | 3 | 2017 | 4 | 2 | 0.8225 | 0 | #DIV/0! | #DIV/0! | #DIV/0! | #DIV/0! | #DIV/0! | #DIV/0! | #DIV/0! | #DIV/0! | #DIV/0! | #DIV/0! | #DIV/0! | #DIV/0! | #DIV/0! | #DIV/0! | #DIV/0! | #DIV/0! | #DIV/0! | #DIV/0! | #DIV/0! | #DIV/0! | 6578 | 0 | 0 | 0 | 0 | 0
1 | 4 | 2017 | 5 | 3 | 0.0175 | 0 | #DIV/0! | #DIV/0! | #DIV/0! | #DIV/0! | #DIV/0! | #DIV/0! | #DIV/0! | #DIV/0! | #DIV/0! | #DIV/0! | #DIV/0! | #DIV/0! | #DIV/0! | #DIV/0! | #DIV/0! | #DIV/0! | #DIV/0! | #DIV/0! | #DIV/0! | #DIV/0! | 6579 | 0 | 0 | 0 | 0 | 0
1 | 5 | 2017 | 6 | 4 | 0 | 0 | #DIV/0! | #DIV/0! | #DIV/0! | #DIV/0! | #DIV/0! | #DIV/0! | #DIV/0! | #DIV/0! | #DIV/0! | #DIV/0! | #DIV/0! | #DIV/0! | #DIV/0! | #DIV/0! | #DIV/0! | #DIV/0! | #DIV/0! | #DIV/0! | #DIV/0! | #DIV/0! | 6580 | 0 | 0 | 0 | 0 | 0
1 | 6 | 2017 | 7 | 5 | 0.005 | 0 | #DIV/0! | #DIV/0! | #DIV/0! | #DIV/0! | #DIV/0! | #DIV/0! | #DIV/0! | #DIV/0! | #DIV/0! | #DIV/0! | #DIV/0! | #DIV/0! | #DIV/0! | #DIV/0! | #DIV/0! | #DIV/0! | #DIV/0! | #DIV/0! | #DIV/0! | #DIV/0! | 6581 | 0 | 0 | 0 | 0 | 0
1 | 7 | 2017 | 8 | 6 | 0.035 | 0 | #DIV/0! | #DIV/0! | #DIV/0! | #DIV/0! | #DIV/0! | #DIV/0! | #DIV/0! | #DIV/0! | #DIV/0! | #DIV/0! | #DIV/0! | #DIV/0! | #DIV/0! | #DIV/0! | #DIV/0! | #DIV/0! | #DIV/0! | #DIV/0! | #DIV/0! | #DIV/0! | 6582 | 0 | 0 | 0 | 0 | 0
1 | 8 | 2017 | 9 | 7 | 0 | 0 | #DIV/0! | #DIV/0! | #DIV/0! | #DIV/0! | #DIV/0! | #DIV/0! | #DIV/0! | #DIV/0! | #DIV/0! | #DIV/0! | #DIV/0! | #DIV/0! | #DIV/0! | #DIV/0! | #DIV/0! | #DIV/0! | #DIV/0! | #DIV/0! | #DIV/0! | #DIV/0! | 6583 | 0 | 0 | 0 | 0 | 0
1 | 9 | 2017 | 10 | 1 | 0 | 0 | #DIV/0! | #DIV/0! | #DIV/0! | #DIV/0! | #DIV/0! | #DIV/0! | #DIV/0! | #DIV/0! | #DIV/0! | #DIV/0! | #DIV/0! | #DIV/0! | #DIV/0! | #DIV/0! | #DIV/0! | #DIV/0! | #DIV/0! | #DIV/0! | #DIV/0! | #DIV/0! | 6584 | 0 | 0 | 0 | 0 | 0
1 | 10 | 2017 | 11 | 2 | 0.0175 | 0 | #DIV/0! | #DIV/0! | #DIV/0! | #DIV/0! | #DIV/0! | #DIV/0! | #DIV/0! | #DIV/0! | #DIV/0! | #DIV/0! | #DIV/0! | #DIV/0! | #DIV/0! | #DIV/0! | #DIV/0! | #DIV/0! | #DIV/0! | #DIV/0! | #DIV/0! | #DIV/0! | 6585 | 0 | 0 | 0 | 0 | 0
1 | 11 | 2017 | 12 | 3 | 0.0975 | 0 | #DIV/0! | #DIV/0! | #DIV/0! | #DIV/0! | #DIV/0! | #DIV/0! | #DIV/0! | #DIV/0! | #DIV/0! | #DIV/0! | #DIV/0! | #DIV/0! | #DIV/0! | #DIV/0! | #DIV/0! | #DIV/0! | #DIV/0! | #DIV/0! | #DIV/0! | #DIV/0! | 6586 | 0 | 0 | 0 | 0 | 0
1 | 12 | 2017 | 13 | 4 | 0.02 | 0 | #DIV/0! | #DIV/0! | #DIV/0! | #DIV/0! | #DIV/0! | #DIV/0! | #DIV/0! | #DIV/0! | #DIV/0! | #DIV/0! | #DIV/0! | #DIV/0! | #DIV/0! | #DIV/0! | #DIV/0! | #DIV/0! | #DIV/0! | #DIV/0! | #DIV/0! | #DIV/0! | 6587 | 0 | 0 | 0 | 0 | 0
1 | 13 | 2017 | 14 | 5 | 0.0125 | 0 | #DIV/0! | #DIV/0! | #DIV/0! | #DIV/0! | #DIV/0! | #DIV/0! | #DIV/0! | #DIV/0! | #DIV/0! | #DIV/0! | #DIV/0! | #DIV/0! | #DIV/0! | #DIV/0! | #DIV/0! | #DIV/0! | #DIV/0! | #DIV/0! | #DIV/0! | #DIV/0! | 6588 | 0 | 0 | 0 | 0 | 0
1 | 14 | 2017 | 15 | 6 | 0.2475 | 0 | #DIV/0! | #DIV/0! | #DIV/0! | #DIV/0! | #DIV/0! | #DIV/0! | #DIV/0! | #DIV/0! | #DIV/0! | #DIV/0! | #DIV/0! | #DIV/0! | #DIV/0! | #DIV/0! | #DIV/0! | #DIV/0! | #DIV/0! | #DIV/0! | #DIV/0! | #DIV/0! | 6589 | 0 | 0 | 0 | 0 | 0
1 | 15 | 2017 | 16 | 7 | 0.0025 | 0 | #DIV/0! | #DIV/0! | #DIV/0! | #DIV/0! | #DIV/0! | #DIV/0! | #DIV/0! | #DIV/0! | #DIV/0! | #DIV/0! | #DIV/0! | #DIV/0! | #DIV/0! | #DIV/0! | #DIV/0! | #DIV/0! | #DIV/0! | #DIV/0! | #DIV/0! | #DIV/0! | 6590 | 0 | 0 | 0 | 0 | 0
1 | 16 | 2017 | 17 | 1 | 0.015 | 0 | #DIV/0! | #DIV/0! | #DIV/0! | #DIV/0! | #DIV/0! | #DIV/0! | #DIV/0! | #DIV/0! | #DIV/0! | #DIV/0! | #DIV/0! | #DIV/0! | #DIV/0! | #DIV/0! | #DIV/0! | #DIV/0! | #DIV/0! | #DIV/0! | #DIV/0! | #DIV/0! | 6591 | 0 | 0 | 0 | 0 | 0
1 | 17 | 2017 | 18 | 2 | 0.175 | 0 | #DIV/0! | #DIV/0! | #DIV/0! | #DIV/0! | #DIV/0! | #DIV/0! | #DIV/0! | #DIV/0! | #DIV/0! | #DIV/0! | #DIV/0! | #DIV/0! | #DIV/0! | #DIV/0! | #DIV/0! | #DIV/0! | #DIV/0! | #DIV/0! | #DIV/0! | #DIV/0! | 6592 | 0 | 0 | 0 | 0 | 0
1 | 18 | 2017 | 19 | 3 | 0.0025 | 0 | #DIV/0! | #DIV/0! | #DIV/0! | #DIV/0! | #DIV/0! | #DIV/0! | #DIV/0! | #DIV/0! | #DIV/0! | #DIV/0! | #DIV/0! | #DIV/0! | #DIV/0! | #DIV/0! | #DIV/0! | #DIV/0! | #DIV/0! | #DIV/0! | #DIV/0! | #DIV/0! | 6593 | 0 | 0 | 0 | 0 | 0
1 | 19 | 2017 | 20 | 4 | 0.0025 | 0 | #DIV/0! | #DIV/0! | #DIV/0! | #DIV/0! | #DIV/0! | #DIV/0! | #DIV/0! | #DIV/0! | #DIV/0! | #DIV/0! | #DIV/0! | #DIV/0! | #DIV/0! | #DIV/0! | #DIV/0! | #DIV/0! | #DIV/0! | #DIV/0! | #DIV/0! | #DIV/0! | 6594 | 0 | 0 | 0 | 0 | 0
1 | 20 | 2017 | 21 | 5 | 0.025 | 0 | #DIV/0! | #DIV/0! | #DIV/0! | #DIV/0! | #DIV/0! | #DIV/0! | #DIV/0! | #DIV/0! | #DIV/0! | #DIV/0! | #DIV/0! | #DIV/0! | #DIV/0! | #DIV/0! | #DIV/0! | #DIV/0! | #DIV/0! | #DIV/0! | #DIV/0! | #DIV/0! | 6595 | 0 | 0 | 0 | 0 | 0
1 | 21 | 2017 | 22 | 6 | 0.0025 | 0 | #DIV/0! | #DIV/0! | #DIV/0! | #DIV/0! | #DIV/0! | #DIV/0! | #DIV/0! | #DIV/0! | #DIV/0! | #DIV/0! | #DIV/0! | #DIV/0! | #DIV/0! | #DIV/0! | #DIV/0! | #DIV/0! | #DIV/0! | #DIV/0! | #DIV/0! | #DIV/0! | 6596 | 0 | 0 | 0 | 0 | 0
1 | 22 | 2017 | 23 | 7 | 0.1425 | 0 | #DIV/0! | #DIV/0! | #DIV/0! | #DIV/0! | #DIV/0! | #DIV/0! | #DIV/0! | #DIV/0! | #DIV/0! | #DIV/0! | #DIV/0! | #DIV/0! | #DIV/0! | #DIV/0! | #DIV/0! | #DIV/0! | #DIV/0! | #DIV/0! | #DIV/0! | #DIV/0! | 6597 | 0 | 0 | 0 | 0 | 0
1 | 23 | 2017 | 24 | 1 | 0.685 | 0 | #DIV/0! | #DIV/0! | #DIV/0! | #DIV/0! | #DIV/0! | #DIV/0! | #DIV/0! | #DIV/0! | #DIV/0! | #DIV/0! | #DIV/0! | #DIV/0! | #DIV/0! | #DIV/0! | #DIV/0! | #DIV/0! | #DIV/0! | #DIV/0! | #DIV/0! | #DIV/0! | 6598 | 0 | 0 | 0 | 0 | 0
1 | 24 | 2017 | 25 | 2 | 0.03 | 0 | #DIV/0! | #DIV/0! | #DIV/0! | #DIV/0! | #DIV/0! | #DIV/0! | #DIV/0! | #DIV/0! | #DIV/0! | #DIV/0! | #DIV/0! | #DIV/0! | #DIV/0! | #DIV/0! | #DIV/0! | #DIV/0! | #DIV/0! | #DIV/0! | #DIV/0! | #DIV/0! | 6599 | 0 | 0 | 0 | 0 | 0
1 | 25 | 2017 | 26 | 3 | 0 | 0 | #DIV/0! | #DIV/0! | #DIV/0! | #DIV/0! | #DIV/0! | #DIV/0! | #DIV/0! | #DIV/0! | #DIV/0! | #DIV/0! | #DIV/0! | #DIV/0! | #DIV/0! | #DIV/0! | #DIV/0! | #DIV/0! | #DIV/0! | #DIV/0! | #DIV/0! | #DIV/0! | 6600 | 0 | 0 | 0 | 0 | 0
1 | 26 | 2017 | 27 | 4 | 0.0025 | 0 | #DIV/0! | #DIV/0! | #DIV/0! | #DIV/0! | #DIV/0! | #DIV/0! | #DIV/0! | #DIV/0! | #DIV/0! | #DIV/0! | #DIV/0! | #DIV/0! | #DIV/0! | #DIV/0! | #DIV/0! | #DIV/0! | #DIV/0! | #DIV/0! | #DIV/0! | #DIV/0! | 6601 | 0 | 0 | 0 | 0 | 0
1 | 27 | 2017 | 28 | 5 | 0 | 0 | #DIV/0! | #DIV/0! | #DIV/0! | #DIV/0! | #DIV/0! | #DIV/0! | #DIV/0! | #DIV/0! | #DIV/0! | #DIV/0! | #DIV/0! | #DIV/0! | #DIV/0! | #DIV/0! | #DIV/0! | #DIV/0! | #DIV/0! | #DIV/0! | #DIV/0! | #DIV/0! | 6602 | 0 | 0 | 0 | 0 | 0
1 | 28 | 2017 | 29 | 6 | 0 | 0 | #DIV/0! | #DIV/0! | #DIV/0! | #DIV/0! | #DIV/0! | #DIV/0! | #DIV/0! | #DIV/0! | #DIV/0! | #DIV/0! | #DIV/0! | #DIV/0! | #DIV/0! | #DIV/0! | #DIV/0! | #DIV/0! | #DIV/0! | #DIV/0! | #DIV/0! | #DIV/0! | 6603 | 0 | 0 | 0 | 0 | 0
1 | 29 | 2017 | 30 | 7 | 0.025 | 0 | #DIV/0! | #DIV/0! | #DIV/0! | #DIV/0! | #DIV/0! | #DIV/0! | #DIV/0! | #DIV/0! | #DIV/0! | #DIV/0! | #DIV/0! | #DIV/0! | #DIV/0! | #DIV/0! | #DIV/0! | #DIV/0! | #DIV/0! | #DIV/0! | #DIV/0! | #DIV/0! | 6604 | 0 | 0 | 0 | 0 | 0
1 | 30 | 2017 | 31 | 1 | 0.0225 | 0 | #DIV/0! | #DIV/0! | #DIV/0! | #DIV/0! | #DIV/0! | #DIV/0! | #DIV/0! | #DIV/0! | #DIV/0! | #DIV/0! | #DIV/0! | #DIV/0! | #DIV/0! | #DIV/0! | #DIV/0! | #DIV/0! | #DIV/0! | #DIV/0! | #DIV/0! | #DIV/0! | 6605 | 0 | 0 | 0 | 0 | 0
1 | 31 | 2017 | 32 | 2 | 0 | 0 | #DIV/0! | #DIV/0! | #DIV/0! | #DIV/0! | #DIV/0! | #DIV/0! | #DIV/0! | #DIV/0! | #DIV/0! | #DIV/0! | #DIV/0! | #DIV/0! | #DIV/0! | #DIV/0! | #DIV/0! | #DIV/0! | #DIV/0! | #DIV/0! | #DIV/0! | #DIV/0! | 6606 | 0 | 0 | 0 | 0 | 0
2 | 1 | 2017 | 33 | 3 | 0 | 0 | #DIV/0! | #DIV/0! | #DIV/0! | #DIV/0! | #DIV/0! | #DIV/0! | #DIV/0! | #DIV/0! | #DIV/0! | #DIV/0! | #DIV/0! | #DIV/0! | #DIV/0! | #DIV/0! | #DIV/0! | #DIV/0! | #DIV/0! | #DIV/0! | #DIV/0! | #DIV/0! | 6607 | 0 | 0 | 0 | 0 | 0
2 | 2 | 2017 | 34 | 4 | 0 | 0 | #DIV/0! | #DIV/0! | #DIV/0! | #DIV/0! | #DIV/0! | #DIV/0! | #DIV/0! | #DIV/0! | #DIV/0! | #DIV/0! | #DIV/0! | #DIV/0! | #DIV/0! | #DIV/0! | #DIV/0! | #DIV/0! | #DIV/0! | #DIV/0! | #DIV/0! | #DIV/0! | 6608 | 0 | 0 | 0 | 0 | 0
2 | 3 | 2017 | 35 | 5 | 0 | 0 | #DIV/0! | #DIV/0! | #DIV/0! | #DIV/0! | #DIV/0! | #DIV/0! | #DIV/0! | #DIV/0! | #DIV/0! | #DIV/0! | #DIV/0! | #DIV/0! | #DIV/0! | #DIV/0! | #DIV/0! | #DIV/0! | #DIV/0! | #DIV/0! | #DIV/0! | #DIV/0! | 6609 | 0 | 0 | 0 | 0 | 0
2 | 4 | 2017 | 36 | 6 | 0 | 0 | #DIV/0! | #DIV/0! | #DIV/0! | #DIV/0! | #DIV/0! | #DIV/0! | #DIV/0! | #DIV/0! | #DIV/0! | #DIV/0! | #DIV/0! | #DIV/0! | #DIV/0! | #DIV/0! | #DIV/0! | #DIV/0! | #DIV/0! | #DIV/0! | #DIV/0! | #DIV/0! | 6610 | 0 | 0 | 0 | 0 | 0
2 | 5 | 2017 | 37 | 7 | 0 | 0 | #DIV/0! | #DIV/0! | #DIV/0! | #DIV/0! | #DIV/0! | #DIV/0! | #DIV/0! | #DIV/0! | #DIV/0! | #DIV/0! | #DIV/0! | #DIV/0! | #DIV/0! | #DIV/0! | #DIV/0! | #DIV/0! | #DIV/0! | #DIV/0! | #DIV/0! | #DIV/0! | 6611 | 0 | 0 | 0 | 0 | 0
2 | 6 | 2017 | 38 | 1 | 0.0025 | 0 | #DIV/0! | #DIV/0! | #DIV/0! | #DIV/0! | #DIV/0! | #DIV/0! | #DIV/0! | #DIV/0! | #DIV/0! | #DIV/0! | #DIV/0! | #DIV/0! | #DIV/0! | #DIV/0! | #DIV/0! | #DIV/0! | #DIV/0! | #DIV/0! | #DIV/0! | #DIV/0! | 6612 | 0 | 0 | 0 | 0 | 0
2 | 7 | 2017 | 39 | 2 | 0 | 0 | #DIV/0! | #DIV/0! | #DIV/0! | #DIV/0! | #DIV/0! | #DIV/0! | #DIV/0! | #DIV/0! | #DIV/0! | #DIV/0! | #DIV/0! | #DIV/0! | #DIV/0! | #DIV/0! | #DIV/0! | #DIV/0! | #DIV/0! | #DIV/0! | #DIV/0! | #DIV/0! | 6613 | 0 | 0 | 0 | 0 | 0
2 | 8 | 2017 | 40 | 3 | 0.035 | 0 | #DIV/0! | #DIV/0! | #DIV/0! | #DIV/0! | #DIV/0! | #DIV/0! | #DIV/0! | #DIV/0! | #DIV/0! | #DIV/0! | #DIV/0! | #DIV/0! | #DIV/0! | #DIV/0! | #DIV/0! | #DIV/0! | #DIV/0! | #DIV/0! | #DIV/0! | #DIV/0! | 6614 | 0 | 0 | 0 | 0 | 0
2 | 9 | 2017 | 41 | 4 | 0.145 | 0 | #DIV/0! | #DIV/0! | #DIV/0! | #DIV/0! | #DIV/0! | #DIV/0! | #DIV/0! | #DIV/0! | #DIV/0! | #DIV/0! | #DIV/0! | #DIV/0! | #DIV/0! | #DIV/0! | #DIV/0! | #DIV/0! | #DIV/0! | #DIV/0! | #DIV/0! | #DIV/0! | 6615 | 0 | 0 | 0 | 0 | 0
2 | 10 | 2017 | 42 | 5 | 0 | 0 | #DIV/0! | #DIV/0! | #DIV/0! | #DIV/0! | #DIV/0! | #DIV/0! | #DIV/0! | #DIV/0! | #DIV/0! | #DIV/0! | #DIV/0! | #DIV/0! | #DIV/0! | #DIV/0! | #DIV/0! | #DIV/0! | #DIV/0! | #DIV/0! | #DIV/0! | #DIV/0! | 6616 | 0 | 0 | 0 | 0 | 0
2 | 11 | 2017 | 43 | 6 | 0 | 0 | #DIV/0! | #DIV/0! | #DIV/0! | #DIV/0! | #DIV/0! | #DIV/0! | #DIV/0! | #DIV/0! | #DIV/0! | #DIV/0! | #DIV/0! | #DIV/0! | #DIV/0! | #DIV/0! | #DIV/0! | #DIV/0! | #DIV/0! | #DIV/0! | #DIV/0! | #DIV/0! | 6617 | 0 | 0 | 0 | 0 | 0
2 | 12 | 2017 | 44 | 7 | 0.08 | 0 | #DIV/0! | #DIV/0! | #DIV/0! | #DIV/0! | #DIV/0! | #DIV/0! | #DIV/0! | #DIV/0! | #DIV/0! | #DIV/0! | #DIV/0! | #DIV/0! | #DIV/0! | #DIV/0! | #DIV/0! | #DIV/0! | #DIV/0! | #DIV/0! | #DIV/0! | #DIV/0! | 6618 | 0 | 0 | 0 | 0 | 0
2 | 13 | 2017 | 45 | 1 | 0 | 0 | #DIV/0! | #DIV/0! | #DIV/0! | #DIV/0! | #DIV/0! | #DIV/0! | #DIV/0! | #DIV/0! | #DIV/0! | #DIV/0! | #DIV/0! | #DIV/0! | #DIV/0! | #DIV/0! | #DIV/0! | #DIV/0! | #DIV/0! | #DIV/0! | #DIV/0! | #DIV/0! | 6619 | 0 | 0 | 0 | 0 | 0
2 | 14 | 2017 | 46 | 2 | 0.005 | 0 | #DIV/0! | #DIV/0! | #DIV/0! | #DIV/0! | #DIV/0! | #DIV/0! | #DIV/0! | #DIV/0! | #DIV/0! | #DIV/0! | #DIV/0! | #DIV/0! | #DIV/0! | #DIV/0! | #DIV/0! | #DIV/0! | #DIV/0! | #DIV/0! | #DIV/0! | #DIV/0! | 6620 | 0 | 0 | 0 | 0 | 0
2 | 15 | 2017 | 47 | 3 | 0.0025 | 0 | #DIV/0! | #DIV/0! | #DIV/0! | #DIV/0! | #DIV/0! | #DIV/0! | #DIV/0! | #DIV/0! | #DIV/0! | #DIV/0! | #DIV/0! | #DIV/0! | #DIV/0! | #DIV/0! | #DIV/0! | #DIV/0! | #DIV/0! | #DIV/0! | #DIV/0! | #DIV/0! | 6621 | 0 | 0 | 0 | 0 | 0
2 | 16 | 2017 | 48 | 4 | 0 | 0 | #DIV/0! | #DIV/0! | #DIV/0! | #DIV/0! | #DIV/0! | #DIV/0! | #DIV/0! | #DIV/0! | #DIV/0! | #DIV/0! | #DIV/0! | #DIV/0! | #DIV/0! | #DIV/0! | #DIV/0! | #DIV/0! | #DIV/0! | #DIV/0! | #DIV/0! | #DIV/0! | 6622 | 0 | 0 | 0 | 0 | 0
2 | 17 | 2017 | 49 | 5 | 0 | 0 | #DIV/0! | #DIV/0! | #DIV/0! | #DIV/0! | #DIV/0! | #DIV/0! | #DIV/0! | #DIV/0! | #DIV/0! | #DIV/0! | #DIV/0! | #DIV/0! | #DIV/0! | #DIV/0! | #DIV/0! | #DIV/0! | #DIV/0! | #DIV/0! | #DIV/0! | #DIV/0! | 6623 | 0 | 0 | 0 | 0 | 0
2 | 18 | 2017 | 50 | 6 | 0.005 | 0 | #DIV/0! | #DIV/0! | #DIV/0! | #DIV/0! | #DIV/0! | #DIV/0! | #DIV/0! | #DIV/0! | #DIV/0! | #DIV/0! | #DIV/0! | #DIV/0! | #DIV/0! | #DIV/0! | #DIV/0! | #DIV/0! | #DIV/0! | #DIV/0! | #DIV/0! | #DIV/0! | 6624 | 0 | 0 | 0 | 0 | 0
2 | 19 | 2017 | 51 | 7 | 0.0025 | 0 | #DIV/0! | #DIV/0! | #DIV/0! | #DIV/0! | #DIV/0! | #DIV/0! | #DIV/0! | #DIV/0! | #DIV/0! | #DIV/0! | #DIV/0! | #DIV/0! | #DIV/0! | #DIV/0! | #DIV/0! | #DIV/0! | #DIV/0! | #DIV/0! | #DIV/0! | #DIV/0! | 6625 | 0 | 0 | 0 | 0 | 0
2 | 20 | 2017 | 52 | 1 | 0 | 0 | #DIV/0! | #DIV/0! | #DIV/0! | #DIV/0! | #DIV/0! | #DIV/0! | #DIV/0! | #DIV/0! | #DIV/0! | #DIV/0! | #DIV/0! | #DIV/0! | #DIV/0! | #DIV/0! | #DIV/0! | #DIV/0! | #DIV/0! | #DIV/0! | #DIV/0! | #DIV/0! | 6626 | 0 | 0 | 0 | 0 | 0
2 | 21 | 2017 | 53 | 2 | 0.0025 | 0 | #DIV/0! | #DIV/0! | #DIV/0! | #DIV/0! | #DIV/0! | #DIV/0! | #DIV/0! | #DIV/0! | #DIV/0! | #DIV/0! | #DIV/0! | #DIV/0! | #DIV/0! | #DIV/0! | #DIV/0! | #DIV/0! | #DIV/0! | #DIV/0! | #DIV/0! | #DIV/0! | 6627 | 0 | 0 | 0 | 0 | 0
2 | 22 | 2017 | 54 | 3 | 0.0025 | 0 | #DIV/0! | #DIV/0! | #DIV/0! | #DIV/0! | #DIV/0! | #DIV/0! | #DIV/0! | #DIV/0! | #DIV/0! | #DIV/0! | #DIV/0! | #DIV/0! | #DIV/0! | #DIV/0! | #DIV/0! | #DIV/0! | #DIV/0! | #DIV/0! | #DIV/0! | #DIV/0! | 6628 | 0 | 0 | 0 | 0 | 0
2 | 23 | 2017 | 55 | 4 | 0 | 0 | #DIV/0! | #DIV/0! | #DIV/0! | #DIV/0! | #DIV/0! | #DIV/0! | #DIV/0! | #DIV/0! | #DIV/0! | #DIV/0! | #DIV/0! | #DIV/0! | #DIV/0! | #DIV/0! | #DIV/0! | #DIV/0! | #DIV/0! | #DIV/0! | #DIV/0! | #DIV/0! | 6629 | 0 | 0 | 0 | 0 | 0
2 | 24 | 2017 | 56 | 5 | 0 | 0 | #DIV/0! | #DIV/0! | #DIV/0! | #DIV/0! | #DIV/0! | #DIV/0! | #DIV/0! | #DIV/0! | #DIV/0! | #DIV/0! | #DIV/0! | #DIV/0! | #DIV/0! | #DIV/0! | #DIV/0! | #DIV/0! | #DIV/0! | #DIV/0! | #DIV/0! | #DIV/0! | 6630 | 0 | 0 | 0 | 0 | 0
2 | 25 | 2017 | 57 | 6 | 0.3275 | 0 | #DIV/0! | #DIV/0! | #DIV/0! | #DIV/0! | #DIV/0! | #DIV/0! | #DIV/0! | #DIV/0! | #DIV/0! | #DIV/0! | #DIV/0! | #DIV/0! | #DIV/0! | #DIV/0! | #DIV/0! | #DIV/0! | #DIV/0! | #DIV/0! | #DIV/0! | #DIV/0! | 6631 | 0 | 0 | 0 | 0 | 0
2 | 26 | 2017 | 58 | 7 | 0.0025 | 0 | #DIV/0! | #DIV/0! | #DIV/0! | #DIV/0! | #DIV/0! | #DIV/0! | #DIV/0! | #DIV/0! | #DIV/0! | #DIV/0! | #DIV/0! | #DIV/0! | #DIV/0! | #DIV/0! | #DIV/0! | #DIV/0! | #DIV/0! | #DIV/0! | #DIV/0! | #DIV/0! | 6632 | 0 | 0 | 0 | 0 | 0
2 | 27 | 2017 | 59 | 1 | 0 | 0 | #DIV/0! | #DIV/0! | #DIV/0! | #DIV/0! | #DIV/0! | #DIV/0! | #DIV/0! | #DIV/0! | #DIV/0! | #DIV/0! | #DIV/0! | #DIV/0! | #DIV/0! | #DIV/0! | #DIV/0! | #DIV/0! | #DIV/0! | #DIV/0! | #DIV/0! | #DIV/0! | 6633 | 0 | 0 | 0 | 0 | 0
2 | 28 | 2017 | 60 | 2 | 0.33 | 0 | #DIV/0! | #DIV/0! | #DIV/0! | #DIV/0! | #DIV/0! | #DIV/0! | #DIV/0! | #DIV/0! | #DIV/0! | #DIV/0! | #DIV/0! | #DIV/0! | #DIV/0! | #DIV/0! | #DIV/0! | #DIV/0! | #DIV/0! | #DIV/0! | #DIV/0! | #DIV/0! | 6634 | 0 | 0 | 0 | 0 | 0
3 | 1 | 2017 | 61 | 3 | 0.0275 | 0 | #DIV/0! | #DIV/0! | #DIV/0! | #DIV/0! | #DIV/0! | #DIV/0! | #DIV/0! | #DIV/0! | #DIV/0! | #DIV/0! | #DIV/0! | #DIV/0! | #DIV/0! | #DIV/0! | #DIV/0! | #DIV/0! | #DIV/0! | #DIV/0! | #DIV/0! | #DIV/0! | 6635 | 0 | 0 | 0 | 0 | 0
3 | 2 | 2017 | 62 | 4 | 0.005 | 0 | #DIV/0! | #DIV/0! | #DIV/0! | #DIV/0! | #DIV/0! | #DIV/0! | #DIV/0! | #DIV/0! | #DIV/0! | #DIV/0! | #DIV/0! | #DIV/0! | #DIV/0! | #DIV/0! | #DIV/0! | #DIV/0! | #DIV/0! | #DIV/0! | #DIV/0! | #DIV/0! | 6636 | 0 | 0 | 0 | 0 | 0
3 | 3 | 2017 | 63 | 5 | 0 | 0 | #DIV/0! | #DIV/0! | #DIV/0! | #DIV/0! | #DIV/0! | #DIV/0! | #DIV/0! | #DIV/0! | #DIV/0! | #DIV/0! | #DIV/0! | #DIV/0! | #DIV/0! | #DIV/0! | #DIV/0! | #DIV/0! | #DIV/0! | #DIV/0! | #DIV/0! | #DIV/0! | 6637 | 0 | 0 | 0 | 0 | 0
3 | 4 | 2017 | 64 | 6 | 0 | 0 | #DIV/0! | #DIV/0! | #DIV/0! | #DIV/0! | #DIV/0! | #DIV/0! | #DIV/0! | #DIV/0! | #DIV/0! | #DIV/0! | #DIV/0! | #DIV/0! | #DIV/0! | #DIV/0! | #DIV/0! | #DIV/0! | #DIV/0! | #DIV/0! | #DIV/0! | #DIV/0! | 6638 | 0 | 0 | 0 | 0 | 0
3 | 5 | 2017 | 65 | 7 | 0 | 0 | #DIV/0! | #DIV/0! | #DIV/0! | #DIV/0! | #DIV/0! | #DIV/0! | #DIV/0! | #DIV/0! | #DIV/0! | #DIV/0! | #DIV/0! | #DIV/0! | #DIV/0! | #DIV/0! | #DIV/0! | #DIV/0! | #DIV/0! | #DIV/0! | #DIV/0! | #DIV/0! | 6639 | 0 | 0 | 0 | 0 | 0
3 | 6 | 2017 | 66 | 1 | 0 | 0 | #DIV/0! | #DIV/0! | #DIV/0! | #DIV/0! | #DIV/0! | #DIV/0! | #DIV/0! | #DIV/0! | #DIV/0! | #DIV/0! | #DIV/0! | #DIV/0! | #DIV/0! | #DIV/0! | #DIV/0! | #DIV/0! | #DIV/0! | #DIV/0! | #DIV/0! | #DIV/0! | 6640 | 0 | 0 | 0 | 0 | 0
3 | 7 | 2017 | 67 | 2 | 0.105 | 0 | #DIV/0! | #DIV/0! | #DIV/0! | #DIV/0! | #DIV/0! | #DIV/0! | #DIV/0! | #DIV/0! | #DIV/0! | #DIV/0! | #DIV/0! | #DIV/0! | #DIV/0! | #DIV/0! | #DIV/0! | #DIV/0! | #DIV/0! | #DIV/0! | #DIV/0! | #DIV/0! | 6641 | 0 | 0 | 0 | 0 | 0
3 | 8 | 2017 | 68 | 3 | 0.005 | 0 | #DIV/0! | #DIV/0! | #DIV/0! | #DIV/0! | #DIV/0! | #DIV/0! | #DIV/0! | #DIV/0! | #DIV/0! | #DIV/0! | #DIV/0! | #DIV/0! | #DIV/0! | #DIV/0! | #DIV/0! | #DIV/0! | #DIV/0! | #DIV/0! | #DIV/0! | #DIV/0! | 6642 | 0 | 0 | 0 | 0 | 0
3 | 9 | 2017 | 69 | 4 | 0.0025 | 0 | #DIV/0! | #DIV/0! | #DIV/0! | #DIV/0! | #DIV/0! | #DIV/0! | #DIV/0! | #DIV/0! | #DIV/0! | #DIV/0! | #DIV/0! | #DIV/0! | #DIV/0! | #DIV/0! | #DIV/0! | #DIV/0! | #DIV/0! | #DIV/0! | #DIV/0! | #DIV/0! | 6643 | 0 | 0 | 0 | 0 | 0
3 | 10 | 2017 | 70 | 5 | 0.095 | 0 | #DIV/0! | #DIV/0! | #DIV/0! | #DIV/0! | #DIV/0! | #DIV/0! | #DIV/0! | #DIV/0! | #DIV/0! | #DIV/0! | #DIV/0! | #DIV/0! | #DIV/0! | #DIV/0! | #DIV/0! | #DIV/0! | #DIV/0! | #DIV/0! | #DIV/0! | #DIV/0! | 6644 | 0 | 0 | 0 | 0 | 0
3 | 11 | 2017 | 71 | 6 | 0.0025 | 0 | #DIV/0! | #DIV/0! | #DIV/0! | #DIV/0! | #DIV/0! | #DIV/0! | #DIV/0! | #DIV/0! | #DIV/0! | #DIV/0! | #DIV/0! | #DIV/0! | #DIV/0! | #DIV/0! | #DIV/0! | #DIV/0! | #DIV/0! | #DIV/0! | #DIV/0! | #DIV/0! | 6645 | 0 | 0 | 0 | 0 | 0
3 | 12 | 2017 | 72 | 7 | 0 | 0 | #DIV/0! | #DIV/0! | #DIV/0! | #DIV/0! | #DIV/0! | #DIV/0! | #DIV/0! | #DIV/0! | #DIV/0! | #DIV/0! | #DIV/0! | #DIV/0! | #DIV/0! | #DIV/0! | #DIV/0! | #DIV/0! | #DIV/0! | #DIV/0! | #DIV/0! | #DIV/0! | 6646 | 0 | 0 | 0 | 0 | 0
3 | 13 | 2017 | 73 | 1 | 0.5225 | 0 | #DIV/0! | #DIV/0! | #DIV/0! | #DIV/0! | #DIV/0! | #DIV/0! | #DIV/0! | #DIV/0! | #DIV/0! | #DIV/0! | #DIV/0! | #DIV/0! | #DIV/0! | #DIV/0! | #DIV/0! | #DIV/0! | #DIV/0! | #DIV/0! | #DIV/0! | #DIV/0! | 6647 | 0 | 0 | 0 | 0 | 0
3 | 14 | 2017 | 74 | 2 | 0.725 | 0 | #DIV/0! | #DIV/0! | #DIV/0! | #DIV/0! | #DIV/0! | #DIV/0! | #DIV/0! | #DIV/0! | #DIV/0! | #DIV/0! | #DIV/0! | #DIV/0! | #DIV/0! | #DIV/0! | #DIV/0! | #DIV/0! | #DIV/0! | #DIV/0! | #DIV/0! | #DIV/0! | 6648 | 0 | 0 | 0 | 0 | 0
3 | 15 | 2017 | 75 | 3 | 0 | 0 | #DIV/0! | #DIV/0! | #DIV/0! | #DIV/0! | #DIV/0! | #DIV/0! | #DIV/0! | #DIV/0! | #DIV/0! | #DIV/0! | #DIV/0! | #DIV/0! | #DIV/0! | #DIV/0! | #DIV/0! | #DIV/0! | #DIV/0! | #DIV/0! | #DIV/0! | #DIV/0! | 6649 | 0 | 0 | 0 | 0 | 0
3 | 16 | 2017 | 76 | 4 | 0 | 0 | #DIV/0! | #DIV/0! | #DIV/0! | #DIV/0! | #DIV/0! | #DIV/0! | #DIV/0! | #DIV/0! | #DIV/0! | #DIV/0! | #DIV/0! | #DIV/0! | #DIV/0! | #DIV/0! | #DIV/0! | #DIV/0! | #DIV/0! | #DIV/0! | #DIV/0! | #DIV/0! | 6650 | 0 | 0 | 0 | 0 | 0
3 | 17 | 2017 | 77 | 5 | 0.0225 | 0 | #DIV/0! | #DIV/0! | #DIV/0! | #DIV/0! | #DIV/0! | #DIV/0! | #DIV/0! | #DIV/0! | #DIV/0! | #DIV/0! | #DIV/0! | #DIV/0! | #DIV/0! | #DIV/0! | #DIV/0! | #DIV/0! | #DIV/0! | #DIV/0! | #DIV/0! | #DIV/0! | 6651 | 0 | 0 | 0 | 0 | 0
3 | 18 | 2017 | 78 | 6 | 0.345 | 0 | #DIV/0! | #DIV/0! | #DIV/0! | #DIV/0! | #DIV/0! | #DIV/0! | #DIV/0! | #DIV/0! | #DIV/0! | #DIV/0! | #DIV/0! | #DIV/0! | #DIV/0! | #DIV/0! | #DIV/0! | #DIV/0! | #DIV/0! | #DIV/0! | #DIV/0! | #DIV/0! | 6652 | 0 | 0 | 0 | 0 | 0
3 | 19 | 2017 | 79 | 7 | 0.1625 | 0 | #DIV/0! | #DIV/0! | #DIV/0! | #DIV/0! | #DIV/0! | #DIV/0! | #DIV/0! | #DIV/0! | #DIV/0! | #DIV/0! | #DIV/0! | #DIV/0! | #DIV/0! | #DIV/0! | #DIV/0! | #DIV/0! | #DIV/0! | #DIV/0! | #DIV/0! | #DIV/0! | 6653 | 0 | 0 | 0 | 0 | 0
3 | 20 | 2017 | 80 | 1 | 0.0075 | 0 | #DIV/0! | #DIV/0! | #DIV/0! | #DIV/0! | #DIV/0! | #DIV/0! | #DIV/0! | #DIV/0! | #DIV/0! | #DIV/0! | #DIV/0! | #DIV/0! | #DIV/0! | #DIV/0! | #DIV/0! | #DIV/0! | #DIV/0! | #DIV/0! | #DIV/0! | #DIV/0! | 6654 | 0 | 0 | 0 | 0 | 0
3 | 21 | 2017 | 81 | 2 | 0.005 | 0 | #DIV/0! | #DIV/0! | #DIV/0! | #DIV/0! | #DIV/0! | #DIV/0! | #DIV/0! | #DIV/0! | #DIV/0! | #DIV/0! | #DIV/0! | #DIV/0! | #DIV/0! | #DIV/0! | #DIV/0! | #DIV/0! | #DIV/0! | #DIV/0! | #DIV/0! | #DIV/0! | 6655 | 0 | 0 | 0 | 0 | 0
3 | 22 | 2017 | 82 | 3 | 0 | 0 | #DIV/0! | #DIV/0! | #DIV/0! | #DIV/0! | #DIV/0! | #DIV/0! | #DIV/0! | #DIV/0! | #DIV/0! | #DIV/0! | #DIV/0! | #DIV/0! | #DIV/0! | #DIV/0! | #DIV/0! | #DIV/0! | #DIV/0! | #DIV/0! | #DIV/0! | #DIV/0! | 6656 | 0 | 0 | 0 | 0 | 0
3 | 23 | 2017 | 83 | 4 | 0 | 0 | #DIV/0! | #DIV/0! | #DIV/0! | #DIV/0! | #DIV/0! | #DIV/0! | #DIV/0! | #DIV/0! | #DIV/0! | #DIV/0! | #DIV/0! | #DIV/0! | #DIV/0! | #DIV/0! | #DIV/0! | #DIV/0! | #DIV/0! | #DIV/0! | #DIV/0! | #DIV/0! | 6657 | 0 | 0 | 0 | 0 | 0
3 | 24 | 2017 | 84 | 5 | 0.0925 | 0 | #DIV/0! | #DIV/0! | #DIV/0! | #DIV/0! | #DIV/0! | #DIV/0! | #DIV/0! | #DIV/0! | #DIV/0! | #DIV/0! | #DIV/0! | #DIV/0! | #DIV/0! | #DIV/0! | #DIV/0! | #DIV/0! | #DIV/0! | #DIV/0! | #DIV/0! | #DIV/0! | 6658 | 0 | 0 | 0 | 0 | 0
3 | 25 | 2017 | 85 | 6 | 0.0025 | 0 | #DIV/0! | #DIV/0! | #DIV/0! | #DIV/0! | #DIV/0! | #DIV/0! | #DIV/0! | #DIV/0! | #DIV/0! | #DIV/0! | #DIV/0! | #DIV/0! | #DIV/0! | #DIV/0! | #DIV/0! | #DIV/0! | #DIV/0! | #DIV/0! | #DIV/0! | #DIV/0! | 6659 | 0 | 0 | 0 | 0 | 0
3 | 26 | 2017 | 86 | 7 | 0.01 | 0 | #DIV/0! | #DIV/0! | #DIV/0! | #DIV/0! | #DIV/0! | #DIV/0! | #DIV/0! | #DIV/0! | #DIV/0! | #DIV/0! | #DIV/0! | #DIV/0! | #DIV/0! | #DIV/0! | #DIV/0! | #DIV/0! | #DIV/0! | #DIV/0! | #DIV/0! | #DIV/0! | 6660 | 0 | 0 | 0 | 0 | 0
3 | 27 | 2017 | 87 | 1 | 0.0225 | 0 | #DIV/0! | #DIV/0! | #DIV/0! | #DIV/0! | #DIV/0! | #DIV/0! | #DIV/0! | #DIV/0! | #DIV/0! | #DIV/0! | #DIV/0! | #DIV/0! | #DIV/0! | #DIV/0! | #DIV/0! | #DIV/0! | #DIV/0! | #DIV/0! | #DIV/0! | #DIV/0! | 6661 | 0 | 0 | 0 | 0 | 0
3 | 28 | 2017 | 88 | 2 | 0.2175 | 0 | #DIV/0! | #DIV/0! | #DIV/0! | #DIV/0! | #DIV/0! | #DIV/0! | #DIV/0! | #DIV/0! | #DIV/0! | #DIV/0! | #DIV/0! | #DIV/0! | #DIV/0! | #DIV/0! | #DIV/0! | #DIV/0! | #DIV/0! | #DIV/0! | #DIV/0! | #DIV/0! | 6662 | 0 | 0 | 0 | 0 | 0
3 | 29 | 2017 | 89 | 3 | 0 | 0 | #DIV/0! | #DIV/0! | #DIV/0! | #DIV/0! | #DIV/0! | #DIV/0! | #DIV/0! | #DIV/0! | #DIV/0! | #DIV/0! | #DIV/0! | #DIV/0! | #DIV/0! | #DIV/0! | #DIV/0! | #DIV/0! | #DIV/0! | #DIV/0! | #DIV/0! | #DIV/0! | 6663 | 0 | 0 | 0 | 0 | 0
3 | 30 | 2017 | 90 | 4 | 0.04 | 0 | #DIV/0! | #DIV/0! | #DIV/0! | #DIV/0! | #DIV/0! | #DIV/0! | #DIV/0! | #DIV/0! | #DIV/0! | #DIV/0! | #DIV/0! | #DIV/0! | #DIV/0! | #DIV/0! | #DIV/0! | #DIV/0! | #DIV/0! | #DIV/0! | #DIV/0! | #DIV/0! | 6664 | 0 | 0 | 0 | 0 | 0
3 | 31 | 2017 | 91 | 5 | 1.21 | 0 | #DIV/0! | #DIV/0! | #DIV/0! | #DIV/0! | #DIV/0! | #DIV/0! | #DIV/0! | #DIV/0! | #DIV/0! | #DIV/0! | #DIV/0! | #DIV/0! | #DIV/0! | #DIV/0! | #DIV/0! | #DIV/0! | #DIV/0! | #DIV/0! | #DIV/0! | #DIV/0! | 6665 | 0 | 0 | 0 | 0 | 0
4 | 1 | 2017 | 92 | 6 | 0.0125 | 0 | #DIV/0! | #DIV/0! | #DIV/0! | #DIV/0! | #DIV/0! | #DIV/0! | #DIV/0! | #DIV/0! | #DIV/0! | #DIV/0! | #DIV/0! | #DIV/0! | #DIV/0! | #DIV/0! | #DIV/0! | #DIV/0! | #DIV/0! | #DIV/0! | #DIV/0! | #DIV/0! | 6666 | 0 | 0 | 0 | 0 | 0
4 | 2 | 2017 | 93 | 7 | 0 | 0 | #DIV/0! | #DIV/0! | #DIV/0! | #DIV/0! | #DIV/0! | #DIV/0! | #DIV/0! | #DIV/0! | #DIV/0! | #DIV/0! | #DIV/0! | #DIV/0! | #DIV/0! | #DIV/0! | #DIV/0! | #DIV/0! | #DIV/0! | #DIV/0! | #DIV/0! | #DIV/0! | 6667 | 0 | 0 | 0 | 0 | 0
4 | 3 | 2017 | 94 | 1 | 0.09 | 0 | #DIV/0! | #DIV/0! | #DIV/0! | #DIV/0! | #DIV/0! | #DIV/0! | #DIV/0! | #DIV/0! | #DIV/0! | #DIV/0! | #DIV/0! | #DIV/0! | #DIV/0! | #DIV/0! | #DIV/0! | #DIV/0! | #DIV/0! | #DIV/0! | #DIV/0! | #DIV/0! | 6668 | 0 | 0 | 0 | 0 | 0
4 | 4 | 2017 | 95 | 2 | 0.005 | 0 | #DIV/0! | #DIV/0! | #DIV/0! | #DIV/0! | #DIV/0! | #DIV/0! | #DIV/0! | #DIV/0! | #DIV/0! | #DIV/0! | #DIV/0! | #DIV/0! | #DIV/0! | #DIV/0! | #DIV/0! | #DIV/0! | #DIV/0! | #DIV/0! | #DIV/0! | #DIV/0! | 6669 | 0 | 0 | 0 | 0 | 0
4 | 5 | 2017 | 96 | 3 | 0 | 0 | #DIV/0! | #DIV/0! | #DIV/0! | #DIV/0! | #DIV/0! | #DIV/0! | #DIV/0! | #DIV/0! | #DIV/0! | #DIV/0! | #DIV/0! | #DIV/0! | #DIV/0! | #DIV/0! | #DIV/0! | #DIV/0! | #DIV/0! | #DIV/0! | #DIV/0! | #DIV/0! | 6670 | 0 | 0 | 0 | 0 | 0
4 | 6 | 2017 | 97 | 4 | 1.4425 | 0 | #DIV/0! | #DIV/0! | #DIV/0! | #DIV/0! | #DIV/0! | #DIV/0! | #DIV/0! | #DIV/0! | #DIV/0! | #DIV/0! | #DIV/0! | #DIV/0! | #DIV/0! | #DIV/0! | #DIV/0! | #DIV/0! | #DIV/0! | #DIV/0! | #DIV/0! | #DIV/0! | 6671 | 0 | 0 | 0 | 0 | 0
4 | 7 | 2017 | 98 | 5 | 0.005 | 0 | #DIV/0! | #DIV/0! | #DIV/0! | #DIV/0! | #DIV/0! | #DIV/0! | #DIV/0! | #DIV/0! | #DIV/0! | #DIV/0! | #DIV/0! | #DIV/0! | #DIV/0! | #DIV/0! | #DIV/0! | #DIV/0! | #DIV/0! | #DIV/0! | #DIV/0! | #DIV/0! | 6672 | 0 | 0 | 0 | 0 | 0
4 | 8 | 2017 | 99 | 6 | 0 | 0 | #DIV/0! | #DIV/0! | #DIV/0! | #DIV/0! | #DIV/0! | #DIV/0! | #DIV/0! | #DIV/0! | #DIV/0! | #DIV/0! | #DIV/0! | #DIV/0! | #DIV/0! | #DIV/0! | #DIV/0! | #DIV/0! | #DIV/0! | #DIV/0! | #DIV/0! | #DIV/0! | 6673 | 0 | 0 | 0 | 0 | 0
4 | 9 | 2017 | 100 | 7 | 0 | 0 | #DIV/0! | #DIV/0! | #DIV/0! | #DIV/0! | #DIV/0! | #DIV/0! | #DIV/0! | #DIV/0! | #DIV/0! | #DIV/0! | #DIV/0! | #DIV/0! | #DIV/0! | #DIV/0! | #DIV/0! | #DIV/0! | #DIV/0! | #DIV/0! | #DIV/0! | #DIV/0! | 6674 | 0 | 0 | 0 | 0 | 0
4 | 10 | 2017 | 101 | 1 | 0 | 0 | #DIV/0! | #DIV/0! | #DIV/0! | #DIV/0! | #DIV/0! | #DIV/0! | #DIV/0! | #DIV/0! | #DIV/0! | #DIV/0! | #DIV/0! | #DIV/0! | #DIV/0! | #DIV/0! | #DIV/0! | #DIV/0! | #DIV/0! | #DIV/0! | #DIV/0! | #DIV/0! | 6675 | 0 | 0 | 0 | 0 | 0
4 | 11 | 2017 | 102 | 2 | 0 | 0 | #DIV/0! | #DIV/0! | #DIV/0! | #DIV/0! | #DIV/0! | #DIV/0! | #DIV/0! | #DIV/0! | #DIV/0! | #DIV/0! | #DIV/0! | #DIV/0! | #DIV/0! | #DIV/0! | #DIV/0! | #DIV/0! | #DIV/0! | #DIV/0! | #DIV/0! | #DIV/0! | 6676 | 0 | 0 | 0 | 0 | 0
4 | 12 | 2017 | 103 | 3 | 0.0025 | 0 | #DIV/0! | #DIV/0! | #DIV/0! | #DIV/0! | #DIV/0! | #DIV/0! | #DIV/0! | #DIV/0! | #DIV/0! | #DIV/0! | #DIV/0! | #DIV/0! | #DIV/0! | #DIV/0! | #DIV/0! | #DIV/0! | #DIV/0! | #DIV/0! | #DIV/0! | #DIV/0! | 6677 | 0 | 0 | 0 | 0 | 0
4 | 13 | 2017 | 104 | 4 | 0 | 0 | #DIV/0! | #DIV/0! | #DIV/0! | #DIV/0! | #DIV/0! | #DIV/0! | #DIV/0! | #DIV/0! | #DIV/0! | #DIV/0! | #DIV/0! | #DIV/0! | #DIV/0! | #DIV/0! | #DIV/0! | #DIV/0! | #DIV/0! | #DIV/0! | #DIV/0! | #DIV/0! | 6678 | 0 | 0 | 0 | 0 | 0
4 | 14 | 2017 | 105 | 5 | 0 | 0 | #DIV/0! | #DIV/0! | #DIV/0! | #DIV/0! | #DIV/0! | #DIV/0! | #DIV/0! | #DIV/0! | #DIV/0! | #DIV/0! | #DIV/0! | #DIV/0! | #DIV/0! | #DIV/0! | #DIV/0! | #DIV/0! | #DIV/0! | #DIV/0! | #DIV/0! | #DIV/0! | 6679 | 0 | 0 | 0 | 0 | 0
4 | 15 | 2017 | 106 | 6 | 0.09 | 0 | #DIV/0! | #DIV/0! | #DIV/0! | #DIV/0! | #DIV/0! | #DIV/0! | #DIV/0! | #DIV/0! | #DIV/0! | #DIV/0! | #DIV/0! | #DIV/0! | #DIV/0! | #DIV/0! | #DIV/0! | #DIV/0! | #DIV/0! | #DIV/0! | #DIV/0! | #DIV/0! | 6680 | 0 | 0 | 0 | 0 | 0
4 | 16 | 2017 | 107 | 7 | 0.005 | 0 | #DIV/0! | #DIV/0! | #DIV/0! | #DIV/0! | #DIV/0! | #DIV/0! | #DIV/0! | #DIV/0! | #DIV/0! | #DIV/0! | #DIV/0! | #DIV/0! | #DIV/0! | #DIV/0! | #DIV/0! | #DIV/0! | #DIV/0! | #DIV/0! | #DIV/0! | #DIV/0! | 6681 | 0 | 0 | 0 | 0 | 0
4 | 17 | 2017 | 108 | 1 | 0.115 | 0 | #DIV/0! | #DIV/0! | #DIV/0! | #DIV/0! | #DIV/0! | #DIV/0! | #DIV/0! | #DIV/0! | #DIV/0! | #DIV/0! | #DIV/0! | #DIV/0! | #DIV/0! | #DIV/0! | #DIV/0! | #DIV/0! | #DIV/0! | #DIV/0! | #DIV/0! | #DIV/0! | 6682 | 0 | 0 | 0 | 0 | 0
4 | 18 | 2017 | 109 | 2 | 0.005 | 0 | #DIV/0! | #DIV/0! | #DIV/0! | #DIV/0! | #DIV/0! | #DIV/0! | #DIV/0! | #DIV/0! | #DIV/0! | #DIV/0! | #DIV/0! | #DIV/0! | #DIV/0! | #DIV/0! | #DIV/0! | #DIV/0! | #DIV/0! | #DIV/0! | #DIV/0! | #DIV/0! | 6683 | 0 | 0 | 0 | 0 | 0
4 | 19 | 2017 | 110 | 3 | 0.01 | 0 | #DIV/0! | #DIV/0! | #DIV/0! | #DIV/0! | #DIV/0! | #DIV/0! | #DIV/0! | #DIV/0! | #DIV/0! | #DIV/0! | #DIV/0! | #DIV/0! | #DIV/0! | #DIV/0! | #DIV/0! | #DIV/0! | #DIV/0! | #DIV/0! | #DIV/0! | #DIV/0! | 6684 | 0 | 0 | 0 | 0 | 0
4 | 20 | 2017 | 111 | 4 | 0.235 | 0 | #DIV/0! | #DIV/0! | #DIV/0! | #DIV/0! | #DIV/0! | #DIV/0! | #DIV/0! | #DIV/0! | #DIV/0! | #DIV/0! | #DIV/0! | #DIV/0! | #DIV/0! | #DIV/0! | #DIV/0! | #DIV/0! | #DIV/0! | #DIV/0! | #DIV/0! | #DIV/0! | 6685 | 0 | 0 | 0 | 0 | 0
4 | 21 | 2017 | 112 | 5 | 0.0675 | 0 | #DIV/0! | #DIV/0! | #DIV/0! | #DIV/0! | #DIV/0! | #DIV/0! | #DIV/0! | #DIV/0! | #DIV/0! | #DIV/0! | #DIV/0! | #DIV/0! | #DIV/0! | #DIV/0! | #DIV/0! | #DIV/0! | #DIV/0! | #DIV/0! | #DIV/0! | #DIV/0! | 6686 | 0 | 0 | 0 | 0 | 0
4 | 22 | 2017 | 113 | 6 | 0.335 | 0 | #DIV/0! | #DIV/0! | #DIV/0! | #DIV/0! | #DIV/0! | #DIV/0! | #DIV/0! | #DIV/0! | #DIV/0! | #DIV/0! | #DIV/0! | #DIV/0! | #DIV/0! | #DIV/0! | #DIV/0! | #DIV/0! | #DIV/0! | #DIV/0! | #DIV/0! | #DIV/0! | 6687 | 0 | 0 | 0 | 0 | 0
4 | 23 | 2017 | 114 | 7 | 0.0075 | 0 | #DIV/0! | #DIV/0! | #DIV/0! | #DIV/0! | #DIV/0! | #DIV/0! | #DIV/0! | #DIV/0! | #DIV/0! | #DIV/0! | #DIV/0! | #DIV/0! | #DIV/0! | #DIV/0! | #DIV/0! | #DIV/0! | #DIV/0! | #DIV/0! | #DIV/0! | #DIV/0! | 6688 | 0 | 0 | 0 | 0 | 0
4 | 24 | 2017 | 115 | 1 | 0.2525 | 0 | #DIV/0! | #DIV/0! | #DIV/0! | #DIV/0! | #DIV/0! | #DIV/0! | #DIV/0! | #DIV/0! | #DIV/0! | #DIV/0! | #DIV/0! | #DIV/0! | #DIV/0! | #DIV/0! | #DIV/0! | #DIV/0! | #DIV/0! | #DIV/0! | #DIV/0! | #DIV/0! | 6689 | 0 | 0 | 0 | 0 | 0
4 | 25 | 2017 | 116 | 2 | 0.24 | 0 | #DIV/0! | #DIV/0! | #DIV/0! | #DIV/0! | #DIV/0! | #DIV/0! | #DIV/0! | #DIV/0! | #DIV/0! | #DIV/0! | #DIV/0! | #DIV/0! | #DIV/0! | #DIV/0! | #DIV/0! | #DIV/0! | #DIV/0! | #DIV/0! | #DIV/0! | #DIV/0! | 6690 | 0 | 0 | 0 | 0 | 0
4 | 26 | 2017 | 117 | 3 | 0.005 | 0 | #DIV/0! | #DIV/0! | #DIV/0! | #DIV/0! | #DIV/0! | #DIV/0! | #DIV/0! | #DIV/0! | #DIV/0! | #DIV/0! | #DIV/0! | #DIV/0! | #DIV/0! | #DIV/0! | #DIV/0! | #DIV/0! | #DIV/0! | #DIV/0! | #DIV/0! | #DIV/0! | 6691 | 0 | 0 | 0 | 0 | 0
4 | 27 | 2017 | 118 | 4 | 0.005 | 0 | #DIV/0! | #DIV/0! | #DIV/0! | #DIV/0! | #DIV/0! | #DIV/0! | #DIV/0! | #DIV/0! | #DIV/0! | #DIV/0! | #DIV/0! | #DIV/0! | #DIV/0! | #DIV/0! | #DIV/0! | #DIV/0! | #DIV/0! | #DIV/0! | #DIV/0! | #DIV/0! | 6692 | 0 | 0 | 0 | 0 | 0
4 | 28 | 2017 | 119 | 5 | 0.0025 | 0 | #DIV/0! | #DIV/0! | #DIV/0! | #DIV/0! | #DIV/0! | #DIV/0! | #DIV/0! | #DIV/0! | #DIV/0! | #DIV/0! | #DIV/0! | #DIV/0! | #DIV/0! | #DIV/0! | #DIV/0! | #DIV/0! | #DIV/0! | #DIV/0! | #DIV/0! | #DIV/0! | 6693 | 0 | 0 | 0 | 0 | 0
4 | 29 | 2017 | 120 | 6 | 0 | 0 | #DIV/0! | #DIV/0! | #DIV/0! | #DIV/0! | #DIV/0! | #DIV/0! | #DIV/0! | #DIV/0! | #DIV/0! | #DIV/0! | #DIV/0! | #DIV/0! | #DIV/0! | #DIV/0! | #DIV/0! | #DIV/0! | #DIV/0! | #DIV/0! | #DIV/0! | #DIV/0! | 6694 | 0 | 0 | 0 | 0 | 0
4 | 30 | 2017 | 121 | 7 | 0 | 0 | #DIV/0! | #DIV/0! | #DIV/0! | #DIV/0! | #DIV/0! | #DIV/0! | #DIV/0! | #DIV/0! | #DIV/0! | #DIV/0! | #DIV/0! | #DIV/0! | #DIV/0! | #DIV/0! | #DIV/0! | #DIV/0! | #DIV/0! | #DIV/0! | #DIV/0! | #DIV/0! | 6695 | 0 | 0 | 0 | 0 | 0
5 | 1 | 2017 | 122 | 1 | 0.07 | 0 | #DIV/0! | #DIV/0! | #DIV/0! | #DIV/0! | #DIV/0! | #DIV/0! | #DIV/0! | #DIV/0! | #DIV/0! | #DIV/0! | #DIV/0! | #DIV/0! | #DIV/0! | #DIV/0! | #DIV/0! | #DIV/0! | #DIV/0! | #DIV/0! | #DIV/0! | #DIV/0! | 6696 | 0 | 0 | 0 | 0 | 0
5 | 2 | 2017 | 123 | 2 | 0 | 0 | #DIV/0! | #DIV/0! | #DIV/0! | #DIV/0! | #DIV/0! | #DIV/0! | #DIV/0! | #DIV/0! | #DIV/0! | #DIV/0! | #DIV/0! | #DIV/0! | #DIV/0! | #DIV/0! | #DIV/0! | #DIV/0! | #DIV/0! | #DIV/0! | #DIV/0! | #DIV/0! | 6697 | 0 | 0 | 0 | 0 | 0
5 | 3 | 2017 | 124 | 3 | 0 | 0 | #DIV/0! | #DIV/0! | #DIV/0! | #DIV/0! | #DIV/0! | #DIV/0! | #DIV/0! | #DIV/0! | #DIV/0! | #DIV/0! | #DIV/0! | #DIV/0! | #DIV/0! | #DIV/0! | #DIV/0! | #DIV/0! | #DIV/0! | #DIV/0! | #DIV/0! | #DIV/0! | 6698 | 0 | 0 | 0 | 0 | 0
5 | 4 | 2017 | 125 | 4 | 0.3325 | 0 | #DIV/0! | #DIV/0! | #DIV/0! | #DIV/0! | #DIV/0! | #DIV/0! | #DIV/0! | #DIV/0! | #DIV/0! | #DIV/0! | #DIV/0! | #DIV/0! | #DIV/0! | #DIV/0! | #DIV/0! | #DIV/0! | #DIV/0! | #DIV/0! | #DIV/0! | #DIV/0! | 6699 | 0 | 0 | 0 | 0 | 0
5 | 5 | 2017 | 126 | 5 | 1.3125 | 0 | #DIV/0! | #DIV/0! | #DIV/0! | #DIV/0! | #DIV/0! | #DIV/0! | #DIV/0! | #DIV/0! | #DIV/0! | #DIV/0! | #DIV/0! | #DIV/0! | #DIV/0! | #DIV/0! | #DIV/0! | #DIV/0! | #DIV/0! | #DIV/0! | #DIV/0! | #DIV/0! | 6700 | 0 | 0 | 0 | 0 | 0
5 | 6 | 2017 | 127 | 6 | 0.1025 | 0 | #DIV/0! | #DIV/0! | #DIV/0! | #DIV/0! | #DIV/0! | #DIV/0! | #DIV/0! | #DIV/0! | #DIV/0! | #DIV/0! | #DIV/0! | #DIV/0! | #DIV/0! | #DIV/0! | #DIV/0! | #DIV/0! | #DIV/0! | #DIV/0! | #DIV/0! | #DIV/0! | 6701 | 0 | 0 | 0 | 0 | 0
5 | 7 | 2017 | 128 | 7 | 0.0025 | 0 | #DIV/0! | #DIV/0! | #DIV/0! | #DIV/0! | #DIV/0! | #DIV/0! | #DIV/0! | #DIV/0! | #DIV/0! | #DIV/0! | #DIV/0! | #DIV/0! | #DIV/0! | #DIV/0! | #DIV/0! | #DIV/0! | #DIV/0! | #DIV/0! | #DIV/0! | #DIV/0! | 6702 | 0 | 0 | 0 | 0 | 0
5 | 8 | 2017 | 129 | 1 | 0 | 0 | #DIV/0! | #DIV/0! | #DIV/0! | #DIV/0! | #DIV/0! | #DIV/0! | #DIV/0! | #DIV/0! | #DIV/0! | #DIV/0! | #DIV/0! | #DIV/0! | #DIV/0! | #DIV/0! | #DIV/0! | #DIV/0! | #DIV/0! | #DIV/0! | #DIV/0! | #DIV/0! | 6703 | 0 | 0 | 0 | 0 | 0
5 | 9 | 2017 | 130 | 2 | 0 | 0 | #DIV/0! | #DIV/0! | #DIV/0! | #DIV/0! | #DIV/0! | #DIV/0! | #DIV/0! | #DIV/0! | #DIV/0! | #DIV/0! | #DIV/0! | #DIV/0! | #DIV/0! | #DIV/0! | #DIV/0! | #DIV/0! | #DIV/0! | #DIV/0! | #DIV/0! | #DIV/0! | 6704 | 0 | 0 | 0 | 0 | 0
5 | 10 | 2017 | 131 | 3 | 0 | 0 | #DIV/0! | #DIV/0! | #DIV/0! | #DIV/0! | #DIV/0! | #DIV/0! | #DIV/0! | #DIV/0! | #DIV/0! | #DIV/0! | #DIV/0! | #DIV/0! | #DIV/0! | #DIV/0! | #DIV/0! | #DIV/0! | #DIV/0! | #DIV/0! | #DIV/0! | #DIV/0! | 6705 | 0 | 0 | 0 | 0 | 0
5 | 11 | 2017 | 132 | 4 | 1.1575 | 0 | #DIV/0! | #DIV/0! | #DIV/0! | #DIV/0! | #DIV/0! | #DIV/0! | #DIV/0! | #DIV/0! | #DIV/0! | #DIV/0! | #DIV/0! | #DIV/0! | #DIV/0! | #DIV/0! | #DIV/0! | #DIV/0! | #DIV/0! | #DIV/0! | #DIV/0! | #DIV/0! | 6706 | 0 | 0 | 0 | 0 | 0
5 | 12 | 2017 | 133 | 5 | 0.475 | 0 | #DIV/0! | #DIV/0! | #DIV/0! | #DIV/0! | #DIV/0! | #DIV/0! | #DIV/0! | #DIV/0! | #DIV/0! | #DIV/0! | #DIV/0! | #DIV/0! | #DIV/0! | #DIV/0! | #DIV/0! | #DIV/0! | #DIV/0! | #DIV/0! | #DIV/0! | #DIV/0! | 6707 | 0 | 0 | 0 | 0 | 0
5 | 13 | 2017 | 134 | 6 | 0.38 | 0 | #DIV/0! | #DIV/0! | #DIV/0! | #DIV/0! | #DIV/0! | #DIV/0! | #DIV/0! | #DIV/0! | #DIV/0! | #DIV/0! | #DIV/0! | #DIV/0! | #DIV/0! | #DIV/0! | #DIV/0! | #DIV/0! | #DIV/0! | #DIV/0! | #DIV/0! | #DIV/0! | 6708 | 0 | 0 | 0 | 0 | 0
5 | 14 | 2017 | 135 | 7 | 0.0025 | 0 | #DIV/0! | #DIV/0! | #DIV/0! | #DIV/0! | #DIV/0! | #DIV/0! | #DIV/0! | #DIV/0! | #DIV/0! | #DIV/0! | #DIV/0! | #DIV/0! | #DIV/0! | #DIV/0! | #DIV/0! | #DIV/0! | #DIV/0! | #DIV/0! | #DIV/0! | #DIV/0! | 6709 | 0 | 0 | 0 | 0 | 0
5 | 15 | 2017 | 136 | 1 | 0 | 0 | #DIV/0! | #DIV/0! | #DIV/0! | #DIV/0! | #DIV/0! | #DIV/0! | #DIV/0! | #DIV/0! | #DIV/0! | #DIV/0! | #DIV/0! | #DIV/0! | #DIV/0! | #DIV/0! | #DIV/0! | #DIV/0! | #DIV/0! | #DIV/0! | #DIV/0! | #DIV/0! | 6710 | 0 | 0 | 0 | 0 | 0
5 | 16 | 2017 | 137 | 2 | 0 | 0 | #DIV/0! | #DIV/0! | #DIV/0! | #DIV/0! | #DIV/0! | #DIV/0! | #DIV/0! | #DIV/0! | #DIV/0! | #DIV/0! | #DIV/0! | #DIV/0! | #DIV/0! | #DIV/0! | #DIV/0! | #DIV/0! | #DIV/0! | #DIV/0! | #DIV/0! | #DIV/0! | 6711 | 0 | 0 | 0 | 0 | 0
5 | 17 | 2017 | 138 | 3 | 0 | 0 | #DIV/0! | #DIV/0! | #DIV/0! | #DIV/0! | #DIV/0! | #DIV/0! | #DIV/0! | #DIV/0! | #DIV/0! | #DIV/0! | #DIV/0! | #DIV/0! | #DIV/0! | #DIV/0! | #DIV/0! | #DIV/0! | #DIV/0! | #DIV/0! | #DIV/0! | #DIV/0! | 6712 | 0 | 0 | 0 | 0 | 0
5 | 18 | 2017 | 139 | 4 | 0.16 | 0 | #DIV/0! | #DIV/0! | #DIV/0! | #DIV/0! | #DIV/0! | #DIV/0! | #DIV/0! | #DIV/0! | #DIV/0! | #DIV/0! | #DIV/0! | #DIV/0! | #DIV/0! | #DIV/0! | #DIV/0! | #DIV/0! | #DIV/0! | #DIV/0! | #DIV/0! | #DIV/0! | 6713 | 0 | 0 | 0 | 0 | 0
5 | 19 | 2017 | 140 | 5 | 0.105 | 0 | #DIV/0! | #DIV/0! | #DIV/0! | #DIV/0! | #DIV/0! | #DIV/0! | #DIV/0! | #DIV/0! | #DIV/0! | #DIV/0! | #DIV/0! | #DIV/0! | #DIV/0! | #DIV/0! | #DIV/0! | #DIV/0! | #DIV/0! | #DIV/0! | #DIV/0! | #DIV/0! | 6714 | 0 | 0 | 0 | 0 | 0
5 | 20 | 2017 | 141 | 6 | 0 | 0 | #DIV/0! | #DIV/0! | #DIV/0! | #DIV/0! | #DIV/0! | #DIV/0! | #DIV/0! | #DIV/0! | #DIV/0! | #DIV/0! | #DIV/0! | #DIV/0! | #DIV/0! | #DIV/0! | #DIV/0! | #DIV/0! | #DIV/0! | #DIV/0! | #DIV/0! | #DIV/0! | 6715 | 0 | 0 | 0 | 0 | 0
5 | 21 | 2017 | 142 | 7 | 0 | 0 | #DIV/0! | #DIV/0! | #DIV/0! | #DIV/0! | #DIV/0! | #DIV/0! | #DIV/0! | #DIV/0! | #DIV/0! | #DIV/0! | #DIV/0! | #DIV/0! | #DIV/0! | #DIV/0! | #DIV/0! | #DIV/0! | #DIV/0! | #DIV/0! | #DIV/0! | #DIV/0! | 6716 | 0 | 0 | 0 | 0 | 0
5 | 22 | 2017 | 143 | 1 | 0.2875 | 0 | #DIV/0! | #DIV/0! | #DIV/0! | #DIV/0! | #DIV/0! | #DIV/0! | #DIV/0! | #DIV/0! | #DIV/0! | #DIV/0! | #DIV/0! | #DIV/0! | #DIV/0! | #DIV/0! | #DIV/0! | #DIV/0! | #DIV/0! | #DIV/0! | #DIV/0! | #DIV/0! | 6717 | 0 | 0 | 0 | 0 | 0
5 | 23 | 2017 | 144 | 2 | 0.0925 | 0 | #DIV/0! | #DIV/0! | #DIV/0! | #DIV/0! | #DIV/0! | #DIV/0! | #DIV/0! | #DIV/0! | #DIV/0! | #DIV/0! | #DIV/0! | #DIV/0! | #DIV/0! | #DIV/0! | #DIV/0! | #DIV/0! | #DIV/0! | #DIV/0! | #DIV/0! | #DIV/0! | 6718 | 0 | 0 | 0 | 0 | 0
5 | 24 | 2017 | 145 | 3 | 0.3875 | 0 | #DIV/0! | #DIV/0! | #DIV/0! | #DIV/0! | #DIV/0! | #DIV/0! | #DIV/0! | #DIV/0! | #DIV/0! | #DIV/0! | #DIV/0! | #DIV/0! | #DIV/0! | #DIV/0! | #DIV/0! | #DIV/0! | #DIV/0! | #DIV/0! | #DIV/0! | #DIV/0! | 6719 | 0 | 0 | 0 | 0 | 0
5 | 25 | 2017 | 146 | 4 | 0.785 | 0 | #DIV/0! | #DIV/0! | #DIV/0! | #DIV/0! | #DIV/0! | #DIV/0! | #DIV/0! | #DIV/0! | #DIV/0! | #DIV/0! | #DIV/0! | #DIV/0! | #DIV/0! | #DIV/0! | #DIV/0! | #DIV/0! | #DIV/0! | #DIV/0! | #DIV/0! | #DIV/0! | 6720 | 0 | 0 | 0 | 0 | 0
5 | 26 | 2017 | 147 | 5 | 0.0025 | 0 | #DIV/0! | #DIV/0! | #DIV/0! | #DIV/0! | #DIV/0! | #DIV/0! | #DIV/0! | #DIV/0! | #DIV/0! | #DIV/0! | #DIV/0! | #DIV/0! | #DIV/0! | #DIV/0! | #DIV/0! | #DIV/0! | #DIV/0! | #DIV/0! | #DIV/0! | #DIV/0! | 6721 | 0 | 0 | 0 | 0 | 0
5 | 27 | 2017 | 148 | 6 | 0.025 | 0 | #DIV/0! | #DIV/0! | #DIV/0! | #DIV/0! | #DIV/0! | #DIV/0! | #DIV/0! | #DIV/0! | #DIV/0! | #DIV/0! | #DIV/0! | #DIV/0! | #DIV/0! | #DIV/0! | #DIV/0! | #DIV/0! | #DIV/0! | #DIV/0! | #DIV/0! | #DIV/0! | 6722 | 0 | 0 | 0 | 0 | 0
5 | 28 | 2017 | 149 | 7 | 0.125 | 0 | #DIV/0! | #DIV/0! | #DIV/0! | #DIV/0! | #DIV/0! | #DIV/0! | #DIV/0! | #DIV/0! | #DIV/0! | #DIV/0! | #DIV/0! | #DIV/0! | #DIV/0! | #DIV/0! | #DIV/0! | #DIV/0! | #DIV/0! | #DIV/0! | #DIV/0! | #DIV/0! | 6723 | 0 | 0 | 0 | 0 | 0
5 | 29 | 2017 | 150 | 1 | 0.0025 | 0 | #DIV/0! | #DIV/0! | #DIV/0! | #DIV/0! | #DIV/0! | #DIV/0! | #DIV/0! | #DIV/0! | #DIV/0! | #DIV/0! | #DIV/0! | #DIV/0! | #DIV/0! | #DIV/0! | #DIV/0! | #DIV/0! | #DIV/0! | #DIV/0! | #DIV/0! | #DIV/0! | 6724 | 0 | 0 | 0 | 0 | 0
5 | 30 | 2017 | 151 | 2 | 0.385 | 0 | #DIV/0! | #DIV/0! | #DIV/0! | #DIV/0! | #DIV/0! | #DIV/0! | #DIV/0! | #DIV/0! | #DIV/0! | #DIV/0! | #DIV/0! | #DIV/0! | #DIV/0! | #DIV/0! | #DIV/0! | #DIV/0! | #DIV/0! | #DIV/0! | #DIV/0! | #DIV/0! | 6725 | 0 | 0 | 0 | 0 | 0
5 | 31 | 2017 | 152 | 3 | 0.275 | 0 | #DIV/0! | #DIV/0! | #DIV/0! | #DIV/0! | #DIV/0! | #DIV/0! | #DIV/0! | #DIV/0! | #DIV/0! | #DIV/0! | #DIV/0! | #DIV/0! | #DIV/0! | #DIV/0! | #DIV/0! | #DIV/0! | #DIV/0! | #DIV/0! | #DIV/0! | #DIV/0! | 6726 | 0 | 0 | 0 | 0 | 0
6 | 1 | 2017 | 153 | 4 | 0.0025 | 0 | #DIV/0! | #DIV/0! | #DIV/0! | #DIV/0! | #DIV/0! | #DIV/0! | #DIV/0! | #DIV/0! | #DIV/0! | #DIV/0! | #DIV/0! | #DIV/0! | #DIV/0! | #DIV/0! | #DIV/0! | #DIV/0! | #DIV/0! | #DIV/0! | #DIV/0! | #DIV/0! | 6727 | 0 | 0 | 0 | 0 | 0
6 | 2 | 2017 | 154 | 5 | 0.0025 | 0 | #DIV/0! | #DIV/0! | #DIV/0! | #DIV/0! | #DIV/0! | #DIV/0! | #DIV/0! | #DIV/0! | #DIV/0! | #DIV/0! | #DIV/0! | #DIV/0! | #DIV/0! | #DIV/0! | #DIV/0! | #DIV/0! | #DIV/0! | #DIV/0! | #DIV/0! | #DIV/0! | 6728 | 0 | 0 | 0 | 0 | 0
6 | 3 | 2017 | 155 | 6 | 0 | 0 | #DIV/0! | #DIV/0! | #DIV/0! | #DIV/0! | #DIV/0! | #DIV/0! | #DIV/0! | #DIV/0! | #DIV/0! | #DIV/0! | #DIV/0! | #DIV/0! | #DIV/0! | #DIV/0! | #DIV/0! | #DIV/0! | #DIV/0! | #DIV/0! | #DIV/0! | #DIV/0! | 6729 | 0 | 0 | 0 | 0 | 0
6 | 4 | 2017 | 156 | 7 | 0 | 0 | #DIV/0! | #DIV/0! | #DIV/0! | #DIV/0! | #DIV/0! | #DIV/0! | #DIV/0! | #DIV/0! | #DIV/0! | #DIV/0! | #DIV/0! | #DIV/0! | #DIV/0! | #DIV/0! | #DIV/0! | #DIV/0! | #DIV/0! | #DIV/0! | #DIV/0! | #DIV/0! | 6730 | 0 | 0 | 0 | 0 | 0
6 | 5 | 2017 | 157 | 1 | 0.0925 | 0 | #DIV/0! | #DIV/0! | #DIV/0! | #DIV/0! | #DIV/0! | #DIV/0! | #DIV/0! | #DIV/0! | #DIV/0! | #DIV/0! | #DIV/0! | #DIV/0! | #DIV/0! | #DIV/0! | #DIV/0! | #DIV/0! | #DIV/0! | #DIV/0! | #DIV/0! | #DIV/0! | 6731 | 0 | 0 | 0 | 0 | 0
6 | 6 | 2017 | 158 | 2 | 0.0025 | 0 | #DIV/0! | #DIV/0! | #DIV/0! | #DIV/0! | #DIV/0! | #DIV/0! | #DIV/0! | #DIV/0! | #DIV/0! | #DIV/0! | #DIV/0! | #DIV/0! | #DIV/0! | #DIV/0! | #DIV/0! | #DIV/0! | #DIV/0! | #DIV/0! | #DIV/0! | #DIV/0! | 6732 | 0 | 0 | 0 | 0 | 0
6 | 7 | 2017 | 159 | 3 | 0 | 0 | #DIV/0! | #DIV/0! | #DIV/0! | #DIV/0! | #DIV/0! | #DIV/0! | #DIV/0! | #DIV/0! | #DIV/0! | #DIV/0! | #DIV/0! | #DIV/0! | #DIV/0! | #DIV/0! | #DIV/0! | #DIV/0! | #DIV/0! | #DIV/0! | #DIV/0! | #DIV/0! | 6733 | 0 | 0 | 0 | 0 | 0
6 | 8 | 2017 | 160 | 4 | 0 | 0 | #DIV/0! | #DIV/0! | #DIV/0! | #DIV/0! | #DIV/0! | #DIV/0! | #DIV/0! | #DIV/0! | #DIV/0! | #DIV/0! | #DIV/0! | #DIV/0! | #DIV/0! | #DIV/0! | #DIV/0! | #DIV/0! | #DIV/0! | #DIV/0! | #DIV/0! | #DIV/0! | 6734 | 0 | 0 | 0 | 0 | 0
6 | 9 | 2017 | 161 | 5 | 0 | 0 | #DIV/0! | #DIV/0! | #DIV/0! | #DIV/0! | #DIV/0! | #DIV/0! | #DIV/0! | #DIV/0! | #DIV/0! | #DIV/0! | #DIV/0! | #DIV/0! | #DIV/0! | #DIV/0! | #DIV/0! | #DIV/0! | #DIV/0! | #DIV/0! | #DIV/0! | #DIV/0! | 6735 | 0 | 0 | 0 | 0 | 0
6 | 10 | 2017 | 162 | 6 | 0 | 0 | #DIV/0! | #DIV/0! | #DIV/0! | #DIV/0! | #DIV/0! | #DIV/0! | #DIV/0! | #DIV/0! | #DIV/0! | #DIV/0! | #DIV/0! | #DIV/0! | #DIV/0! | #DIV/0! | #DIV/0! | #DIV/0! | #DIV/0! | #DIV/0! | #DIV/0! | #DIV/0! | 6736 | 0 | 0 | 0 | 0 | 0
6 | 11 | 2017 | 163 | 7 | 0 | 0 | #DIV/0! | #DIV/0! | #DIV/0! | #DIV/0! | #DIV/0! | #DIV/0! | #DIV/0! | #DIV/0! | #DIV/0! | #DIV/0! | #DIV/0! | #DIV/0! | #DIV/0! | #DIV/0! | #DIV/0! | #DIV/0! | #DIV/0! | #DIV/0! | #DIV/0! | #DIV/0! | 6737 | 0 | 0 | 0 | 0 | 0
6 | 12 | 2017 | 164 | 1 | 0 | 0 | #DIV/0! | #DIV/0! | #DIV/0! | #DIV/0! | #DIV/0! | #DIV/0! | #DIV/0! | #DIV/0! | #DIV/0! | #DIV/0! | #DIV/0! | #DIV/0! | #DIV/0! | #DIV/0! | #DIV/0! | #DIV/0! | #DIV/0! | #DIV/0! | #DIV/0! | #DIV/0! | 6738 | 0 | 0 | 0 | 0 | 0
6 | 13 | 2017 | 165 | 2 | 0 | 0 | #DIV/0! | #DIV/0! | #DIV/0! | #DIV/0! | #DIV/0! | #DIV/0! | #DIV/0! | #DIV/0! | #DIV/0! | #DIV/0! | #DIV/0! | #DIV/0! | #DIV/0! | #DIV/0! | #DIV/0! | #DIV/0! | #DIV/0! | #DIV/0! | #DIV/0! | #DIV/0! | 6739 | 0 | 0 | 0 | 0 | 0
6 | 14 | 2017 | 166 | 3 | 0 | 0 | #DIV/0! | #DIV/0! | #DIV/0! | #DIV/0! | #DIV/0! | #DIV/0! | #DIV/0! | #DIV/0! | #DIV/0! | #DIV/0! | #DIV/0! | #DIV/0! | #DIV/0! | #DIV/0! | #DIV/0! | #DIV/0! | #DIV/0! | #DIV/0! | #DIV/0! | #DIV/0! | 6740 | 0 | 0 | 0 | 0 | 0
6 | 15 | 2017 | 167 | 4 | 0 | 0 | #DIV/0! | #DIV/0! | #DIV/0! | #DIV/0! | #DIV/0! | #DIV/0! | #DIV/0! | #DIV/0! | #DIV/0! | #DIV/0! | #DIV/0! | #DIV/0! | #DIV/0! | #DIV/0! | #DIV/0! | #DIV/0! | #DIV/0! | #DIV/0! | #DIV/0! | #DIV/0! | 6741 | 0 | 0 | 0 | 0 | 0
6 | 16 | 2017 | 168 | 5 | 0.135 | 0 | #DIV/0! | #DIV/0! | #DIV/0! | #DIV/0! | #DIV/0! | #DIV/0! | #DIV/0! | #DIV/0! | #DIV/0! | #DIV/0! | #DIV/0! | #DIV/0! | #DIV/0! | #DIV/0! | #DIV/0! | #DIV/0! | #DIV/0! | #DIV/0! | #DIV/0! | #DIV/0! | 6742 | 0 | 0 | 0 | 0 | 0
6 | 17 | 2017 | 169 | 6 | 0.015 | 0 | #DIV/0! | #DIV/0! | #DIV/0! | #DIV/0! | #DIV/0! | #DIV/0! | #DIV/0! | #DIV/0! | #DIV/0! | #DIV/0! | #DIV/0! | #DIV/0! | #DIV/0! | #DIV/0! | #DIV/0! | #DIV/0! | #DIV/0! | #DIV/0! | #DIV/0! | #DIV/0! | 6743 | 0 | 0 | 0 | 0 | 0
6 | 18 | 2017 | 170 | 7 | 0 | 0 | #DIV/0! | #DIV/0! | #DIV/0! | #DIV/0! | #DIV/0! | #DIV/0! | #DIV/0! | #DIV/0! | #DIV/0! | #DIV/0! | #DIV/0! | #DIV/0! | #DIV/0! | #DIV/0! | #DIV/0! | #DIV/0! | #DIV/0! | #DIV/0! | #DIV/0! | #DIV/0! | 6744 | 0 | 0 | 0 | 0 | 0
6 | 19 | 2017 | 171 | 1 | 0.545 | 0 | #DIV/0! | #DIV/0! | #DIV/0! | #DIV/0! | #DIV/0! | #DIV/0! | #DIV/0! | #DIV/0! | #DIV/0! | #DIV/0! | #DIV/0! | #DIV/0! | #DIV/0! | #DIV/0! | #DIV/0! | #DIV/0! | #DIV/0! | #DIV/0! | #DIV/0! | #DIV/0! | 6745 | 0 | 0 | 0 | 0 | 0
6 | 20 | 2017 | 172 | 2 | 0 | 0 | #DIV/0! | #DIV/0! | #DIV/0! | #DIV/0! | #DIV/0! | #DIV/0! | #DIV/0! | #DIV/0! | #DIV/0! | #DIV/0! | #DIV/0! | #DIV/0! | #DIV/0! | #DIV/0! | #DIV/0! | #DIV/0! | #DIV/0! | #DIV/0! | #DIV/0! | #DIV/0! | 6746 | 0 | 0 | 0 | 0 | 0
6 | 21 | 2017 | 173 | 3 | 0 | 0 | #DIV/0! | #DIV/0! | #DIV/0! | #DIV/0! | #DIV/0! | #DIV/0! | #DIV/0! | #DIV/0! | #DIV/0! | #DIV/0! | #DIV/0! | #DIV/0! | #DIV/0! | #DIV/0! | #DIV/0! | #DIV/0! | #DIV/0! | #DIV/0! | #DIV/0! | #DIV/0! | 6747 | 0 | 0 | 0 | 0 | 0
6 | 22 | 2017 | 174 | 4 | 0.0625 | 0 | #DIV/0! | #DIV/0! | #DIV/0! | #DIV/0! | #DIV/0! | #DIV/0! | #DIV/0! | #DIV/0! | #DIV/0! | #DIV/0! | #DIV/0! | #DIV/0! | #DIV/0! | #DIV/0! | #DIV/0! | #DIV/0! | #DIV/0! | #DIV/0! | #DIV/0! | #DIV/0! | 6748 | 0 | 0 | 0 | 0 | 0
6 | 23 | 2017 | 175 | 5 | 0.17 | 0 | #DIV/0! | #DIV/0! | #DIV/0! | #DIV/0! | #DIV/0! | #DIV/0! | #DIV/0! | #DIV/0! | #DIV/0! | #DIV/0! | #DIV/0! | #DIV/0! | #DIV/0! | #DIV/0! | #DIV/0! | #DIV/0! | #DIV/0! | #DIV/0! | #DIV/0! | #DIV/0! | 6749 | 0 | 0 | 0 | 0 | 0
6 | 24 | 2017 | 176 | 6 | 0.1225 | 0 | #DIV/0! | #DIV/0! | #DIV/0! | #DIV/0! | #DIV/0! | #DIV/0! | #DIV/0! | #DIV/0! | #DIV/0! | #DIV/0! | #DIV/0! | #DIV/0! | #DIV/0! | #DIV/0! | #DIV/0! | #DIV/0! | #DIV/0! | #DIV/0! | #DIV/0! | #DIV/0! | 6750 | 0 | 0 | 0 | 0 | 0
6 | 25 | 2017 | 177 | 7 | 0 | 0 | #DIV/0! | #DIV/0! | #DIV/0! | #DIV/0! | #DIV/0! | #DIV/0! | #DIV/0! | #DIV/0! | #DIV/0! | #DIV/0! | #DIV/0! | #DIV/0! | #DIV/0! | #DIV/0! | #DIV/0! | #DIV/0! | #DIV/0! | #DIV/0! | #DIV/0! | #DIV/0! | 6751 | 0 | 0 | 0 | 0 | 0
6 | 26 | 2017 | 178 | 1 | 0 | 0 | #DIV/0! | #DIV/0! | #DIV/0! | #DIV/0! | #DIV/0! | #DIV/0! | #DIV/0! | #DIV/0! | #DIV/0! | #DIV/0! | #DIV/0! | #DIV/0! | #DIV/0! | #DIV/0! | #DIV/0! | #DIV/0! | #DIV/0! | #DIV/0! | #DIV/0! | #DIV/0! | 6752 | 0 | 0 | 0 | 0 | 0
6 | 27 | 2017 | 179 | 2 | 0.0175 | 0 | #DIV/0! | #DIV/0! | #DIV/0! | #DIV/0! | #DIV/0! | #DIV/0! | #DIV/0! | #DIV/0! | #DIV/0! | #DIV/0! | #DIV/0! | #DIV/0! | #DIV/0! | #DIV/0! | #DIV/0! | #DIV/0! | #DIV/0! | #DIV/0! | #DIV/0! | #DIV/0! | 6753 | 0 | 0 | 0 | 0 | 0
6 | 28 | 2017 | 180 | 3 | 0 | 0 | #DIV/0! | #DIV/0! | #DIV/0! | #DIV/0! | #DIV/0! | #DIV/0! | #DIV/0! | #DIV/0! | #DIV/0! | #DIV/0! | #DIV/0! | #DIV/0! | #DIV/0! | #DIV/0! | #DIV/0! | #DIV/0! | #DIV/0! | #DIV/0! | #DIV/0! | #DIV/0! | 6754 | 0 | 0 | 0 | 0 | 0
6 | 29 | 2017 | 181 | 4 | 0 | 0 | #DIV/0! | #DIV/0! | #DIV/0! | #DIV/0! | #DIV/0! | #DIV/0! | #DIV/0! | #DIV/0! | #DIV/0! | #DIV/0! | #DIV/0! | #DIV/0! | #DIV/0! | #DIV/0! | #DIV/0! | #DIV/0! | #DIV/0! | #DIV/0! | #DIV/0! | #DIV/0! | 6755 | 0 | 0 | 0 | 0 | 0
6 | 30 | 2017 | 182 | 5 | 0 | 0 | #DIV/0! | #DIV/0! | #DIV/0! | #DIV/0! | #DIV/0! | #DIV/0! | #DIV/0! | #DIV/0! | #DIV/0! | #DIV/0! | #DIV/0! | #DIV/0! | #DIV/0! | #DIV/0! | #DIV/0! | #DIV/0! | #DIV/0! | #DIV/0! | #DIV/0! | #DIV/0! | 6756 | 0 | 0 | 0 | 0 | 0
7 | 1 | 2017 | 183 | 6 | 0.51 | 0 | #DIV/0! | #DIV/0! | #DIV/0! | #DIV/0! | #DIV/0! | #DIV/0! | #DIV/0! | #DIV/0! | #DIV/0! | #DIV/0! | #DIV/0! | #DIV/0! | #DIV/0! | #DIV/0! | #DIV/0! | #DIV/0! | #DIV/0! | #DIV/0! | #DIV/0! | #DIV/0! | 6757 | 0 | 0 | 0 | 0 | 0
7 | 2 | 2017 | 184 | 7 | 0.005 | 0 | #DIV/0! | #DIV/0! | #DIV/0! | #DIV/0! | #DIV/0! | #DIV/0! | #DIV/0! | #DIV/0! | #DIV/0! | #DIV/0! | #DIV/0! | #DIV/0! | #DIV/0! | #DIV/0! | #DIV/0! | #DIV/0! | #DIV/0! | #DIV/0! | #DIV/0! | #DIV/0! | 6758 | 0 | 0 | 0 | 0 | 0
7 | 3 | 2017 | 185 | 1 | 0 | 0 | #DIV/0! | #DIV/0! | #DIV/0! | #DIV/0! | #DIV/0! | #DIV/0! | #DIV/0! | #DIV/0! | #DIV/0! | #DIV/0! | #DIV/0! | #DIV/0! | #DIV/0! | #DIV/0! | #DIV/0! | #DIV/0! | #DIV/0! | #DIV/0! | #DIV/0! | #DIV/0! | 6759 | 0 | 0 | 0 | 0 | 0
7 | 4 | 2017 | 186 | 2 | 0.09 | 0 | #DIV/0! | #DIV/0! | #DIV/0! | #DIV/0! | #DIV/0! | #DIV/0! | #DIV/0! | #DIV/0! | #DIV/0! | #DIV/0! | #DIV/0! | #DIV/0! | #DIV/0! | #DIV/0! | #DIV/0! | #DIV/0! | #DIV/0! | #DIV/0! | #DIV/0! | #DIV/0! | 6760 | 0 | 0 | 0 | 0 | 0
7 | 5 | 2017 | 187 | 3 | 0.6525 | 0 | #DIV/0! | #DIV/0! | #DIV/0! | #DIV/0! | #DIV/0! | #DIV/0! | #DIV/0! | #DIV/0! | #DIV/0! | #DIV/0! | #DIV/0! | #DIV/0! | #DIV/0! | #DIV/0! | #DIV/0! | #DIV/0! | #DIV/0! | #DIV/0! | #DIV/0! | #DIV/0! | 6761 | 0 | 0 | 0 | 0 | 0
7 | 6 | 2017 | 188 | 4 | 1.215 | 0 | #DIV/0! | #DIV/0! | #DIV/0! | #DIV/0! | #DIV/0! | #DIV/0! | #DIV/0! | #DIV/0! | #DIV/0! | #DIV/0! | #DIV/0! | #DIV/0! | #DIV/0! | #DIV/0! | #DIV/0! | #DIV/0! | #DIV/0! | #DIV/0! | #DIV/0! | #DIV/0! | 6762 | 0 | 0 | 0 | 0 | 0
7 | 7 | 2017 | 189 | 5 | 0.145 | 0 | #DIV/0! | #DIV/0! | #DIV/0! | #DIV/0! | #DIV/0! | #DIV/0! | #DIV/0! | #DIV/0! | #DIV/0! | #DIV/0! | #DIV/0! | #DIV/0! | #DIV/0! | #DIV/0! | #DIV/0! | #DIV/0! | #DIV/0! | #DIV/0! | #DIV/0! | #DIV/0! | 6763 | 0 | 0 | 0 | 0 | 0
7 | 8 | 2017 | 190 | 6 | 0.0025 | 0 | #DIV/0! | #DIV/0! | #DIV/0! | #DIV/0! | #DIV/0! | #DIV/0! | #DIV/0! | #DIV/0! | #DIV/0! | #DIV/0! | #DIV/0! | #DIV/0! | #DIV/0! | #DIV/0! | #DIV/0! | #DIV/0! | #DIV/0! | #DIV/0! | #DIV/0! | #DIV/0! | 6764 | 0 | 0 | 0 | 0 | 0
7 | 9 | 2017 | 191 | 7 | 0 | 0 | #DIV/0! | #DIV/0! | #DIV/0! | #DIV/0! | #DIV/0! | #DIV/0! | #DIV/0! | #DIV/0! | #DIV/0! | #DIV/0! | #DIV/0! | #DIV/0! | #DIV/0! | #DIV/0! | #DIV/0! | #DIV/0! | #DIV/0! | #DIV/0! | #DIV/0! | #DIV/0! | 6765 | 0 | 0 | 0 | 0 | 0
7 | 10 | 2017 | 192 | 1 | 0.0025 | 0 | #DIV/0! | #DIV/0! | #DIV/0! | #DIV/0! | #DIV/0! | #DIV/0! | #DIV/0! | #DIV/0! | #DIV/0! | #DIV/0! | #DIV/0! | #DIV/0! | #DIV/0! | #DIV/0! | #DIV/0! | #DIV/0! | #DIV/0! | #DIV/0! | #DIV/0! | #DIV/0! | 6766 | 0 | 0 | 0 | 0 | 0
7 | 11 | 2017 | 193 | 2 | 0.0025 | 0 | #DIV/0! | #DIV/0! | #DIV/0! | #DIV/0! | #DIV/0! | #DIV/0! | #DIV/0! | #DIV/0! | #DIV/0! | #DIV/0! | #DIV/0! | #DIV/0! | #DIV/0! | #DIV/0! | #DIV/0! | #DIV/0! | #DIV/0! | #DIV/0! | #DIV/0! | #DIV/0! | 6767 | 0 | 0 | 0 | 0 | 0
7 | 12 | 2017 | 194 | 3 | 0 | 0 | #DIV/0! | #DIV/0! | #DIV/0! | #DIV/0! | #DIV/0! | #DIV/0! | #DIV/0! | #DIV/0! | #DIV/0! | #DIV/0! | #DIV/0! | #DIV/0! | #DIV/0! | #DIV/0! | #DIV/0! | #DIV/0! | #DIV/0! | #DIV/0! | #DIV/0! | #DIV/0! | 6768 | 0 | 0 | 0 | 0 | 0
7 | 13 | 2017 | 195 | 4 | 0.005 | 0 | #DIV/0! | #DIV/0! | #DIV/0! | #DIV/0! | #DIV/0! | #DIV/0! | #DIV/0! | #DIV/0! | #DIV/0! | #DIV/0! | #DIV/0! | #DIV/0! | #DIV/0! | #DIV/0! | #DIV/0! | #DIV/0! | #DIV/0! | #DIV/0! | #DIV/0! | #DIV/0! | 6769 | 0 | 0 | 0 | 0 | 0
7 | 14 | 2017 | 196 | 5 | 0.45 | 0 | #DIV/0! | #DIV/0! | #DIV/0! | #DIV/0! | #DIV/0! | #DIV/0! | #DIV/0! | #DIV/0! | #DIV/0! | #DIV/0! | #DIV/0! | #DIV/0! | #DIV/0! | #DIV/0! | #DIV/0! | #DIV/0! | #DIV/0! | #DIV/0! | #DIV/0! | #DIV/0! | 6770 | 0 | 0 | 0 | 0 | 0
7 | 15 | 2017 | 197 | 6 | 0 | 0 | #DIV/0! | #DIV/0! | #DIV/0! | #DIV/0! | #DIV/0! | #DIV/0! | #DIV/0! | #DIV/0! | #DIV/0! | #DIV/0! | #DIV/0! | #DIV/0! | #DIV/0! | #DIV/0! | #DIV/0! | #DIV/0! | #DIV/0! | #DIV/0! | #DIV/0! | #DIV/0! | 6771 | 0 | 0 | 0 | 0 | 0
7 | 16 | 2017 | 198 | 7 | 0 | 0 | #DIV/0! | #DIV/0! | #DIV/0! | #DIV/0! | #DIV/0! | #DIV/0! | #DIV/0! | #DIV/0! | #DIV/0! | #DIV/0! | #DIV/0! | #DIV/0! | #DIV/0! | #DIV/0! | #DIV/0! | #DIV/0! | #DIV/0! | #DIV/0! | #DIV/0! | #DIV/0! | 6772 | 0 | 0 | 0 | 0 | 0
7 | 17 | 2017 | 199 | 1 | 0.005 | 0 | #DIV/0! | #DIV/0! | #DIV/0! | #DIV/0! | #DIV/0! | #DIV/0! | #DIV/0! | #DIV/0! | #DIV/0! | #DIV/0! | #DIV/0! | #DIV/0! | #DIV/0! | #DIV/0! | #DIV/0! | #DIV/0! | #DIV/0! | #DIV/0! | #DIV/0! | #DIV/0! | 6773 | 0 | 0 | 0 | 0 | 0
7 | 18 | 2017 | 200 | 2 | 0.415 | 0 | #DIV/0! | #DIV/0! | #DIV/0! | #DIV/0! | #DIV/0! | #DIV/0! | #DIV/0! | #DIV/0! | #DIV/0! | #DIV/0! | #DIV/0! | #DIV/0! | #DIV/0! | #DIV/0! | #DIV/0! | #DIV/0! | #DIV/0! | #DIV/0! | #DIV/0! | #DIV/0! | 6774 | 0 | 0 | 0 | 0 | 0
7 | 19 | 2017 | 201 | 3 | 0 | 0 | #DIV/0! | #DIV/0! | #DIV/0! | #DIV/0! | #DIV/0! | #DIV/0! | #DIV/0! | #DIV/0! | #DIV/0! | #DIV/0! | #DIV/0! | #DIV/0! | #DIV/0! | #DIV/0! | #DIV/0! | #DIV/0! | #DIV/0! | #DIV/0! | #DIV/0! | #DIV/0! | 6775 | 0 | 0 | 0 | 0 | 0
7 | 20 | 2017 | 202 | 4 | 0 | 0 | #DIV/0! | #DIV/0! | #DIV/0! | #DIV/0! | #DIV/0! | #DIV/0! | #DIV/0! | #DIV/0! | #DIV/0! | #DIV/0! | #DIV/0! | #DIV/0! | #DIV/0! | #DIV/0! | #DIV/0! | #DIV/0! | #DIV/0! | #DIV/0! | #DIV/0! | #DIV/0! | 6776 | 0 | 0 | 0 | 0 | 0
7 | 21 | 2017 | 203 | 5 | 0 | 0 | #DIV/0! | #DIV/0! | #DIV/0! | #DIV/0! | #DIV/0! | #DIV/0! | #DIV/0! | #DIV/0! | #DIV/0! | #DIV/0! | #DIV/0! | #DIV/0! | #DIV/0! | #DIV/0! | #DIV/0! | #DIV/0! | #DIV/0! | #DIV/0! | #DIV/0! | #DIV/0! | 6777 | 0 | 0 | 0 | 0 | 0
7 | 22 | 2017 | 204 | 6 | 0.6975 | 0 | #DIV/0! | #DIV/0! | #DIV/0! | #DIV/0! | #DIV/0! | #DIV/0! | #DIV/0! | #DIV/0! | #DIV/0! | #DIV/0! | #DIV/0! | #DIV/0! | #DIV/0! | #DIV/0! | #DIV/0! | #DIV/0! | #DIV/0! | #DIV/0! | #DIV/0! | #DIV/0! | 6778 | 0 | 0 | 0 | 0 | 0
7 | 23 | 2017 | 205 | 7 | 0.695 | 0 | #DIV/0! | #DIV/0! | #DIV/0! | #DIV/0! | #DIV/0! | #DIV/0! | #DIV/0! | #DIV/0! | #DIV/0! | #DIV/0! | #DIV/0! | #DIV/0! | #DIV/0! | #DIV/0! | #DIV/0! | #DIV/0! | #DIV/0! | #DIV/0! | #DIV/0! | #DIV/0! | 6779 | 0 | 0 | 0 | 0 | 0
7 | 24 | 2017 | 206 | 1 | 0.0075 | 0 | #DIV/0! | #DIV/0! | #DIV/0! | #DIV/0! | #DIV/0! | #DIV/0! | #DIV/0! | #DIV/0! | #DIV/0! | #DIV/0! | #DIV/0! | #DIV/0! | #DIV/0! | #DIV/0! | #DIV/0! | #DIV/0! | #DIV/0! | #DIV/0! | #DIV/0! | #DIV/0! | 6780 | 0 | 0 | 0 | 0 | 0
7 | 25 | 2017 | 207 | 2 | 0 | 0 | #DIV/0! | #DIV/0! | #DIV/0! | #DIV/0! | #DIV/0! | #DIV/0! | #DIV/0! | #DIV/0! | #DIV/0! | #DIV/0! | #DIV/0! | #DIV/0! | #DIV/0! | #DIV/0! | #DIV/0! | #DIV/0! | #DIV/0! | #DIV/0! | #DIV/0! | #DIV/0! | 6781 | 0 | 0 | 0 | 0 | 0
7 | 26 | 2017 | 208 | 3 | 0 | 0 | #DIV/0! | #DIV/0! | #DIV/0! | #DIV/0! | #DIV/0! | #DIV/0! | #DIV/0! | #DIV/0! | #DIV/0! | #DIV/0! | #DIV/0! | #DIV/0! | #DIV/0! | #DIV/0! | #DIV/0! | #DIV/0! | #DIV/0! | #DIV/0! | #DIV/0! | #DIV/0! | 6782 | 0 | 0 | 0 | 0 | 0
7 | 27 | 2017 | 209 | 4 | 0.0175 | 0 | #DIV/0! | #DIV/0! | #DIV/0! | #DIV/0! | #DIV/0! | #DIV/0! | #DIV/0! | #DIV/0! | #DIV/0! | #DIV/0! | #DIV/0! | #DIV/0! | #DIV/0! | #DIV/0! | #DIV/0! | #DIV/0! | #DIV/0! | #DIV/0! | #DIV/0! | #DIV/0! | 6783 | 0 | 0 | 0 | 0 | 0
7 | 28 | 2017 | 210 | 5 | 2.5225 | 0 | #DIV/0! | #DIV/0! | #DIV/0! | #DIV/0! | #DIV/0! | #DIV/0! | #DIV/0! | #DIV/0! | #DIV/0! | #DIV/0! | #DIV/0! | #DIV/0! | #DIV/0! | #DIV/0! | #DIV/0! | #DIV/0! | #DIV/0! | #DIV/0! | #DIV/0! | #DIV/0! | 6784 | 0 | 0 | 0 | 0 | 0
7 | 29 | 2017 | 211 | 6 | 0.51 | 0 | #DIV/0! | #DIV/0! | #DIV/0! | #DIV/0! | #DIV/0! | #DIV/0! | #DIV/0! | #DIV/0! | #DIV/0! | #DIV/0! | #DIV/0! | #DIV/0! | #DIV/0! | #DIV/0! | #DIV/0! | #DIV/0! | #DIV/0! | #DIV/0! | #DIV/0! | #DIV/0! | 6785 | 0 | 0 | 0 | 0 | 0
7 | 30 | 2017 | 212 | 7 | 0 | 0 | #DIV/0! | #DIV/0! | #DIV/0! | #DIV/0! | #DIV/0! | #DIV/0! | #DIV/0! | #DIV/0! | #DIV/0! | #DIV/0! | #DIV/0! | #DIV/0! | #DIV/0! | #DIV/0! | #DIV/0! | #DIV/0! | #DIV/0! | #DIV/0! | #DIV/0! | #DIV/0! | 6786 | 0 | 0 | 0 | 0 | 0
7 | 31 | 2017 | 213 | 1 | 0 | 0 | #DIV/0! | #DIV/0! | #DIV/0! | #DIV/0! | #DIV/0! | #DIV/0! | #DIV/0! | #DIV/0! | #DIV/0! | #DIV/0! | #DIV/0! | #DIV/0! | #DIV/0! | #DIV/0! | #DIV/0! | #DIV/0! | #DIV/0! | #DIV/0! | #DIV/0! | #DIV/0! | 6787 | 0 | 0 | 0 | 0 | 0
8 | 1 | 2017 | 214 | 2 | 0.0025 | 0 | #DIV/0! | #DIV/0! | #DIV/0! | #DIV/0! | #DIV/0! | #DIV/0! | #DIV/0! | #DIV/0! | #DIV/0! | #DIV/0! | #DIV/0! | #DIV/0! | #DIV/0! | #DIV/0! | #DIV/0! | #DIV/0! | #DIV/0! | #DIV/0! | #DIV/0! | #DIV/0! | 6788 | 0 | 0 | 0 | 0 | 0
8 | 2 | 2017 | 215 | 3 | 0.17 | 0 | #DIV/0! | #DIV/0! | #DIV/0! | #DIV/0! | #DIV/0! | #DIV/0! | #DIV/0! | #DIV/0! | #DIV/0! | #DIV/0! | #DIV/0! | #DIV/0! | #DIV/0! | #DIV/0! | #DIV/0! | #DIV/0! | #DIV/0! | #DIV/0! | #DIV/0! | #DIV/0! | 6789 | 0 | 0 | 0 | 0 | 0
8 | 3 | 2017 | 216 | 4 | 0.1325 | 0 | #DIV/0! | #DIV/0! | #DIV/0! | #DIV/0! | #DIV/0! | #DIV/0! | #DIV/0! | #DIV/0! | #DIV/0! | #DIV/0! | #DIV/0! | #DIV/0! | #DIV/0! | #DIV/0! | #DIV/0! | #DIV/0! | #DIV/0! | #DIV/0! | #DIV/0! | #DIV/0! | 6790 | 0 | 0 | 0 | 0 | 0
8 | 4 | 2017 | 217 | 5 | 0 | 0 | #DIV/0! | #DIV/0! | #DIV/0! | #DIV/0! | #DIV/0! | #DIV/0! | #DIV/0! | #DIV/0! | #DIV/0! | #DIV/0! | #DIV/0! | #DIV/0! | #DIV/0! | #DIV/0! | #DIV/0! | #DIV/0! | #DIV/0! | #DIV/0! | #DIV/0! | #DIV/0! | 6791 | 0 | 0 | 0 | 0 | 0
8 | 5 | 2017 | 218 | 6 | 0 | 0 | #DIV/0! | #DIV/0! | #DIV/0! | #DIV/0! | #DIV/0! | #DIV/0! | #DIV/0! | #DIV/0! | #DIV/0! | #DIV/0! | #DIV/0! | #DIV/0! | #DIV/0! | #DIV/0! | #DIV/0! | #DIV/0! | #DIV/0! | #DIV/0! | #DIV/0! | #DIV/0! | 6792 | 0 | 0 | 0 | 0 | 0
8 | 6 | 2017 | 219 | 7 | 0.175 | 0 | #DIV/0! | #DIV/0! | #DIV/0! | #DIV/0! | #DIV/0! | #DIV/0! | #DIV/0! | #DIV/0! | #DIV/0! | #DIV/0! | #DIV/0! | #DIV/0! | #DIV/0! | #DIV/0! | #DIV/0! | #DIV/0! | #DIV/0! | #DIV/0! | #DIV/0! | #DIV/0! | 6793 | 0 | 0 | 0 | 0 | 0
8 | 7 | 2017 | 220 | 1 | 1.0325 | 0 | #DIV/0! | #DIV/0! | #DIV/0! | #DIV/0! | #DIV/0! | #DIV/0! | #DIV/0! | #DIV/0! | #DIV/0! | #DIV/0! | #DIV/0! | #DIV/0! | #DIV/0! | #DIV/0! | #DIV/0! | #DIV/0! | #DIV/0! | #DIV/0! | #DIV/0! | #DIV/0! | 6794 | 0 | 0 | 0 | 0 | 0
8 | 8 | 2017 | 221 | 2 | 0.0225 | 0 | #DIV/0! | #DIV/0! | #DIV/0! | #DIV/0! | #DIV/0! | #DIV/0! | #DIV/0! | #DIV/0! | #DIV/0! | #DIV/0! | #DIV/0! | #DIV/0! | #DIV/0! | #DIV/0! | #DIV/0! | #DIV/0! | #DIV/0! | #DIV/0! | #DIV/0! | #DIV/0! | 6795 | 0 | 0 | 0 | 0 | 0
8 | 9 | 2017 | 222 | 3 | 0 | 0 | #DIV/0! | #DIV/0! | #DIV/0! | #DIV/0! | #DIV/0! | #DIV/0! | #DIV/0! | #DIV/0! | #DIV/0! | #DIV/0! | #DIV/0! | #DIV/0! | #DIV/0! | #DIV/0! | #DIV/0! | #DIV/0! | #DIV/0! | #DIV/0! | #DIV/0! | #DIV/0! | 6796 | 0 | 0 | 0 | 0 | 0
8 | 10 | 2017 | 223 | 4 | 0 | 0 | #DIV/0! | #DIV/0! | #DIV/0! | #DIV/0! | #DIV/0! | #DIV/0! | #DIV/0! | #DIV/0! | #DIV/0! | #DIV/0! | #DIV/0! | #DIV/0! | #DIV/0! | #DIV/0! | #DIV/0! | #DIV/0! | #DIV/0! | #DIV/0! | #DIV/0! | #DIV/0! | 6797 | 0 | 0 | 0 | 0 | 0
8 | 11 | 2017 | 224 | 5 | 1.6825 | 0 | #DIV/0! | #DIV/0! | #DIV/0! | #DIV/0! | #DIV/0! | #DIV/0! | #DIV/0! | #DIV/0! | #DIV/0! | #DIV/0! | #DIV/0! | #DIV/0! | #DIV/0! | #DIV/0! | #DIV/0! | #DIV/0! | #DIV/0! | #DIV/0! | #DIV/0! | #DIV/0! | 6798 | 0 | 0 | 0 | 0 | 0
8 | 12 | 2017 | 225 | 6 | 0.655 | 0 | #DIV/0! | #DIV/0! | #DIV/0! | #DIV/0! | #DIV/0! | #DIV/0! | #DIV/0! | #DIV/0! | #DIV/0! | #DIV/0! | #DIV/0! | #DIV/0! | #DIV/0! | #DIV/0! | #DIV/0! | #DIV/0! | #DIV/0! | #DIV/0! | #DIV/0! | #DIV/0! | 6799 | 0 | 0 | 0 | 0 | 0
8 | 13 | 2017 | 226 | 7 | 0 | 0 | #DIV/0! | #DIV/0! | #DIV/0! | #DIV/0! | #DIV/0! | #DIV/0! | #DIV/0! | #DIV/0! | #DIV/0! | #DIV/0! | #DIV/0! | #DIV/0! | #DIV/0! | #DIV/0! | #DIV/0! | #DIV/0! | #DIV/0! | #DIV/0! | #DIV/0! | #DIV/0! | 6800 | 0 | 0 | 0 | 0 | 0
8 | 14 | 2017 | 227 | 1 | 0.0025 | 0 | #DIV/0! | #DIV/0! | #DIV/0! | #DIV/0! | #DIV/0! | #DIV/0! | #DIV/0! | #DIV/0! | #DIV/0! | #DIV/0! | #DIV/0! | #DIV/0! | #DIV/0! | #DIV/0! | #DIV/0! | #DIV/0! | #DIV/0! | #DIV/0! | #DIV/0! | #DIV/0! | 6801 | 0 | 0 | 0 | 0 | 0
8 | 15 | 2017 | 228 | 2 | 0.38 | 0 | #DIV/0! | #DIV/0! | #DIV/0! | #DIV/0! | #DIV/0! | #DIV/0! | #DIV/0! | #DIV/0! | #DIV/0! | #DIV/0! | #DIV/0! | #DIV/0! | #DIV/0! | #DIV/0! | #DIV/0! | #DIV/0! | #DIV/0! | #DIV/0! | #DIV/0! | #DIV/0! | 6802 | 0 | 0 | 0 | 0 | 0
8 | 16 | 2017 | 229 | 3 | 0.0025 | 0 | #DIV/0! | #DIV/0! | #DIV/0! | #DIV/0! | #DIV/0! | #DIV/0! | #DIV/0! | #DIV/0! | #DIV/0! | #DIV/0! | #DIV/0! | #DIV/0! | #DIV/0! | #DIV/0! | #DIV/0! | #DIV/0! | #DIV/0! | #DIV/0! | #DIV/0! | #DIV/0! | 6803 | 0 | 0 | 0 | 0 | 0
8 | 17 | 2017 | 230 | 4 | 0.0325 | 0 | #DIV/0! | #DIV/0! | #DIV/0! | #DIV/0! | #DIV/0! | #DIV/0! | #DIV/0! | #DIV/0! | #DIV/0! | #DIV/0! | #DIV/0! | #DIV/0! | #DIV/0! | #DIV/0! | #DIV/0! | #DIV/0! | #DIV/0! | #DIV/0! | #DIV/0! | #DIV/0! | 6804 | 0 | 0 | 0 | 0 | 0
8 | 18 | 2017 | 231 | 5 | 0.435 | 0 | #DIV/0! | #DIV/0! | #DIV/0! | #DIV/0! | #DIV/0! | #DIV/0! | #DIV/0! | #DIV/0! | #DIV/0! | #DIV/0! | #DIV/0! | #DIV/0! | #DIV/0! | #DIV/0! | #DIV/0! | #DIV/0! | #DIV/0! | #DIV/0! | #DIV/0! | #DIV/0! | 6805 | 0 | 0 | 0 | 0 | 0
8 | 19 | 2017 | 232 | 6 | 0.01 | 0 | #DIV/0! | #DIV/0! | #DIV/0! | #DIV/0! | #DIV/0! | #DIV/0! | #DIV/0! | #DIV/0! | #DIV/0! | #DIV/0! | #DIV/0! | #DIV/0! | #DIV/0! | #DIV/0! | #DIV/0! | #DIV/0! | #DIV/0! | #DIV/0! | #DIV/0! | #DIV/0! | 6806 | 0 | 0 | 0 | 0 | 0
8 | 20 | 2017 | 233 | 7 | 0.0025 | 0 | #DIV/0! | #DIV/0! | #DIV/0! | #DIV/0! | #DIV/0! | #DIV/0! | #DIV/0! | #DIV/0! | #DIV/0! | #DIV/0! | #DIV/0! | #DIV/0! | #DIV/0! | #DIV/0! | #DIV/0! | #DIV/0! | #DIV/0! | #DIV/0! | #DIV/0! | #DIV/0! | 6807 | 0 | 0 | 0 | 0 | 0
8 | 21 | 2017 | 234 | 1 | 0.0075 | 0 | #DIV/0! | #DIV/0! | #DIV/0! | #DIV/0! | #DIV/0! | #DIV/0! | #DIV/0! | #DIV/0! | #DIV/0! | #DIV/0! | #DIV/0! | #DIV/0! | #DIV/0! | #DIV/0! | #DIV/0! | #DIV/0! | #DIV/0! | #DIV/0! | #DIV/0! | #DIV/0! | 6808 | 0 | 0 | 0 | 0 | 0
8 | 22 | 2017 | 235 | 2 | 0 | 0 | #DIV/0! | #DIV/0! | #DIV/0! | #DIV/0! | #DIV/0! | #DIV/0! | #DIV/0! | #DIV/0! | #DIV/0! | #DIV/0! | #DIV/0! | #DIV/0! | #DIV/0! | #DIV/0! | #DIV/0! | #DIV/0! | #DIV/0! | #DIV/0! | #DIV/0! | #DIV/0! | 6809 | 0 | 0 | 0 | 0 | 0
8 | 23 | 2017 | 236 | 3 | 0 | 0 | #DIV/0! | #DIV/0! | #DIV/0! | #DIV/0! | #DIV/0! | #DIV/0! | #DIV/0! | #DIV/0! | #DIV/0! | #DIV/0! | #DIV/0! | #DIV/0! | #DIV/0! | #DIV/0! | #DIV/0! | #DIV/0! | #DIV/0! | #DIV/0! | #DIV/0! | #DIV/0! | 6810 | 0 | 0 | 0 | 0 | 0
8 | 24 | 2017 | 237 | 4 | 0.03 | 0 | #DIV/0! | #DIV/0! | #DIV/0! | #DIV/0! | #DIV/0! | #DIV/0! | #DIV/0! | #DIV/0! | #DIV/0! | #DIV/0! | #DIV/0! | #DIV/0! | #DIV/0! | #DIV/0! | #DIV/0! | #DIV/0! | #DIV/0! | #DIV/0! | #DIV/0! | #DIV/0! | 6811 | 0 | 0 | 0 | 0 | 0
8 | 25 | 2017 | 238 | 5 | 0.0225 | 0 | #DIV/0! | #DIV/0! | #DIV/0! | #DIV/0! | #DIV/0! | #DIV/0! | #DIV/0! | #DIV/0! | #DIV/0! | #DIV/0! | #DIV/0! | #DIV/0! | #DIV/0! | #DIV/0! | #DIV/0! | #DIV/0! | #DIV/0! | #DIV/0! | #DIV/0! | #DIV/0! | 6812 | 0 | 0 | 0 | 0 | 0
8 | 26 | 2017 | 239 | 6 | 0.0025 | 0 | #DIV/0! | #DIV/0! | #DIV/0! | #DIV/0! | #DIV/0! | #DIV/0! | #DIV/0! | #DIV/0! | #DIV/0! | #DIV/0! | #DIV/0! | #DIV/0! | #DIV/0! | #DIV/0! | #DIV/0! | #DIV/0! | #DIV/0! | #DIV/0! | #DIV/0! | #DIV/0! | 6813 | 0 | 0 | 0 | 0 | 0
8 | 27 | 2017 | 240 | 7 | 0.0025 | 0 | #DIV/0! | #DIV/0! | #DIV/0! | #DIV/0! | #DIV/0! | #DIV/0! | #DIV/0! | #DIV/0! | #DIV/0! | #DIV/0! | #DIV/0! | #DIV/0! | #DIV/0! | #DIV/0! | #DIV/0! | #DIV/0! | #DIV/0! | #DIV/0! | #DIV/0! | #DIV/0! | 6814 | 0 | 0 | 0 | 0 | 0
8 | 28 | 2017 | 241 | 1 | 0.075 | 0 | #DIV/0! | #DIV/0! | #DIV/0! | #DIV/0! | #DIV/0! | #DIV/0! | #DIV/0! | #DIV/0! | #DIV/0! | #DIV/0! | #DIV/0! | #DIV/0! | #DIV/0! | #DIV/0! | #DIV/0! | #DIV/0! | #DIV/0! | #DIV/0! | #DIV/0! | #DIV/0! | 6815 | 0 | 0 | 0 | 0 | 0
8 | 29 | 2017 | 242 | 2 | 0.7775 | 0 | #DIV/0! | #DIV/0! | #DIV/0! | #DIV/0! | #DIV/0! | #DIV/0! | #DIV/0! | #DIV/0! | #DIV/0! | #DIV/0! | #DIV/0! | #DIV/0! | #DIV/0! | #DIV/0! | #DIV/0! | #DIV/0! | #DIV/0! | #DIV/0! | #DIV/0! | #DIV/0! | 6816 | 0 | 0 | 0 | 0 | 0
8 | 30 | 2017 | 243 | 3 | 0.0025 | 0 | #DIV/0! | #DIV/0! | #DIV/0! | #DIV/0! | #DIV/0! | #DIV/0! | #DIV/0! | #DIV/0! | #DIV/0! | #DIV/0! | #DIV/0! | #DIV/0! | #DIV/0! | #DIV/0! | #DIV/0! | #DIV/0! | #DIV/0! | #DIV/0! | #DIV/0! | #DIV/0! | 6817 | 0 | 0 | 0 | 0 | 0
8 | 31 | 2017 | 244 | 4 | 0.0025 | 0 | #DIV/0! | #DIV/0! | #DIV/0! | #DIV/0! | #DIV/0! | #DIV/0! | #DIV/0! | #DIV/0! | #DIV/0! | #DIV/0! | #DIV/0! | #DIV/0! | #DIV/0! | #DIV/0! | #DIV/0! | #DIV/0! | #DIV/0! | #DIV/0! | #DIV/0! | #DIV/0! | 6818 | 0 | 0 | 0 | 0 | 0
9 | 1 | 2017 | 245 | 5 | 0.1725 | 0 | #DIV/0! | #DIV/0! | #DIV/0! | #DIV/0! | #DIV/0! | #DIV/0! | #DIV/0! | #DIV/0! | #DIV/0! | #DIV/0! | #DIV/0! | #DIV/0! | #DIV/0! | #DIV/0! | #DIV/0! | #DIV/0! | #DIV/0! | #DIV/0! | #DIV/0! | #DIV/0! | 6819 | 0 | 0 | 0 | 0 | 0
9 | 2 | 2017 | 246 | 6 | 0.575 | 0 | #DIV/0! | #DIV/0! | #DIV/0! | #DIV/0! | #DIV/0! | #DIV/0! | #DIV/0! | #DIV/0! | #DIV/0! | #DIV/0! | #DIV/0! | #DIV/0! | #DIV/0! | #DIV/0! | #DIV/0! | #DIV/0! | #DIV/0! | #DIV/0! | #DIV/0! | #DIV/0! | 6820 | 0 | 0 | 0 | 0 | 0
9 | 3 | 2017 | 247 | 7 | 0.005 | 0 | #DIV/0! | #DIV/0! | #DIV/0! | #DIV/0! | #DIV/0! | #DIV/0! | #DIV/0! | #DIV/0! | #DIV/0! | #DIV/0! | #DIV/0! | #DIV/0! | #DIV/0! | #DIV/0! | #DIV/0! | #DIV/0! | #DIV/0! | #DIV/0! | #DIV/0! | #DIV/0! | 6821 | 0 | 0 | 0 | 0 | 0
9 | 4 | 2017 | 248 | 1 | 0.0025 | 0 | #DIV/0! | #DIV/0! | #DIV/0! | #DIV/0! | #DIV/0! | #DIV/0! | #DIV/0! | #DIV/0! | #DIV/0! | #DIV/0! | #DIV/0! | #DIV/0! | #DIV/0! | #DIV/0! | #DIV/0! | #DIV/0! | #DIV/0! | #DIV/0! | #DIV/0! | #DIV/0! | 6822 | 0 | 0 | 0 | 0 | 0
9 | 5 | 2017 | 249 | 2 | 0.29 | 0 | #DIV/0! | #DIV/0! | #DIV/0! | #DIV/0! | #DIV/0! | #DIV/0! | #DIV/0! | #DIV/0! | #DIV/0! | #DIV/0! | #DIV/0! | #DIV/0! | #DIV/0! | #DIV/0! | #DIV/0! | #DIV/0! | #DIV/0! | #DIV/0! | #DIV/0! | #DIV/0! | 6823 | 0 | 0 | 0 | 0 | 0
9 | 6 | 2017 | 250 | 3 | 0.5625 | 0 | #DIV/0! | #DIV/0! | #DIV/0! | #DIV/0! | #DIV/0! | #DIV/0! | #DIV/0! | #DIV/0! | #DIV/0! | #DIV/0! | #DIV/0! | #DIV/0! | #DIV/0! | #DIV/0! | #DIV/0! | #DIV/0! | #DIV/0! | #DIV/0! | #DIV/0! | #DIV/0! | 6824 | 0 | 0 | 0 | 0 | 0
9 | 7 | 2017 | 251 | 4 | 0.0025 | 0 | #DIV/0! | #DIV/0! | #DIV/0! | #DIV/0! | #DIV/0! | #DIV/0! | #DIV/0! | #DIV/0! | #DIV/0! | #DIV/0! | #DIV/0! | #DIV/0! | #DIV/0! | #DIV/0! | #DIV/0! | #DIV/0! | #DIV/0! | #DIV/0! | #DIV/0! | #DIV/0! | 6825 | 0 | 0 | 0 | 0 | 0
9 | 8 | 2017 | 252 | 5 | 0.0025 | 0 | #DIV/0! | #DIV/0! | #DIV/0! | #DIV/0! | #DIV/0! | #DIV/0! | #DIV/0! | #DIV/0! | #DIV/0! | #DIV/0! | #DIV/0! | #DIV/0! | #DIV/0! | #DIV/0! | #DIV/0! | #DIV/0! | #DIV/0! | #DIV/0! | #DIV/0! | #DIV/0! | 6826 | 0 | 0 | 0 | 0 | 0
9 | 9 | 2017 | 253 | 6 | 0 | 0 | #DIV/0! | #DIV/0! | #DIV/0! | #DIV/0! | #DIV/0! | #DIV/0! | #DIV/0! | #DIV/0! | #DIV/0! | #DIV/0! | #DIV/0! | #DIV/0! | #DIV/0! | #DIV/0! | #DIV/0! | #DIV/0! | #DIV/0! | #DIV/0! | #DIV/0! | #DIV/0! | 6827 | 0 | 0 | 0 | 0 | 0
9 | 10 | 2017 | 254 | 7 | 0 | 0 | #DIV/0! | #DIV/0! | #DIV/0! | #DIV/0! | #DIV/0! | #DIV/0! | #DIV/0! | #DIV/0! | #DIV/0! | #DIV/0! | #DIV/0! | #DIV/0! | #DIV/0! | #DIV/0! | #DIV/0! | #DIV/0! | #DIV/0! | #DIV/0! | #DIV/0! | #DIV/0! | 6828 | 0 | 0 | 0 | 0 | 0
9 | 11 | 2017 | 255 | 1 | 0.0025 | 0 | #DIV/0! | #DIV/0! | #DIV/0! | #DIV/0! | #DIV/0! | #DIV/0! | #DIV/0! | #DIV/0! | #DIV/0! | #DIV/0! | #DIV/0! | #DIV/0! | #DIV/0! | #DIV/0! | #DIV/0! | #DIV/0! | #DIV/0! | #DIV/0! | #DIV/0! | #DIV/0! | 6829 | 0 | 0 | 0 | 0 | 0
9 | 12 | 2017 | 256 | 2 | 0.0075 | 0 | #DIV/0! | #DIV/0! | #DIV/0! | #DIV/0! | #DIV/0! | #DIV/0! | #DIV/0! | #DIV/0! | #DIV/0! | #DIV/0! | #DIV/0! | #DIV/0! | #DIV/0! | #DIV/0! | #DIV/0! | #DIV/0! | #DIV/0! | #DIV/0! | #DIV/0! | #DIV/0! | 6830 | 0 | 0 | 0 | 0 | 0
9 | 13 | 2017 | 257 | 3 | 0.065 | 0 | #DIV/0! | #DIV/0! | #DIV/0! | #DIV/0! | #DIV/0! | #DIV/0! | #DIV/0! | #DIV/0! | #DIV/0! | #DIV/0! | #DIV/0! | #DIV/0! | #DIV/0! | #DIV/0! | #DIV/0! | #DIV/0! | #DIV/0! | #DIV/0! | #DIV/0! | #DIV/0! | 6831 | 0 | 0 | 0 | 0 | 0
9 | 14 | 2017 | 258 | 4 | 0.01 | 0 | #DIV/0! | #DIV/0! | #DIV/0! | #DIV/0! | #DIV/0! | #DIV/0! | #DIV/0! | #DIV/0! | #DIV/0! | #DIV/0! | #DIV/0! | #DIV/0! | #DIV/0! | #DIV/0! | #DIV/0! | #DIV/0! | #DIV/0! | #DIV/0! | #DIV/0! | #DIV/0! | 6832 | 0 | 0 | 0 | 0 | 0
9 | 15 | 2017 | 259 | 5 | 0 | 0 | #DIV/0! | #DIV/0! | #DIV/0! | #DIV/0! | #DIV/0! | #DIV/0! | #DIV/0! | #DIV/0! | #DIV/0! | #DIV/0! | #DIV/0! | #DIV/0! | #DIV/0! | #DIV/0! | #DIV/0! | #DIV/0! | #DIV/0! | #DIV/0! | #DIV/0! | #DIV/0! | 6833 | 0 | 0 | 0 | 0 | 0
9 | 16 | 2017 | 260 | 6 | 0.0025 | 0 | #DIV/0! | #DIV/0! | #DIV/0! | #DIV/0! | #DIV/0! | #DIV/0! | #DIV/0! | #DIV/0! | #DIV/0! | #DIV/0! | #DIV/0! | #DIV/0! | #DIV/0! | #DIV/0! | #DIV/0! | #DIV/0! | #DIV/0! | #DIV/0! | #DIV/0! | #DIV/0! | 6834 | 0 | 0 | 0 | 0 | 0
9 | 17 | 2017 | 261 | 7 | 0 | 0 | #DIV/0! | #DIV/0! | #DIV/0! | #DIV/0! | #DIV/0! | #DIV/0! | #DIV/0! | #DIV/0! | #DIV/0! | #DIV/0! | #DIV/0! | #DIV/0! | #DIV/0! | #DIV/0! | #DIV/0! | #DIV/0! | #DIV/0! | #DIV/0! | #DIV/0! | #DIV/0! | 6835 | 0 | 0 | 0 | 0 | 0
9 | 18 | 2017 | 262 | 1 | 0.005 | 0 | #DIV/0! | #DIV/0! | #DIV/0! | #DIV/0! | #DIV/0! | #DIV/0! | #DIV/0! | #DIV/0! | #DIV/0! | #DIV/0! | #DIV/0! | #DIV/0! | #DIV/0! | #DIV/0! | #DIV/0! | #DIV/0! | #DIV/0! | #DIV/0! | #DIV/0! | #DIV/0! | 6836 | 0 | 0 | 0 | 0 | 0
9 | 19 | 2017 | 263 | 2 | 0 | 0 | #DIV/0! | #DIV/0! | #DIV/0! | #DIV/0! | #DIV/0! | #DIV/0! | #DIV/0! | #DIV/0! | #DIV/0! | #DIV/0! | #DIV/0! | #DIV/0! | #DIV/0! | #DIV/0! | #DIV/0! | #DIV/0! | #DIV/0! | #DIV/0! | #DIV/0! | #DIV/0! | 6837 | 0 | 0 | 0 | 0 | 0
9 | 20 | 2017 | 264 | 3 | 0.0025 | 0 | #DIV/0! | #DIV/0! | #DIV/0! | #DIV/0! | #DIV/0! | #DIV/0! | #DIV/0! | #DIV/0! | #DIV/0! | #DIV/0! | #DIV/0! | #DIV/0! | #DIV/0! | #DIV/0! | #DIV/0! | #DIV/0! | #DIV/0! | #DIV/0! | #DIV/0! | #DIV/0! | 6838 | 0 | 0 | 0 | 0 | 0
9 | 21 | 2017 | 265 | 4 | 0.0025 | 0 | #DIV/0! | #DIV/0! | #DIV/0! | #DIV/0! | #DIV/0! | #DIV/0! | #DIV/0! | #DIV/0! | #DIV/0! | #DIV/0! | #DIV/0! | #DIV/0! | #DIV/0! | #DIV/0! | #DIV/0! | #DIV/0! | #DIV/0! | #DIV/0! | #DIV/0! | #DIV/0! | 6839 | 0 | 0 | 0 | 0 | 0
9 | 22 | 2017 | 266 | 5 | 0.0025 | 0 | #DIV/0! | #DIV/0! | #DIV/0! | #DIV/0! | #DIV/0! | #DIV/0! | #DIV/0! | #DIV/0! | #DIV/0! | #DIV/0! | #DIV/0! | #DIV/0! | #DIV/0! | #DIV/0! | #DIV/0! | #DIV/0! | #DIV/0! | #DIV/0! | #DIV/0! | #DIV/0! | 6840 | 0 | 0 | 0 | 0 | 0
9 | 23 | 2017 | 267 | 6 | 0.0025 | 0 | #DIV/0! | #DIV/0! | #DIV/0! | #DIV/0! | #DIV/0! | #DIV/0! | #DIV/0! | #DIV/0! | #DIV/0! | #DIV/0! | #DIV/0! | #DIV/0! | #DIV/0! | #DIV/0! | #DIV/0! | #DIV/0! | #DIV/0! | #DIV/0! | #DIV/0! | #DIV/0! | 6841 | 0 | 0 | 0 | 0 | 0
9 | 24 | 2017 | 268 | 7 | 0.0025 | 0 | #DIV/0! | #DIV/0! | #DIV/0! | #DIV/0! | #DIV/0! | #DIV/0! | #DIV/0! | #DIV/0! | #DIV/0! | #DIV/0! | #DIV/0! | #DIV/0! | #DIV/0! | #DIV/0! | #DIV/0! | #DIV/0! | #DIV/0! | #DIV/0! | #DIV/0! | #DIV/0! | 6842 | 0 | 0 | 0 | 0 | 0
9 | 25 | 2017 | 269 | 1 | 0 | 0 | #DIV/0! | #DIV/0! | #DIV/0! | #DIV/0! | #DIV/0! | #DIV/0! | #DIV/0! | #DIV/0! | #DIV/0! | #DIV/0! | #DIV/0! | #DIV/0! | #DIV/0! | #DIV/0! | #DIV/0! | #DIV/0! | #DIV/0! | #DIV/0! | #DIV/0! | #DIV/0! | 6843 | 0 | 0 | 0 | 0 | 0
9 | 26 | 2017 | 270 | 2 | 0 | 0 | #DIV/0! | #DIV/0! | #DIV/0! | #DIV/0! | #DIV/0! | #DIV/0! | #DIV/0! | #DIV/0! | #DIV/0! | #DIV/0! | #DIV/0! | #DIV/0! | #DIV/0! | #DIV/0! | #DIV/0! | #DIV/0! | #DIV/0! | #DIV/0! | #DIV/0! | #DIV/0! | 6844 | 0 | 0 | 0 | 0 | 0
9 | 27 | 2017 | 271 | 3 | 0 | 0 | #DIV/0! | #DIV/0! | #DIV/0! | #DIV/0! | #DIV/0! | #DIV/0! | #DIV/0! | #DIV/0! | #DIV/0! | #DIV/0! | #DIV/0! | #DIV/0! | #DIV/0! | #DIV/0! | #DIV/0! | #DIV/0! | #DIV/0! | #DIV/0! | #DIV/0! | #DIV/0! | 6845 | 0 | 0 | 0 | 0 | 0
9 | 28 | 2017 | 272 | 4 | 0 | 0 | #DIV/0! | #DIV/0! | #DIV/0! | #DIV/0! | #DIV/0! | #DIV/0! | #DIV/0! | #DIV/0! | #DIV/0! | #DIV/0! | #DIV/0! | #DIV/0! | #DIV/0! | #DIV/0! | #DIV/0! | #DIV/0! | #DIV/0! | #DIV/0! | #DIV/0! | #DIV/0! | 6846 | 0 | 0 | 0 | 0 | 0
9 | 29 | 2017 | 273 | 5 | 0 | 0 | #DIV/0! | #DIV/0! | #DIV/0! | #DIV/0! | #DIV/0! | #DIV/0! | #DIV/0! | #DIV/0! | #DIV/0! | #DIV/0! | #DIV/0! | #DIV/0! | #DIV/0! | #DIV/0! | #DIV/0! | #DIV/0! | #DIV/0! | #DIV/0! | #DIV/0! | #DIV/0! | 6847 | 0 | 0 | 0 | 0 | 0
9 | 30 | 2017 | 274 | 6 | 0 | 0 | #DIV/0! | #DIV/0! | #DIV/0! | #DIV/0! | #DIV/0! | #DIV/0! | #DIV/0! | #DIV/0! | #DIV/0! | #DIV/0! | #DIV/0! | #DIV/0! | #DIV/0! | #DIV/0! | #DIV/0! | #DIV/0! | #DIV/0! | #DIV/0! | #DIV/0! | #DIV/0! | 6848 | 0 | 0 | 0 | 0 | 0
10 | 1 | 2017 | 275 | 7 | 0.0025 | 0 | #DIV/0! | #DIV/0! | #DIV/0! | #DIV/0! | #DIV/0! | #DIV/0! | #DIV/0! | #DIV/0! | #DIV/0! | #DIV/0! | #DIV/0! | #DIV/0! | #DIV/0! | #DIV/0! | #DIV/0! | #DIV/0! | #DIV/0! | #DIV/0! | #DIV/0! | #DIV/0! | 6849 | 0 | 0 | 0 | 0 | 0
10 | 2 | 2017 | 276 | 1 | 0.0025 | 0 | #DIV/0! | #DIV/0! | #DIV/0! | #DIV/0! | #DIV/0! | #DIV/0! | #DIV/0! | #DIV/0! | #DIV/0! | #DIV/0! | #DIV/0! | #DIV/0! | #DIV/0! | #DIV/0! | #DIV/0! | #DIV/0! | #DIV/0! | #DIV/0! | #DIV/0! | #DIV/0! | 6850 | 0 | 0 | 0 | 0 | 0
10 | 3 | 2017 | 277 | 2 | 0.0025 | 0 | #DIV/0! | #DIV/0! | #DIV/0! | #DIV/0! | #DIV/0! | #DIV/0! | #DIV/0! | #DIV/0! | #DIV/0! | #DIV/0! | #DIV/0! | #DIV/0! | #DIV/0! | #DIV/0! | #DIV/0! | #DIV/0! | #DIV/0! | #DIV/0! | #DIV/0! | #DIV/0! | 6851 | 0 | 0 | 0 | 0 | 0
10 | 4 | 2017 | 278 | 3 | 0.0025 | 0 | #DIV/0! | #DIV/0! | #DIV/0! | #DIV/0! | #DIV/0! | #DIV/0! | #DIV/0! | #DIV/0! | #DIV/0! | #DIV/0! | #DIV/0! | #DIV/0! | #DIV/0! | #DIV/0! | #DIV/0! | #DIV/0! | #DIV/0! | #DIV/0! | #DIV/0! | #DIV/0! | 6852 | 0 | 0 | 0 | 0 | 0
10 | 5 | 2017 | 279 | 4 | 0 | 0 | #DIV/0! | #DIV/0! | #DIV/0! | #DIV/0! | #DIV/0! | #DIV/0! | #DIV/0! | #DIV/0! | #DIV/0! | #DIV/0! | #DIV/0! | #DIV/0! | #DIV/0! | #DIV/0! | #DIV/0! | #DIV/0! | #DIV/0! | #DIV/0! | #DIV/0! | #DIV/0! | 6853 | 0 | 0 | 0 | 0 | 0
10 | 6 | 2017 | 280 | 5 | 0 | 0 | #DIV/0! | #DIV/0! | #DIV/0! | #DIV/0! | #DIV/0! | #DIV/0! | #DIV/0! | #DIV/0! | #DIV/0! | #DIV/0! | #DIV/0! | #DIV/0! | #DIV/0! | #DIV/0! | #DIV/0! | #DIV/0! | #DIV/0! | #DIV/0! | #DIV/0! | #DIV/0! | 6854 | 0 | 0 | 0 | 0 | 0
10 | 7 | 2017 | 281 | 6 | 0 | 0 | #DIV/0! | #DIV/0! | #DIV/0! | #DIV/0! | #DIV/0! | #DIV/0! | #DIV/0! | #DIV/0! | #DIV/0! | #DIV/0! | #DIV/0! | #DIV/0! | #DIV/0! | #DIV/0! | #DIV/0! | #DIV/0! | #DIV/0! | #DIV/0! | #DIV/0! | #DIV/0! | 6855 | 0 | 0 | 0 | 0 | 0
10 | 8 | 2017 | 282 | 7 | 0.1025 | 0 | #DIV/0! | #DIV/0! | #DIV/0! | #DIV/0! | #DIV/0! | #DIV/0! | #DIV/0! | #DIV/0! | #DIV/0! | #DIV/0! | #DIV/0! | #DIV/0! | #DIV/0! | #DIV/0! | #DIV/0! | #DIV/0! | #DIV/0! | #DIV/0! | #DIV/0! | #DIV/0! | 6856 | 0 | 0 | 0 | 0 | 0
10 | 9 | 2017 | 283 | 1 | 0.4925 | 0 | #DIV/0! | #DIV/0! | #DIV/0! | #DIV/0! | #DIV/0! | #DIV/0! | #DIV/0! | #DIV/0! | #DIV/0! | #DIV/0! | #DIV/0! | #DIV/0! | #DIV/0! | #DIV/0! | #DIV/0! | #DIV/0! | #DIV/0! | #DIV/0! | #DIV/0! | #DIV/0! | 6857 | 0 | 0 | 0 | 0 | 0
10 | 10 | 2017 | 284 | 2 | 0.005 | 0 | #DIV/0! | #DIV/0! | #DIV/0! | #DIV/0! | #DIV/0! | #DIV/0! | #DIV/0! | #DIV/0! | #DIV/0! | #DIV/0! | #DIV/0! | #DIV/0! | #DIV/0! | #DIV/0! | #DIV/0! | #DIV/0! | #DIV/0! | #DIV/0! | #DIV/0! | #DIV/0! | 6858 | 0 | 0 | 0 | 0 | 0
10 | 11 | 2017 | 285 | 3 | 0.4025 | 0 | #DIV/0! | #DIV/0! | #DIV/0! | #DIV/0! | #DIV/0! | #DIV/0! | #DIV/0! | #DIV/0! | #DIV/0! | #DIV/0! | #DIV/0! | #DIV/0! | #DIV/0! | #DIV/0! | #DIV/0! | #DIV/0! | #DIV/0! | #DIV/0! | #DIV/0! | #DIV/0! | 6859 | 0 | 0 | 0 | 0 | 0
10 | 12 | 2017 | 286 | 4 | 0.09 | 0 | #DIV/0! | #DIV/0! | #DIV/0! | #DIV/0! | #DIV/0! | #DIV/0! | #DIV/0! | #DIV/0! | #DIV/0! | #DIV/0! | #DIV/0! | #DIV/0! | #DIV/0! | #DIV/0! | #DIV/0! | #DIV/0! | #DIV/0! | #DIV/0! | #DIV/0! | #DIV/0! | 6860 | 0 | 0 | 0 | 0 | 0
10 | 13 | 2017 | 287 | 5 | 0.01 | 0 | #DIV/0! | #DIV/0! | #DIV/0! | #DIV/0! | #DIV/0! | #DIV/0! | #DIV/0! | #DIV/0! | #DIV/0! | #DIV/0! | #DIV/0! | #DIV/0! | #DIV/0! | #DIV/0! | #DIV/0! | #DIV/0! | #DIV/0! | #DIV/0! | #DIV/0! | #DIV/0! | 6861 | 0 | 0 | 0 | 0 | 0
10 | 14 | 2017 | 288 | 6 | 0.0025 | 0 | #DIV/0! | #DIV/0! | #DIV/0! | #DIV/0! | #DIV/0! | #DIV/0! | #DIV/0! | #DIV/0! | #DIV/0! | #DIV/0! | #DIV/0! | #DIV/0! | #DIV/0! | #DIV/0! | #DIV/0! | #DIV/0! | #DIV/0! | #DIV/0! | #DIV/0! | #DIV/0! | 6862 | 0 | 0 | 0 | 0 | 0
10 | 15 | 2017 | 289 | 7 | 0.0725 | 0 | #DIV/0! | #DIV/0! | #DIV/0! | #DIV/0! | #DIV/0! | #DIV/0! | #DIV/0! | #DIV/0! | #DIV/0! | #DIV/0! | #DIV/0! | #DIV/0! | #DIV/0! | #DIV/0! | #DIV/0! | #DIV/0! | #DIV/0! | #DIV/0! | #DIV/0! | #DIV/0! | 6863 | 0 | 0 | 0 | 0 | 0
10 | 16 | 2017 | 290 | 1 | 0.0725 | 0 | #DIV/0! | #DIV/0! | #DIV/0! | #DIV/0! | #DIV/0! | #DIV/0! | #DIV/0! | #DIV/0! | #DIV/0! | #DIV/0! | #DIV/0! | #DIV/0! | #DIV/0! | #DIV/0! | #DIV/0! | #DIV/0! | #DIV/0! | #DIV/0! | #DIV/0! | #DIV/0! | 6864 | 0 | 0 | 0 | 0 | 0
10 | 17 | 2017 | 291 | 2 | 0.0025 | 0 | #DIV/0! | #DIV/0! | #DIV/0! | #DIV/0! | #DIV/0! | #DIV/0! | #DIV/0! | #DIV/0! | #DIV/0! | #DIV/0! | #DIV/0! | #DIV/0! | #DIV/0! | #DIV/0! | #DIV/0! | #DIV/0! | #DIV/0! | #DIV/0! | #DIV/0! | #DIV/0! | 6865 | 0 | 0 | 0 | 0 | 0
10 | 18 | 2017 | 292 | 3 | 0 | 0 | #DIV/0! | #DIV/0! | #DIV/0! | #DIV/0! | #DIV/0! | #DIV/0! | #DIV/0! | #DIV/0! | #DIV/0! | #DIV/0! | #DIV/0! | #DIV/0! | #DIV/0! | #DIV/0! | #DIV/0! | #DIV/0! | #DIV/0! | #DIV/0! | #DIV/0! | #DIV/0! | 6866 | 0 | 0 | 0 | 0 | 0
10 | 19 | 2017 | 293 | 4 | 0.0025 | 0 | #DIV/0! | #DIV/0! | #DIV/0! | #DIV/0! | #DIV/0! | #DIV/0! | #DIV/0! | #DIV/0! | #DIV/0! | #DIV/0! | #DIV/0! | #DIV/0! | #DIV/0! | #DIV/0! | #DIV/0! | #DIV/0! | #DIV/0! | #DIV/0! | #DIV/0! | #DIV/0! | 6867 | 0 | 0 | 0 | 0 | 0
10 | 20 | 2017 | 294 | 5 | 0.0025 | 0 | #DIV/0! | #DIV/0! | #DIV/0! | #DIV/0! | #DIV/0! | #DIV/0! | #DIV/0! | #DIV/0! | #DIV/0! | #DIV/0! | #DIV/0! | #DIV/0! | #DIV/0! | #DIV/0! | #DIV/0! | #DIV/0! | #DIV/0! | #DIV/0! | #DIV/0! | #DIV/0! | 6868 | 0 | 0 | 0 | 0 | 0
10 | 21 | 2017 | 295 | 6 | 0.0025 | 0 | #DIV/0! | #DIV/0! | #DIV/0! | #DIV/0! | #DIV/0! | #DIV/0! | #DIV/0! | #DIV/0! | #DIV/0! | #DIV/0! | #DIV/0! | #DIV/0! | #DIV/0! | #DIV/0! | #DIV/0! | #DIV/0! | #DIV/0! | #DIV/0! | #DIV/0! | #DIV/0! | 6869 | 0 | 0 | 0 | 0 | 0
10 | 22 | 2017 | 296 | 7 | 0.0025 | 0 | #DIV/0! | #DIV/0! | #DIV/0! | #DIV/0! | #DIV/0! | #DIV/0! | #DIV/0! | #DIV/0! | #DIV/0! | #DIV/0! | #DIV/0! | #DIV/0! | #DIV/0! | #DIV/0! | #DIV/0! | #DIV/0! | #DIV/0! | #DIV/0! | #DIV/0! | #DIV/0! | 6870 | 0 | 0 | 0 | 0 | 0
10 | 23 | 2017 | 297 | 1 | 0.0775 | 0 | #DIV/0! | #DIV/0! | #DIV/0! | #DIV/0! | #DIV/0! | #DIV/0! | #DIV/0! | #DIV/0! | #DIV/0! | #DIV/0! | #DIV/0! | #DIV/0! | #DIV/0! | #DIV/0! | #DIV/0! | #DIV/0! | #DIV/0! | #DIV/0! | #DIV/0! | #DIV/0! | 6871 | 0 | 0 | 0 | 0 | 0
10 | 24 | 2017 | 298 | 2 | 0.1725 | 0 | #DIV/0! | #DIV/0! | #DIV/0! | #DIV/0! | #DIV/0! | #DIV/0! | #DIV/0! | #DIV/0! | #DIV/0! | #DIV/0! | #DIV/0! | #DIV/0! | #DIV/0! | #DIV/0! | #DIV/0! | #DIV/0! | #DIV/0! | #DIV/0! | #DIV/0! | #DIV/0! | 6872 | 0 | 0 | 0 | 0 | 0
10 | 25 | 2017 | 299 | 3 | 0 | 0 | #DIV/0! | #DIV/0! | #DIV/0! | #DIV/0! | #DIV/0! | #DIV/0! | #DIV/0! | #DIV/0! | #DIV/0! | #DIV/0! | #DIV/0! | #DIV/0! | #DIV/0! | #DIV/0! | #DIV/0! | #DIV/0! | #DIV/0! | #DIV/0! | #DIV/0! | #DIV/0! | 6873 | 0 | 0 | 0 | 0 | 0
10 | 26 | 2017 | 300 | 4 | 0 | 0 | #DIV/0! | #DIV/0! | #DIV/0! | #DIV/0! | #DIV/0! | #DIV/0! | #DIV/0! | #DIV/0! | #DIV/0! | #DIV/0! | #DIV/0! | #DIV/0! | #DIV/0! | #DIV/0! | #DIV/0! | #DIV/0! | #DIV/0! | #DIV/0! | #DIV/0! | #DIV/0! | 6874 | 0 | 0 | 0 | 0 | 0
10 | 27 | 2017 | 301 | 5 | 0 | 0 | #DIV/0! | #DIV/0! | #DIV/0! | #DIV/0! | #DIV/0! | #DIV/0! | #DIV/0! | #DIV/0! | #DIV/0! | #DIV/0! | #DIV/0! | #DIV/0! | #DIV/0! | #DIV/0! | #DIV/0! | #DIV/0! | #DIV/0! | #DIV/0! | #DIV/0! | #DIV/0! | 6875 | 0 | 0 | 0 | 0 | 0
10 | 28 | 2017 | 302 | 6 | 0.0625 | 0 | #DIV/0! | #DIV/0! | #DIV/0! | #DIV/0! | #DIV/0! | #DIV/0! | #DIV/0! | #DIV/0! | #DIV/0! | #DIV/0! | #DIV/0! | #DIV/0! | #DIV/0! | #DIV/0! | #DIV/0! | #DIV/0! | #DIV/0! | #DIV/0! | #DIV/0! | #DIV/0! | 6876 | 0 | 0 | 0 | 0 | 0
10 | 29 | 2017 | 303 | 7 | 1.0925 | 0 | #DIV/0! | #DIV/0! | #DIV/0! | #DIV/0! | #DIV/0! | #DIV/0! | #DIV/0! | #DIV/0! | #DIV/0! | #DIV/0! | #DIV/0! | #DIV/0! | #DIV/0! | #DIV/0! | #DIV/0! | #DIV/0! | #DIV/0! | #DIV/0! | #DIV/0! | #DIV/0! | 6877 | 0 | 0 | 0 | 0 | 0
10 | 30 | 2017 | 304 | 1 | 0.0875 | 0 | #DIV/0! | #DIV/0! | #DIV/0! | #DIV/0! | #DIV/0! | #DIV/0! | #DIV/0! | #DIV/0! | #DIV/0! | #DIV/0! | #DIV/0! | #DIV/0! | #DIV/0! | #DIV/0! | #DIV/0! | #DIV/0! | #DIV/0! | #DIV/0! | #DIV/0! | #DIV/0! | 6878 | 0 | 0 | 0 | 0 | 0
10 | 31 | 2017 | 305 | 2 | 0 | 0 | #DIV/0! | #DIV/0! | #DIV/0! | #DIV/0! | #DIV/0! | #DIV/0! | #DIV/0! | #DIV/0! | #DIV/0! | #DIV/0! | #DIV/0! | #DIV/0! | #DIV/0! | #DIV/0! | #DIV/0! | #DIV/0! | #DIV/0! | #DIV/0! | #DIV/0! | #DIV/0! | 6879 | 0 | 0 | 0 | 0 | 0
11 | 1 | 2017 | 306 | 3 | 0.0025 | 0 | #DIV/0! | #DIV/0! | #DIV/0! | #DIV/0! | #DIV/0! | #DIV/0! | #DIV/0! | #DIV/0! | #DIV/0! | #DIV/0! | #DIV/0! | #DIV/0! | #DIV/0! | #DIV/0! | #DIV/0! | #DIV/0! | #DIV/0! | #DIV/0! | #DIV/0! | #DIV/0! | 6880 | 0 | 0 | 0 | 0 | 0
11 | 2 | 2017 | 307 | 4 | 0 | 0 | #DIV/0! | #DIV/0! | #DIV/0! | #DIV/0! | #DIV/0! | #DIV/0! | #DIV/0! | #DIV/0! | #DIV/0! | #DIV/0! | #DIV/0! | #DIV/0! | #DIV/0! | #DIV/0! | #DIV/0! | #DIV/0! | #DIV/0! | #DIV/0! | #DIV/0! | #DIV/0! | 6881 | 0 | 0 | 0 | 0 | 0
11 | 3 | 2017 | 308 | 5 | 0 | 0 | #DIV/0! | #DIV/0! | #DIV/0! | #DIV/0! | #DIV/0! | #DIV/0! | #DIV/0! | #DIV/0! | #DIV/0! | #DIV/0! | #DIV/0! | #DIV/0! | #DIV/0! | #DIV/0! | #DIV/0! | #DIV/0! | #DIV/0! | #DIV/0! | #DIV/0! | #DIV/0! | 6882 | 0 | 0 | 0 | 0 | 0
11 | 4 | 2017 | 309 | 6 | 0.64 | 0 | #DIV/0! | #DIV/0! | #DIV/0! | #DIV/0! | #DIV/0! | #DIV/0! | #DIV/0! | #DIV/0! | #DIV/0! | #DIV/0! | #DIV/0! | #DIV/0! | #DIV/0! | #DIV/0! | #DIV/0! | #DIV/0! | #DIV/0! | #DIV/0! | #DIV/0! | #DIV/0! | 6883 | 0 | 0 | 0 | 0 | 0
11 | 5 | 2017 | 310 | 7 | 0.1125 | 0 | #DIV/0! | #DIV/0! | #DIV/0! | #DIV/0! | #DIV/0! | #DIV/0! | #DIV/0! | #DIV/0! | #DIV/0! | #DIV/0! | #DIV/0! | #DIV/0! | #DIV/0! | #DIV/0! | #DIV/0! | #DIV/0! | #DIV/0! | #DIV/0! | #DIV/0! | #DIV/0! | 6884 | 0 | 0 | 0 | 0 | 0
11 | 6 | 2017 | 311 | 1 | 0.005 | 0 | #DIV/0! | #DIV/0! | #DIV/0! | #DIV/0! | #DIV/0! | #DIV/0! | #DIV/0! | #DIV/0! | #DIV/0! | #DIV/0! | #DIV/0! | #DIV/0! | #DIV/0! | #DIV/0! | #DIV/0! | #DIV/0! | #DIV/0! | #DIV/0! | #DIV/0! | #DIV/0! | 6885 | 0 | 0 | 0 | 0 | 0
11 | 7 | 2017 | 312 | 2 | 1.0575 | 0 | #DIV/0! | #DIV/0! | #DIV/0! | #DIV/0! | #DIV/0! | #DIV/0! | #DIV/0! | #DIV/0! | #DIV/0! | #DIV/0! | #DIV/0! | #DIV/0! | #DIV/0! | #DIV/0! | #DIV/0! | #DIV/0! | #DIV/0! | #DIV/0! | #DIV/0! | #DIV/0! | 6886 | 0 | 0 | 0 | 0 | 0
11 | 8 | 2017 | 313 | 3 | 0.0075 | 0 | #DIV/0! | #DIV/0! | #DIV/0! | #DIV/0! | #DIV/0! | #DIV/0! | #DIV/0! | #DIV/0! | #DIV/0! | #DIV/0! | #DIV/0! | #DIV/0! | #DIV/0! | #DIV/0! | #DIV/0! | #DIV/0! | #DIV/0! | #DIV/0! | #DIV/0! | #DIV/0! | 6887 | 0 | 0 | 0 | 0 | 0
11 | 9 | 2017 | 314 | 4 | 0.0425 | 0 | #DIV/0! | #DIV/0! | #DIV/0! | #DIV/0! | #DIV/0! | #DIV/0! | #DIV/0! | #DIV/0! | #DIV/0! | #DIV/0! | #DIV/0! | #DIV/0! | #DIV/0! | #DIV/0! | #DIV/0! | #DIV/0! | #DIV/0! | #DIV/0! | #DIV/0! | #DIV/0! | 6888 | 0 | 0 | 0 | 0 | 0
11 | 10 | 2017 | 315 | 5 | 0.0025 | 0 | #DIV/0! | #DIV/0! | #DIV/0! | #DIV/0! | #DIV/0! | #DIV/0! | #DIV/0! | #DIV/0! | #DIV/0! | #DIV/0! | #DIV/0! | #DIV/0! | #DIV/0! | #DIV/0! | #DIV/0! | #DIV/0! | #DIV/0! | #DIV/0! | #DIV/0! | #DIV/0! | 6889 | 0 | 0 | 0 | 0 | 0
11 | 11 | 2017 | 316 | 6 | 0.0025 | 0 | #DIV/0! | #DIV/0! | #DIV/0! | #DIV/0! | #DIV/0! | #DIV/0! | #DIV/0! | #DIV/0! | #DIV/0! | #DIV/0! | #DIV/0! | #DIV/0! | #DIV/0! | #DIV/0! | #DIV/0! | #DIV/0! | #DIV/0! | #DIV/0! | #DIV/0! | #DIV/0! | 6890 | 0 | 0 | 0 | 0 | 0
11 | 12 | 2017 | 317 | 7 | 0.0675 | 0 | #DIV/0! | #DIV/0! | #DIV/0! | #DIV/0! | #DIV/0! | #DIV/0! | #DIV/0! | #DIV/0! | #DIV/0! | #DIV/0! | #DIV/0! | #DIV/0! | #DIV/0! | #DIV/0! | #DIV/0! | #DIV/0! | #DIV/0! | #DIV/0! | #DIV/0! | #DIV/0! | 6891 | 0 | 0 | 0 | 0 | 0
11 | 13 | 2017 | 318 | 1 | 0.11 | 0 | #DIV/0! | #DIV/0! | #DIV/0! | #DIV/0! | #DIV/0! | #DIV/0! | #DIV/0! | #DIV/0! | #DIV/0! | #DIV/0! | #DIV/0! | #DIV/0! | #DIV/0! | #DIV/0! | #DIV/0! | #DIV/0! | #DIV/0! | #DIV/0! | #DIV/0! | #DIV/0! | 6892 | 0 | 0 | 0 | 0 | 0
11 | 14 | 2017 | 319 | 2 | 0 | 0 | #DIV/0! | #DIV/0! | #DIV/0! | #DIV/0! | #DIV/0! | #DIV/0! | #DIV/0! | #DIV/0! | #DIV/0! | #DIV/0! | #DIV/0! | #DIV/0! | #DIV/0! | #DIV/0! | #DIV/0! | #DIV/0! | #DIV/0! | #DIV/0! | #DIV/0! | #DIV/0! | 6893 | 0 | 0 | 0 | 0 | 0
11 | 15 | 2017 | 320 | 3 | 0.005 | 0 | #DIV/0! | #DIV/0! | #DIV/0! | #DIV/0! | #DIV/0! | #DIV/0! | #DIV/0! | #DIV/0! | #DIV/0! | #DIV/0! | #DIV/0! | #DIV/0! | #DIV/0! | #DIV/0! | #DIV/0! | #DIV/0! | #DIV/0! | #DIV/0! | #DIV/0! | #DIV/0! | 6894 | 0 | 0 | 0 | 0 | 0
11 | 16 | 2017 | 321 | 4 | 0.005 | 0 | #DIV/0! | #DIV/0! | #DIV/0! | #DIV/0! | #DIV/0! | #DIV/0! | #DIV/0! | #DIV/0! | #DIV/0! | #DIV/0! | #DIV/0! | #DIV/0! | #DIV/0! | #DIV/0! | #DIV/0! | #DIV/0! | #DIV/0! | #DIV/0! | #DIV/0! | #DIV/0! | 6895 | 0 | 0 | 0 | 0 | 0
11 | 17 | 2017 | 322 | 5 | 0 | 0 | #DIV/0! | #DIV/0! | #DIV/0! | #DIV/0! | #DIV/0! | #DIV/0! | #DIV/0! | #DIV/0! | #DIV/0! | #DIV/0! | #DIV/0! | #DIV/0! | #DIV/0! | #DIV/0! | #DIV/0! | #DIV/0! | #DIV/0! | #DIV/0! | #DIV/0! | #DIV/0! | 6896 | 0 | 0 | 0 | 0 | 0
11 | 18 | 2017 | 323 | 6 | 0.0125 | 0 | #DIV/0! | #DIV/0! | #DIV/0! | #DIV/0! | #DIV/0! | #DIV/0! | #DIV/0! | #DIV/0! | #DIV/0! | #DIV/0! | #DIV/0! | #DIV/0! | #DIV/0! | #DIV/0! | #DIV/0! | #DIV/0! | #DIV/0! | #DIV/0! | #DIV/0! | #DIV/0! | 6897 | 0 | 0 | 0 | 0 | 0
11 | 19 | 2017 | 324 | 7 | 0.0825 | 0 | #DIV/0! | #DIV/0! | #DIV/0! | #DIV/0! | #DIV/0! | #DIV/0! | #DIV/0! | #DIV/0! | #DIV/0! | #DIV/0! | #DIV/0! | #DIV/0! | #DIV/0! | #DIV/0! | #DIV/0! | #DIV/0! | #DIV/0! | #DIV/0! | #DIV/0! | #DIV/0! | 6898 | 0 | 0 | 0 | 0 | 0
11 | 20 | 2017 | 325 | 1 | 0.0025 | 0 | #DIV/0! | #DIV/0! | #DIV/0! | #DIV/0! | #DIV/0! | #DIV/0! | #DIV/0! | #DIV/0! | #DIV/0! | #DIV/0! | #DIV/0! | #DIV/0! | #DIV/0! | #DIV/0! | #DIV/0! | #DIV/0! | #DIV/0! | #DIV/0! | #DIV/0! | #DIV/0! | 6899 | 0 | 0 | 0 | 0 | 0
11 | 21 | 2017 | 326 | 2 | 0.015 | 0 | #DIV/0! | #DIV/0! | #DIV/0! | #DIV/0! | #DIV/0! | #DIV/0! | #DIV/0! | #DIV/0! | #DIV/0! | #DIV/0! | #DIV/0! | #DIV/0! | #DIV/0! | #DIV/0! | #DIV/0! | #DIV/0! | #DIV/0! | #DIV/0! | #DIV/0! | #DIV/0! | 6900 | 0 | 0 | 0 | 0 | 0
11 | 22 | 2017 | 327 | 3 | 0.0075 | 0 | #DIV/0! | #DIV/0! | #DIV/0! | #DIV/0! | #DIV/0! | #DIV/0! | #DIV/0! | #DIV/0! | #DIV/0! | #DIV/0! | #DIV/0! | #DIV/0! | #DIV/0! | #DIV/0! | #DIV/0! | #DIV/0! | #DIV/0! | #DIV/0! | #DIV/0! | #DIV/0! | 6901 | 0 | 0 | 0 | 0 | 0
11 | 23 | 2017 | 328 | 4 | 0 | 0 | #DIV/0! | #DIV/0! | #DIV/0! | #DIV/0! | #DIV/0! | #DIV/0! | #DIV/0! | #DIV/0! | #DIV/0! | #DIV/0! | #DIV/0! | #DIV/0! | #DIV/0! | #DIV/0! | #DIV/0! | #DIV/0! | #DIV/0! | #DIV/0! | #DIV/0! | #DIV/0! | 6902 | 0 | 0 | 0 | 0 | 0
11 | 24 | 2017 | 329 | 5 | 0.0025 | 0 | #DIV/0! | #DIV/0! | #DIV/0! | #DIV/0! | #DIV/0! | #DIV/0! | #DIV/0! | #DIV/0! | #DIV/0! | #DIV/0! | #DIV/0! | #DIV/0! | #DIV/0! | #DIV/0! | #DIV/0! | #DIV/0! | #DIV/0! | #DIV/0! | #DIV/0! | #DIV/0! | 6903 | 0 | 0 | 0 | 0 | 0
11 | 25 | 2017 | 330 | 6 | 0 | 0 | #DIV/0! | #DIV/0! | #DIV/0! | #DIV/0! | #DIV/0! | #DIV/0! | #DIV/0! | #DIV/0! | #DIV/0! | #DIV/0! | #DIV/0! | #DIV/0! | #DIV/0! | #DIV/0! | #DIV/0! | #DIV/0! | #DIV/0! | #DIV/0! | #DIV/0! | #DIV/0! | 6904 | 0 | 0 | 0 | 0 | 0
11 | 26 | 2017 | 331 | 7 | 0 | 0 | #DIV/0! | #DIV/0! | #DIV/0! | #DIV/0! | #DIV/0! | #DIV/0! | #DIV/0! | #DIV/0! | #DIV/0! | #DIV/0! | #DIV/0! | #DIV/0! | #DIV/0! | #DIV/0! | #DIV/0! | #DIV/0! | #DIV/0! | #DIV/0! | #DIV/0! | #DIV/0! | 6905 | 0 | 0 | 0 | 0 | 0
11 | 27 | 2017 | 332 | 1 | 0.0025 | 0 | #DIV/0! | #DIV/0! | #DIV/0! | #DIV/0! | #DIV/0! | #DIV/0! | #DIV/0! | #DIV/0! | #DIV/0! | #DIV/0! | #DIV/0! | #DIV/0! | #DIV/0! | #DIV/0! | #DIV/0! | #DIV/0! | #DIV/0! | #DIV/0! | #DIV/0! | #DIV/0! | 6906 | 0 | 0 | 0 | 0 | 0
11 | 28 | 2017 | 333 | 2 | 0.0025 | 0 | #DIV/0! | #DIV/0! | #DIV/0! | #DIV/0! | #DIV/0! | #DIV/0! | #DIV/0! | #DIV/0! | #DIV/0! | #DIV/0! | #DIV/0! | #DIV/0! | #DIV/0! | #DIV/0! | #DIV/0! | #DIV/0! | #DIV/0! | #DIV/0! | #DIV/0! | #DIV/0! | 6907 | 0 | 0 | 0 | 0 | 0
11 | 29 | 2017 | 334 | 3 | 0 | 0 | #DIV/0! | #DIV/0! | #DIV/0! | #DIV/0! | #DIV/0! | #DIV/0! | #DIV/0! | #DIV/0! | #DIV/0! | #DIV/0! | #DIV/0! | #DIV/0! | #DIV/0! | #DIV/0! | #DIV/0! | #DIV/0! | #DIV/0! | #DIV/0! | #DIV/0! | #DIV/0! | 6908 | 0 | 0 | 0 | 0 | 0
11 | 30 | 2017 | 335 | 4 | 0.02 | 0 | #DIV/0! | #DIV/0! | #DIV/0! | #DIV/0! | #DIV/0! | #DIV/0! | #DIV/0! | #DIV/0! | #DIV/0! | #DIV/0! | #DIV/0! | #DIV/0! | #DIV/0! | #DIV/0! | #DIV/0! | #DIV/0! | #DIV/0! | #DIV/0! | #DIV/0! | #DIV/0! | 6909 | 0 | 0 | 0 | 0 | 0
12 | 1 | 2017 | 336 | 5 | 0.0025 | 0 | #DIV/0! | #DIV/0! | #DIV/0! | #DIV/0! | #DIV/0! | #DIV/0! | #DIV/0! | #DIV/0! | #DIV/0! | #DIV/0! | #DIV/0! | #DIV/0! | #DIV/0! | #DIV/0! | #DIV/0! | #DIV/0! | #DIV/0! | #DIV/0! | #DIV/0! | #DIV/0! | 6910 | 0 | 0 | 0 | 0 | 0
12 | 2 | 2017 | 337 | 6 | 0.0075 | 0 | #DIV/0! | #DIV/0! | #DIV/0! | #DIV/0! | #DIV/0! | #DIV/0! | #DIV/0! | #DIV/0! | #DIV/0! | #DIV/0! | #DIV/0! | #DIV/0! | #DIV/0! | #DIV/0! | #DIV/0! | #DIV/0! | #DIV/0! | #DIV/0! | #DIV/0! | #DIV/0! | 6911 | 0 | 0 | 0 | 0 | 0
12 | 3 | 2017 | 338 | 7 | 0.0275 | 0 | #DIV/0! | #DIV/0! | #DIV/0! | #DIV/0! | #DIV/0! | #DIV/0! | #DIV/0! | #DIV/0! | #DIV/0! | #DIV/0! | #DIV/0! | #DIV/0! | #DIV/0! | #DIV/0! | #DIV/0! | #DIV/0! | #DIV/0! | #DIV/0! | #DIV/0! | #DIV/0! | 6912 | 0 | 0 | 0 | 0 | 0
12 | 4 | 2017 | 339 | 1 | 0.005 | 0 | #DIV/0! | #DIV/0! | #DIV/0! | #DIV/0! | #DIV/0! | #DIV/0! | #DIV/0! | #DIV/0! | #DIV/0! | #DIV/0! | #DIV/0! | #DIV/0! | #DIV/0! | #DIV/0! | #DIV/0! | #DIV/0! | #DIV/0! | #DIV/0! | #DIV/0! | #DIV/0! | 6913 | 0 | 0 | 0 | 0 | 0
12 | 5 | 2017 | 340 | 2 | 0.1075 | 0 | #DIV/0! | #DIV/0! | #DIV/0! | #DIV/0! | #DIV/0! | #DIV/0! | #DIV/0! | #DIV/0! | #DIV/0! | #DIV/0! | #DIV/0! | #DIV/0! | #DIV/0! | #DIV/0! | #DIV/0! | #DIV/0! | #DIV/0! | #DIV/0! | #DIV/0! | #DIV/0! | 6914 | 0 | 0 | 0 | 0 | 0
12 | 6 | 2017 | 341 | 3 | 0.0025 | 0 | #DIV/0! | #DIV/0! | #DIV/0! | #DIV/0! | #DIV/0! | #DIV/0! | #DIV/0! | #DIV/0! | #DIV/0! | #DIV/0! | #DIV/0! | #DIV/0! | #DIV/0! | #DIV/0! | #DIV/0! | #DIV/0! | #DIV/0! | #DIV/0! | #DIV/0! | #DIV/0! | 6915 | 0 | 0 | 0 | 0 | 0
12 | 7 | 2017 | 342 | 4 | 0 | 0 | #DIV/0! | #DIV/0! | #DIV/0! | #DIV/0! | #DIV/0! | #DIV/0! | #DIV/0! | #DIV/0! | #DIV/0! | #DIV/0! | #DIV/0! | #DIV/0! | #DIV/0! | #DIV/0! | #DIV/0! | #DIV/0! | #DIV/0! | #DIV/0! | #DIV/0! | #DIV/0! | 6916 | 0 | 0 | 0 | 0 | 0
12 | 8 | 2017 | 343 | 5 | 0 | 0 | #DIV/0! | #DIV/0! | #DIV/0! | #DIV/0! | #DIV/0! | #DIV/0! | #DIV/0! | #DIV/0! | #DIV/0! | #DIV/0! | #DIV/0! | #DIV/0! | #DIV/0! | #DIV/0! | #DIV/0! | #DIV/0! | #DIV/0! | #DIV/0! | #DIV/0! | #DIV/0! | 6917 | 0 | 0 | 0 | 0 | 0
12 | 9 | 2017 | 344 | 6 | 0.2175 | 0 | #DIV/0! | #DIV/0! | #DIV/0! | #DIV/0! | #DIV/0! | #DIV/0! | #DIV/0! | #DIV/0! | #DIV/0! | #DIV/0! | #DIV/0! | #DIV/0! | #DIV/0! | #DIV/0! | #DIV/0! | #DIV/0! | #DIV/0! | #DIV/0! | #DIV/0! | #DIV/0! | 6918 | 0 | 0 | 0 | 0 | 0
12 | 10 | 2017 | 345 | 7 | 0 | 0 | #DIV/0! | #DIV/0! | #DIV/0! | #DIV/0! | #DIV/0! | #DIV/0! | #DIV/0! | #DIV/0! | #DIV/0! | #DIV/0! | #DIV/0! | #DIV/0! | #DIV/0! | #DIV/0! | #DIV/0! | #DIV/0! | #DIV/0! | #DIV/0! | #DIV/0! | #DIV/0! | 6919 | 0 | 0 | 0 | 0 | 0
12 | 11 | 2017 | 346 | 1 | 0 | 0 | #DIV/0! | #DIV/0! | #DIV/0! | #DIV/0! | #DIV/0! | #DIV/0! | #DIV/0! | #DIV/0! | #DIV/0! | #DIV/0! | #DIV/0! | #DIV/0! | #DIV/0! | #DIV/0! | #DIV/0! | #DIV/0! | #DIV/0! | #DIV/0! | #DIV/0! | #DIV/0! | 6920 | 0 | 0 | 0 | 0 | 0
12 | 12 | 2017 | 347 | 2 | 0 | 0 | #DIV/0! | #DIV/0! | #DIV/0! | #DIV/0! | #DIV/0! | #DIV/0! | #DIV/0! | #DIV/0! | #DIV/0! | #DIV/0! | #DIV/0! | #DIV/0! | #DIV/0! | #DIV/0! | #DIV/0! | #DIV/0! | #DIV/0! | #DIV/0! | #DIV/0! | #DIV/0! | 6921 | 0 | 0 | 0 | 0 | 0
12 | 13 | 2017 | 348 | 3 | 0.0025 | 0 | #DIV/0! | #DIV/0! | #DIV/0! | #DIV/0! | #DIV/0! | #DIV/0! | #DIV/0! | #DIV/0! | #DIV/0! | #DIV/0! | #DIV/0! | #DIV/0! | #DIV/0! | #DIV/0! | #DIV/0! | #DIV/0! | #DIV/0! | #DIV/0! | #DIV/0! | #DIV/0! | 6922 | 0 | 0 | 0 | 0 | 0
12 | 14 | 2017 | 349 | 4 | 0 | 0 | #DIV/0! | #DIV/0! | #DIV/0! | #DIV/0! | #DIV/0! | #DIV/0! | #DIV/0! | #DIV/0! | #DIV/0! | #DIV/0! | #DIV/0! | #DIV/0! | #DIV/0! | #DIV/0! | #DIV/0! | #DIV/0! | #DIV/0! | #DIV/0! | #DIV/0! | #DIV/0! | 6923 | 0 | 0 | 0 | 0 | 0
12 | 15 | 2017 | 350 | 5 | 0.045 | 0 | #DIV/0! | #DIV/0! | #DIV/0! | #DIV/0! | #DIV/0! | #DIV/0! | #DIV/0! | #DIV/0! | #DIV/0! | #DIV/0! | #DIV/0! | #DIV/0! | #DIV/0! | #DIV/0! | #DIV/0! | #DIV/0! | #DIV/0! | #DIV/0! | #DIV/0! | #DIV/0! | 6924 | 0 | 0 | 0 | 0 | 0
12 | 16 | 2017 | 351 | 6 | 0 | 0 | #DIV/0! | #DIV/0! | #DIV/0! | #DIV/0! | #DIV/0! | #DIV/0! | #DIV/0! | #DIV/0! | #DIV/0! | #DIV/0! | #DIV/0! | #DIV/0! | #DIV/0! | #DIV/0! | #DIV/0! | #DIV/0! | #DIV/0! | #DIV/0! | #DIV/0! | #DIV/0! | 6925 | 0 | 0 | 0 | 0 | 0
12 | 17 | 2017 | 352 | 7 | 0 | 0 | #DIV/0! | #DIV/0! | #DIV/0! | #DIV/0! | #DIV/0! | #DIV/0! | #DIV/0! | #DIV/0! | #DIV/0! | #DIV/0! | #DIV/0! | #DIV/0! | #DIV/0! | #DIV/0! | #DIV/0! | #DIV/0! | #DIV/0! | #DIV/0! | #DIV/0! | #DIV/0! | 6926 | 0 | 0 | 0 | 0 | 0
12 | 18 | 2017 | 353 | 1 | 0 | 0 | #DIV/0! | #DIV/0! | #DIV/0! | #DIV/0! | #DIV/0! | #DIV/0! | #DIV/0! | #DIV/0! | #DIV/0! | #DIV/0! | #DIV/0! | #DIV/0! | #DIV/0! | #DIV/0! | #DIV/0! | #DIV/0! | #DIV/0! | #DIV/0! | #DIV/0! | #DIV/0! | 6927 | 0 | 0 | 0 | 0 | 0
12 | 19 | 2017 | 354 | 2 | 0 | 0 | #DIV/0! | #DIV/0! | #DIV/0! | #DIV/0! | #DIV/0! | #DIV/0! | #DIV/0! | #DIV/0! | #DIV/0! | #DIV/0! | #DIV/0! | #DIV/0! | #DIV/0! | #DIV/0! | #DIV/0! | #DIV/0! | #DIV/0! | #DIV/0! | #DIV/0! | #DIV/0! | 6928 | 0 | 0 | 0 | 0 | 0
12 | 20 | 2017 | 355 | 3 | 0 | 0 | #DIV/0! | #DIV/0! | #DIV/0! | #DIV/0! | #DIV/0! | #DIV/0! | #DIV/0! | #DIV/0! | #DIV/0! | #DIV/0! | #DIV/0! | #DIV/0! | #DIV/0! | #DIV/0! | #DIV/0! | #DIV/0! | #DIV/0! | #DIV/0! | #DIV/0! | #DIV/0! | 6929 | 0 | 0 | 0 | 0 | 0
12 | 21 | 2017 | 356 | 4 | 0 | 0 | #DIV/0! | #DIV/0! | #DIV/0! | #DIV/0! | #DIV/0! | #DIV/0! | #DIV/0! | #DIV/0! | #DIV/0! | #DIV/0! | #DIV/0! | #DIV/0! | #DIV/0! | #DIV/0! | #DIV/0! | #DIV/0! | #DIV/0! | #DIV/0! | #DIV/0! | #DIV/0! | 6930 | 0 | 0 | 0 | 0 | 0
12 | 22 | 2017 | 357 | 5 | 0.005 | 0 | #DIV/0! | #DIV/0! | #DIV/0! | #DIV/0! | #DIV/0! | #DIV/0! | #DIV/0! | #DIV/0! | #DIV/0! | #DIV/0! | #DIV/0! | #DIV/0! | #DIV/0! | #DIV/0! | #DIV/0! | #DIV/0! | #DIV/0! | #DIV/0! | #DIV/0! | #DIV/0! | 6931 | 0 | 0 | 0 | 0 | 0
12 | 23 | 2017 | 358 | 6 | 0.275 | 0 | #DIV/0! | #DIV/0! | #DIV/0! | #DIV/0! | #DIV/0! | #DIV/0! | #DIV/0! | #DIV/0! | #DIV/0! | #DIV/0! | #DIV/0! | #DIV/0! | #DIV/0! | #DIV/0! | #DIV/0! | #DIV/0! | #DIV/0! | #DIV/0! | #DIV/0! | #DIV/0! | 6932 | 0 | 0 | 0 | 0 | 0
12 | 24 | 2017 | 359 | 7 | 0.0025 | 0 | #DIV/0! | #DIV/0! | #DIV/0! | #DIV/0! | #DIV/0! | #DIV/0! | #DIV/0! | #DIV/0! | #DIV/0! | #DIV/0! | #DIV/0! | #DIV/0! | #DIV/0! | #DIV/0! | #DIV/0! | #DIV/0! | #DIV/0! | #DIV/0! | #DIV/0! | #DIV/0! | 6933 | 0 | 0 | 0 | 0 | 0
12 | 25 | 2017 | 360 | 1 | 0 | 0 | #DIV/0! | #DIV/0! | #DIV/0! | #DIV/0! | #DIV/0! | #DIV/0! | #DIV/0! | #DIV/0! | #DIV/0! | #DIV/0! | #DIV/0! | #DIV/0! | #DIV/0! | #DIV/0! | #DIV/0! | #DIV/0! | #DIV/0! | #DIV/0! | #DIV/0! | #DIV/0! | 6934 | 0 | 0 | 0 | 0 | 0
12 | 26 | 2017 | 361 | 2 | 0 | 0 | #DIV/0! | #DIV/0! | #DIV/0! | #DIV/0! | #DIV/0! | #DIV/0! | #DIV/0! | #DIV/0! | #DIV/0! | #DIV/0! | #DIV/0! | #DIV/0! | #DIV/0! | #DIV/0! | #DIV/0! | #DIV/0! | #DIV/0! | #DIV/0! | #DIV/0! | #DIV/0! | 6935 | 0 | 0 | 0 | 0 | 0
12 | 27 | 2017 | 362 | 3 | 0 | 0 | #DIV/0! | #DIV/0! | #DIV/0! | #DIV/0! | #DIV/0! | #DIV/0! | #DIV/0! | #DIV/0! | #DIV/0! | #DIV/0! | #DIV/0! | #DIV/0! | #DIV/0! | #DIV/0! | #DIV/0! | #DIV/0! | #DIV/0! | #DIV/0! | #DIV/0! | #DIV/0! | 6936 | 0 | 0 | 0 | 0 | 0
12 | 28 | 2017 | 363 | 4 | 0 | 0 | #DIV/0! | #DIV/0! | #DIV/0! | #DIV/0! | #DIV/0! | #DIV/0! | #DIV/0! | #DIV/0! | #DIV/0! | #DIV/0! | #DIV/0! | #DIV/0! | #DIV/0! | #DIV/0! | #DIV/0! | #DIV/0! | #DIV/0! | #DIV/0! | #DIV/0! | #DIV/0! | 6937 | 0 | 0 | 0 | 0 | 0
12 | 29 | 2017 | 364 | 5 | 0.01 | 0 | #DIV/0! | #DIV/0! | #DIV/0! | #DIV/0! | #DIV/0! | #DIV/0! | #DIV/0! | #DIV/0! | #DIV/0! | #DIV/0! | #DIV/0! | #DIV/0! | #DIV/0! | #DIV/0! | #DIV/0! | #DIV/0! | #DIV/0! | #DIV/0! | #DIV/0! | #DIV/0! | 6938 | 0 | 0 | 0 | 0 | 0
12 | 30 | 2017 | 365 | 6 | 0.03 | 0 | #DIV/0! | #DIV/0! | #DIV/0! | #DIV/0! | #DIV/0! | #DIV/0! | #DIV/0! | #DIV/0! | #DIV/0! | #DIV/0! | #DIV/0! | #DIV/0! | #DIV/0! | #DIV/0! | #DIV/0! | #DIV/0! | #DIV/0! | #DIV/0! | #DIV/0! | #DIV/0! | 6939 | 0 | 0 | 0 | 0 | 0
12 | 31 | 2017 | 366 | 7 | 0 | 0 | #DIV/0! | #DIV/0! | #DIV/0! | #DIV/0! | #DIV/0! | #DIV/0! | #DIV/0! | #DIV/0! | #DIV/0! | #DIV/0! | #DIV/0! | #DIV/0! | #DIV/0! | #DIV/0! | #DIV/0! | #DIV/0! | #DIV/0! | #DIV/0! | #DIV/0! | #DIV/0! | 6940 | 0 | 0 | 0 | 0 | 0
1 | 1 | 2018 | 1 | 1 | 0 | 0 | #DIV/0! | #DIV/0! | #DIV/0! | #DIV/0! | #DIV/0! | #DIV/0! | #DIV/0! | #DIV/0! | #DIV/0! | #DIV/0! | #DIV/0! | #DIV/0! | #DIV/0! | #DIV/0! | #DIV/0! | #DIV/0! | #DIV/0! | #DIV/0! | #DIV/0! | #DIV/0! | 6941 | 0 | 0 | 0 | 0 | 0
1 | 2 | 2018 | 2 | 2 | 0 | 0 | #DIV/0! | #DIV/0! | #DIV/0! | #DIV/0! | #DIV/0! | #DIV/0! | #DIV/0! | #DIV/0! | #DIV/0! | #DIV/0! | #DIV/0! | #DIV/0! | #DIV/0! | #DIV/0! | #DIV/0! | #DIV/0! | #DIV/0! | #DIV/0! | #DIV/0! | #DIV/0! | 6942 | 0 | 0 | 0 | 0 | 0
1 | 3 | 2018 | 3 | 3 | 0.0275 | 0 | #DIV/0! | #DIV/0! | #DIV/0! | #DIV/0! | #DIV/0! | #DIV/0! | #DIV/0! | #DIV/0! | #DIV/0! | #DIV/0! | #DIV/0! | #DIV/0! | #DIV/0! | #DIV/0! | #DIV/0! | #DIV/0! | #DIV/0! | #DIV/0! | #DIV/0! | #DIV/0! | 6943 | 0 | 0 | 0 | 0 | 0
1 | 4 | 2018 | 4 | 4 | 0.055 | 0 | #DIV/0! | #DIV/0! | #DIV/0! | #DIV/0! | #DIV/0! | #DIV/0! | #DIV/0! | #DIV/0! | #DIV/0! | #DIV/0! | #DIV/0! | #DIV/0! | #DIV/0! | #DIV/0! | #DIV/0! | #DIV/0! | #DIV/0! | #DIV/0! | #DIV/0! | #DIV/0! | 6944 | 0 | 0 | 0 | 0 | 0
1 | 5 | 2018 | 5 | 5 | 0 | 0 | #DIV/0! | #DIV/0! | #DIV/0! | #DIV/0! | #DIV/0! | #DIV/0! | #DIV/0! | #DIV/0! | #DIV/0! | #DIV/0! | #DIV/0! | #DIV/0! | #DIV/0! | #DIV/0! | #DIV/0! | #DIV/0! | #DIV/0! | #DIV/0! | #DIV/0! | #DIV/0! | 6945 | 0 | 0 | 0 | 0 | 0
1 | 6 | 2018 | 6 | 6 | 0 | 0 | #DIV/0! | #DIV/0! | #DIV/0! | #DIV/0! | #DIV/0! | #DIV/0! | #DIV/0! | #DIV/0! | #DIV/0! | #DIV/0! | #DIV/0! | #DIV/0! | #DIV/0! | #DIV/0! | #DIV/0! | #DIV/0! | #DIV/0! | #DIV/0! | #DIV/0! | #DIV/0! | 6946 | 0 | 0 | 0 | 0 | 0
1 | 7 | 2018 | 7 | 7 | 0 | 0 | #DIV/0! | #DIV/0! | #DIV/0! | #DIV/0! | #DIV/0! | #DIV/0! | #DIV/0! | #DIV/0! | #DIV/0! | #DIV/0! | #DIV/0! | #DIV/0! | #DIV/0! | #DIV/0! | #DIV/0! | #DIV/0! | #DIV/0! | #DIV/0! | #DIV/0! | #DIV/0! | 6947 | 0 | 0 | 0 | 0 | 0
1 | 8 | 2018 | 8 | 1 | 0.065 | 0 | #DIV/0! | #DIV/0! | #DIV/0! | #DIV/0! | #DIV/0! | #DIV/0! | #DIV/0! | #DIV/0! | #DIV/0! | #DIV/0! | #DIV/0! | #DIV/0! | #DIV/0! | #DIV/0! | #DIV/0! | #DIV/0! | #DIV/0! | #DIV/0! | #DIV/0! | #DIV/0! | 6948 | 0 | 0 | 0 | 0 | 0
1 | 9 | 2018 | 9 | 2 | 0 | 0 | #DIV/0! | #DIV/0! | #DIV/0! | #DIV/0! | #DIV/0! | #DIV/0! | #DIV/0! | #DIV/0! | #DIV/0! | #DIV/0! | #DIV/0! | #DIV/0! | #DIV/0! | #DIV/0! | #DIV/0! | #DIV/0! | #DIV/0! | #DIV/0! | #DIV/0! | #DIV/0! | 6949 | 0 | 0 | 0 | 0 | 0
1 | 10 | 2018 | 10 | 3 | 0 | 0 | #DIV/0! | #DIV/0! | #DIV/0! | #DIV/0! | #DIV/0! | #DIV/0! | #DIV/0! | #DIV/0! | #DIV/0! | #DIV/0! | #DIV/0! | #DIV/0! | #DIV/0! | #DIV/0! | #DIV/0! | #DIV/0! | #DIV/0! | #DIV/0! | #DIV/0! | #DIV/0! | 6950 | 0 | 0 | 0 | 0 | 0
1 | 11 | 2018 | 11 | 4 | 0.04 | 0 | #DIV/0! | #DIV/0! | #DIV/0! | #DIV/0! | #DIV/0! | #DIV/0! | #DIV/0! | #DIV/0! | #DIV/0! | #DIV/0! | #DIV/0! | #DIV/0! | #DIV/0! | #DIV/0! | #DIV/0! | #DIV/0! | #DIV/0! | #DIV/0! | #DIV/0! | #DIV/0! | 6951 | 0 | 0 | 0 | 0 | 0
1 | 12 | 2018 | 12 | 5 | 0.4775 | 0 | #DIV/0! | #DIV/0! | #DIV/0! | #DIV/0! | #DIV/0! | #DIV/0! | #DIV/0! | #DIV/0! | #DIV/0! | #DIV/0! | #DIV/0! | #DIV/0! | #DIV/0! | #DIV/0! | #DIV/0! | #DIV/0! | #DIV/0! | #DIV/0! | #DIV/0! | #DIV/0! | 6952 | 0 | 0 | 0 | 0 | 0
1 | 13 | 2018 | 13 | 6 | 0.1875 | 0 | #DIV/0! | #DIV/0! | #DIV/0! | #DIV/0! | #DIV/0! | #DIV/0! | #DIV/0! | #DIV/0! | #DIV/0! | #DIV/0! | #DIV/0! | #DIV/0! | #DIV/0! | #DIV/0! | #DIV/0! | #DIV/0! | #DIV/0! | #DIV/0! | #DIV/0! | #DIV/0! | 6953 | 0 | 0 | 0 | 0 | 0
1 | 14 | 2018 | 14 | 7 | 0 | 0 | #DIV/0! | #DIV/0! | #DIV/0! | #DIV/0! | #DIV/0! | #DIV/0! | #DIV/0! | #DIV/0! | #DIV/0! | #DIV/0! | #DIV/0! | #DIV/0! | #DIV/0! | #DIV/0! | #DIV/0! | #DIV/0! | #DIV/0! | #DIV/0! | #DIV/0! | #DIV/0! | 6954 | 0 | 0 | 0 | 0 | 0
1 | 15 | 2018 | 15 | 1 | 0 | 0 | #DIV/0! | #DIV/0! | #DIV/0! | #DIV/0! | #DIV/0! | #DIV/0! | #DIV/0! | #DIV/0! | #DIV/0! | #DIV/0! | #DIV/0! | #DIV/0! | #DIV/0! | #DIV/0! | #DIV/0! | #DIV/0! | #DIV/0! | #DIV/0! | #DIV/0! | #DIV/0! | 6955 | 0 | 0 | 0 | 0 | 0
1 | 16 | 2018 | 16 | 2 | 0.01 | 0 | #DIV/0! | #DIV/0! | #DIV/0! | #DIV/0! | #DIV/0! | #DIV/0! | #DIV/0! | #DIV/0! | #DIV/0! | #DIV/0! | #DIV/0! | #DIV/0! | #DIV/0! | #DIV/0! | #DIV/0! | #DIV/0! | #DIV/0! | #DIV/0! | #DIV/0! | #DIV/0! | 6956 | 0 | 0 | 0 | 0 | 0
1 | 17 | 2018 | 17 | 3 | 0.045 | 0 | #DIV/0! | #DIV/0! | #DIV/0! | #DIV/0! | #DIV/0! | #DIV/0! | #DIV/0! | #DIV/0! | #DIV/0! | #DIV/0! | #DIV/0! | #DIV/0! | #DIV/0! | #DIV/0! | #DIV/0! | #DIV/0! | #DIV/0! | #DIV/0! | #DIV/0! | #DIV/0! | 6957 | 0 | 0 | 0 | 0 | 0
1 | 18 | 2018 | 18 | 4 | 0 | 0 | #DIV/0! | #DIV/0! | #DIV/0! | #DIV/0! | #DIV/0! | #DIV/0! | #DIV/0! | #DIV/0! | #DIV/0! | #DIV/0! | #DIV/0! | #DIV/0! | #DIV/0! | #DIV/0! | #DIV/0! | #DIV/0! | #DIV/0! | #DIV/0! | #DIV/0! | #DIV/0! | 6958 | 0 | 0 | 0 | 0 | 0
1 | 19 | 2018 | 19 | 5 | 0 | 0 | #DIV/0! | #DIV/0! | #DIV/0! | #DIV/0! | #DIV/0! | #DIV/0! | #DIV/0! | #DIV/0! | #DIV/0! | #DIV/0! | #DIV/0! | #DIV/0! | #DIV/0! | #DIV/0! | #DIV/0! | #DIV/0! | #DIV/0! | #DIV/0! | #DIV/0! | #DIV/0! | 6959 | 0 | 0 | 0 | 0 | 0
1 | 20 | 2018 | 20 | 6 | 0 | 0 | #DIV/0! | #DIV/0! | #DIV/0! | #DIV/0! | #DIV/0! | #DIV/0! | #DIV/0! | #DIV/0! | #DIV/0! | #DIV/0! | #DIV/0! | #DIV/0! | #DIV/0! | #DIV/0! | #DIV/0! | #DIV/0! | #DIV/0! | #DIV/0! | #DIV/0! | #DIV/0! | 6960 | 0 | 0 | 0 | 0 | 0
1 | 21 | 2018 | 21 | 7 | 0 | 0 | #DIV/0! | #DIV/0! | #DIV/0! | #DIV/0! | #DIV/0! | #DIV/0! | #DIV/0! | #DIV/0! | #DIV/0! | #DIV/0! | #DIV/0! | #DIV/0! | #DIV/0! | #DIV/0! | #DIV/0! | #DIV/0! | #DIV/0! | #DIV/0! | #DIV/0! | #DIV/0! | 6961 | 0 | 0 | 0 | 0 | 0
1 | 22 | 2018 | 22 | 1 | 0.0275 | 0 | #DIV/0! | #DIV/0! | #DIV/0! | #DIV/0! | #DIV/0! | #DIV/0! | #DIV/0! | #DIV/0! | #DIV/0! | #DIV/0! | #DIV/0! | #DIV/0! | #DIV/0! | #DIV/0! | #DIV/0! | #DIV/0! | #DIV/0! | #DIV/0! | #DIV/0! | #DIV/0! | 6962 | 0 | 0 | 0 | 0 | 0
1 | 23 | 2018 | 23 | 2 | 0.085 | 0 | #DIV/0! | #DIV/0! | #DIV/0! | #DIV/0! | #DIV/0! | #DIV/0! | #DIV/0! | #DIV/0! | #DIV/0! | #DIV/0! | #DIV/0! | #DIV/0! | #DIV/0! | #DIV/0! | #DIV/0! | #DIV/0! | #DIV/0! | #DIV/0! | #DIV/0! | #DIV/0! | 6963 | 0 | 0 | 0 | 0 | 0
1 | 24 | 2018 | 24 | 3 | 0 | 0 | #DIV/0! | #DIV/0! | #DIV/0! | #DIV/0! | #DIV/0! | #DIV/0! | #DIV/0! | #DIV/0! | #DIV/0! | #DIV/0! | #DIV/0! | #DIV/0! | #DIV/0! | #DIV/0! | #DIV/0! | #DIV/0! | #DIV/0! | #DIV/0! | #DIV/0! | #DIV/0! | 6964 | 0 | 0 | 0 | 0 | 0
1 | 25 | 2018 | 25 | 4 | 0 | 0 | #DIV/0! | #DIV/0! | #DIV/0! | #DIV/0! | #DIV/0! | #DIV/0! | #DIV/0! | #DIV/0! | #DIV/0! | #DIV/0! | #DIV/0! | #DIV/0! | #DIV/0! | #DIV/0! | #DIV/0! | #DIV/0! | #DIV/0! | #DIV/0! | #DIV/0! | #DIV/0! | 6965 | 0 | 0 | 0 | 0 | 0
1 | 26 | 2018 | 26 | 5 | 0 | 0 | #DIV/0! | #DIV/0! | #DIV/0! | #DIV/0! | #DIV/0! | #DIV/0! | #DIV/0! | #DIV/0! | #DIV/0! | #DIV/0! | #DIV/0! | #DIV/0! | #DIV/0! | #DIV/0! | #DIV/0! | #DIV/0! | #DIV/0! | #DIV/0! | #DIV/0! | #DIV/0! | 6966 | 0 | 0 | 0 | 0 | 0
1 | 27 | 2018 | 27 | 6 | 0.025 | 0 | #DIV/0! | #DIV/0! | #DIV/0! | #DIV/0! | #DIV/0! | #DIV/0! | #DIV/0! | #DIV/0! | #DIV/0! | #DIV/0! | #DIV/0! | #DIV/0! | #DIV/0! | #DIV/0! | #DIV/0! | #DIV/0! | #DIV/0! | #DIV/0! | #DIV/0! | #DIV/0! | 6967 | 0 | 0 | 0 | 0 | 0
1 | 28 | 2018 | 28 | 7 | 0.135 | 0 | #DIV/0! | #DIV/0! | #DIV/0! | #DIV/0! | #DIV/0! | #DIV/0! | #DIV/0! | #DIV/0! | #DIV/0! | #DIV/0! | #DIV/0! | #DIV/0! | #DIV/0! | #DIV/0! | #DIV/0! | #DIV/0! | #DIV/0! | #DIV/0! | #DIV/0! | #DIV/0! | 6968 | 0 | 0 | 0 | 0 | 0
1 | 29 | 2018 | 29 | 1 | 0 | 0 | #DIV/0! | #DIV/0! | #DIV/0! | #DIV/0! | #DIV/0! | #DIV/0! | #DIV/0! | #DIV/0! | #DIV/0! | #DIV/0! | #DIV/0! | #DIV/0! | #DIV/0! | #DIV/0! | #DIV/0! | #DIV/0! | #DIV/0! | #DIV/0! | #DIV/0! | #DIV/0! | 6969 | 0 | 0 | 0 | 0 | 0
1 | 30 | 2018 | 30 | 2 | 0.005 | 0 | #DIV/0! | #DIV/0! | #DIV/0! | #DIV/0! | #DIV/0! | #DIV/0! | #DIV/0! | #DIV/0! | #DIV/0! | #DIV/0! | #DIV/0! | #DIV/0! | #DIV/0! | #DIV/0! | #DIV/0! | #DIV/0! | #DIV/0! | #DIV/0! | #DIV/0! | #DIV/0! | 6970 | 0 | 0 | 0 | 0 | 0
1 | 31 | 2018 | 31 | 3 | 0 | 0 | #DIV/0! | #DIV/0! | #DIV/0! | #DIV/0! | #DIV/0! | #DIV/0! | #DIV/0! | #DIV/0! | #DIV/0! | #DIV/0! | #DIV/0! | #DIV/0! | #DIV/0! | #DIV/0! | #DIV/0! | #DIV/0! | #DIV/0! | #DIV/0! | #DIV/0! | #DIV/0! | 6971 | 0 | 0 | 0 | 0 | 0
2 | 1 | 2018 | 32 | 4 | 0.0675 | 0 | #DIV/0! | #DIV/0! | #DIV/0! | #DIV/0! | #DIV/0! | #DIV/0! | #DIV/0! | #DIV/0! | #DIV/0! | #DIV/0! | #DIV/0! | #DIV/0! | #DIV/0! | #DIV/0! | #DIV/0! | #DIV/0! | #DIV/0! | #DIV/0! | #DIV/0! | #DIV/0! | 6972 | 0 | 0 | 0 | 0 | 0
2 | 2 | 2018 | 33 | 5 | 0.03 | 0 | #DIV/0! | #DIV/0! | #DIV/0! | #DIV/0! | #DIV/0! | #DIV/0! | #DIV/0! | #DIV/0! | #DIV/0! | #DIV/0! | #DIV/0! | #DIV/0! | #DIV/0! | #DIV/0! | #DIV/0! | #DIV/0! | #DIV/0! | #DIV/0! | #DIV/0! | #DIV/0! | 6973 | 0 | 0 | 0 | 0 | 0
2 | 3 | 2018 | 34 | 6 | 0 | 0 | #DIV/0! | #DIV/0! | #DIV/0! | #DIV/0! | #DIV/0! | #DIV/0! | #DIV/0! | #DIV/0! | #DIV/0! | #DIV/0! | #DIV/0! | #DIV/0! | #DIV/0! | #DIV/0! | #DIV/0! | #DIV/0! | #DIV/0! | #DIV/0! | #DIV/0! | #DIV/0! | 6974 | 0 | 0 | 0 | 0 | 0
2 | 4 | 2018 | 35 | 7 | 1.1225 | 0 | #DIV/0! | #DIV/0! | #DIV/0! | #DIV/0! | #DIV/0! | #DIV/0! | #DIV/0! | #DIV/0! | #DIV/0! | #DIV/0! | #DIV/0! | #DIV/0! | #DIV/0! | #DIV/0! | #DIV/0! | #DIV/0! | #DIV/0! | #DIV/0! | #DIV/0! | #DIV/0! | 6975 | 0 | 0 | 0 | 0 | 0
2 | 5 | 2018 | 36 | 1 | 0 | 0 | #DIV/0! | #DIV/0! | #DIV/0! | #DIV/0! | #DIV/0! | #DIV/0! | #DIV/0! | #DIV/0! | #DIV/0! | #DIV/0! | #DIV/0! | #DIV/0! | #DIV/0! | #DIV/0! | #DIV/0! | #DIV/0! | #DIV/0! | #DIV/0! | #DIV/0! | #DIV/0! | 6976 | 0 | 0 | 0 | 0 | 0
2 | 6 | 2018 | 37 | 2 | 0.005 | 0 | #DIV/0! | #DIV/0! | #DIV/0! | #DIV/0! | #DIV/0! | #DIV/0! | #DIV/0! | #DIV/0! | #DIV/0! | #DIV/0! | #DIV/0! | #DIV/0! | #DIV/0! | #DIV/0! | #DIV/0! | #DIV/0! | #DIV/0! | #DIV/0! | #DIV/0! | #DIV/0! | 6977 | 0 | 0 | 0 | 0 | 0
2 | 7 | 2018 | 38 | 3 | 0.4725 | 0 | #DIV/0! | #DIV/0! | #DIV/0! | #DIV/0! | #DIV/0! | #DIV/0! | #DIV/0! | #DIV/0! | #DIV/0! | #DIV/0! | #DIV/0! | #DIV/0! | #DIV/0! | #DIV/0! | #DIV/0! | #DIV/0! | #DIV/0! | #DIV/0! | #DIV/0! | #DIV/0! | 6978 | 0 | 0 | 0 | 0 | 0
2 | 8 | 2018 | 39 | 4 | 0 | 0 | #DIV/0! | #DIV/0! | #DIV/0! | #DIV/0! | #DIV/0! | #DIV/0! | #DIV/0! | #DIV/0! | #DIV/0! | #DIV/0! | #DIV/0! | #DIV/0! | #DIV/0! | #DIV/0! | #DIV/0! | #DIV/0! | #DIV/0! | #DIV/0! | #DIV/0! | #DIV/0! | 6979 | 0 | 0 | 0 | 0 | 0
2 | 9 | 2018 | 40 | 5 | 0 | 0 | #DIV/0! | #DIV/0! | #DIV/0! | #DIV/0! | #DIV/0! | #DIV/0! | #DIV/0! | #DIV/0! | #DIV/0! | #DIV/0! | #DIV/0! | #DIV/0! | #DIV/0! | #DIV/0! | #DIV/0! | #DIV/0! | #DIV/0! | #DIV/0! | #DIV/0! | #DIV/0! | 6980 | 0 | 0 | 0 | 0 | 0
2 | 10 | 2018 | 41 | 6 | 1.275 | 0 | #DIV/0! | #DIV/0! | #DIV/0! | #DIV/0! | #DIV/0! | #DIV/0! | #DIV/0! | #DIV/0! | #DIV/0! | #DIV/0! | #DIV/0! | #DIV/0! | #DIV/0! | #DIV/0! | #DIV/0! | #DIV/0! | #DIV/0! | #DIV/0! | #DIV/0! | #DIV/0! | 6981 | 0 | 0 | 0 | 0 | 0
2 | 11 | 2018 | 42 | 7 | 0.9525 | 0 | #DIV/0! | #DIV/0! | #DIV/0! | #DIV/0! | #DIV/0! | #DIV/0! | #DIV/0! | #DIV/0! | #DIV/0! | #DIV/0! | #DIV/0! | #DIV/0! | #DIV/0! | #DIV/0! | #DIV/0! | #DIV/0! | #DIV/0! | #DIV/0! | #DIV/0! | #DIV/0! | 6982 | 0 | 0 | 0 | 0 | 0
2 | 12 | 2018 | 43 | 1 | 0.055 | 0 | #DIV/0! | #DIV/0! | #DIV/0! | #DIV/0! | #DIV/0! | #DIV/0! | #DIV/0! | #DIV/0! | #DIV/0! | #DIV/0! | #DIV/0! | #DIV/0! | #DIV/0! | #DIV/0! | #DIV/0! | #DIV/0! | #DIV/0! | #DIV/0! | #DIV/0! | #DIV/0! | 6983 | 0 | 0 | 0 | 0 | 0
2 | 13 | 2018 | 44 | 2 | 0.005 | 0 | #DIV/0! | #DIV/0! | #DIV/0! | #DIV/0! | #DIV/0! | #DIV/0! | #DIV/0! | #DIV/0! | #DIV/0! | #DIV/0! | #DIV/0! | #DIV/0! | #DIV/0! | #DIV/0! | #DIV/0! | #DIV/0! | #DIV/0! | #DIV/0! | #DIV/0! | #DIV/0! | 6984 | 0 | 0 | 0 | 0 | 0
2 | 14 | 2018 | 45 | 3 | 0.055 | 0 | #DIV/0! | #DIV/0! | #DIV/0! | #DIV/0! | #DIV/0! | #DIV/0! | #DIV/0! | #DIV/0! | #DIV/0! | #DIV/0! | #DIV/0! | #DIV/0! | #DIV/0! | #DIV/0! | #DIV/0! | #DIV/0! | #DIV/0! | #DIV/0! | #DIV/0! | #DIV/0! | 6985 | 0 | 0 | 0 | 0 | 0
2 | 15 | 2018 | 46 | 4 | 0.02 | 0 | #DIV/0! | #DIV/0! | #DIV/0! | #DIV/0! | #DIV/0! | #DIV/0! | #DIV/0! | #DIV/0! | #DIV/0! | #DIV/0! | #DIV/0! | #DIV/0! | #DIV/0! | #DIV/0! | #DIV/0! | #DIV/0! | #DIV/0! | #DIV/0! | #DIV/0! | #DIV/0! | 6986 | 0 | 0 | 0 | 0 | 0
2 | 16 | 2018 | 47 | 5 | 0.1175 | 0 | #DIV/0! | #DIV/0! | #DIV/0! | #DIV/0! | #DIV/0! | #DIV/0! | #DIV/0! | #DIV/0! | #DIV/0! | #DIV/0! | #DIV/0! | #DIV/0! | #DIV/0! | #DIV/0! | #DIV/0! | #DIV/0! | #DIV/0! | #DIV/0! | #DIV/0! | #DIV/0! | 6987 | 0 | 0 | 0 | 0 | 0
2 | 17 | 2018 | 48 | 6 | 0.48 | 0 | #DIV/0! | #DIV/0! | #DIV/0! | #DIV/0! | #DIV/0! | #DIV/0! | #DIV/0! | #DIV/0! | #DIV/0! | #DIV/0! | #DIV/0! | #DIV/0! | #DIV/0! | #DIV/0! | #DIV/0! | #DIV/0! | #DIV/0! | #DIV/0! | #DIV/0! | #DIV/0! | 6988 | 0 | 0 | 0 | 0 | 0
2 | 18 | 2018 | 49 | 7 | 0.005 | 0 | #DIV/0! | #DIV/0! | #DIV/0! | #DIV/0! | #DIV/0! | #DIV/0! | #DIV/0! | #DIV/0! | #DIV/0! | #DIV/0! | #DIV/0! | #DIV/0! | #DIV/0! | #DIV/0! | #DIV/0! | #DIV/0! | #DIV/0! | #DIV/0! | #DIV/0! | #DIV/0! | 6989 | 0 | 0 | 0 | 0 | 0
2 | 19 | 2018 | 50 | 1 | 0.0225 | 0 | #DIV/0! | #DIV/0! | #DIV/0! | #DIV/0! | #DIV/0! | #DIV/0! | #DIV/0! | #DIV/0! | #DIV/0! | #DIV/0! | #DIV/0! | #DIV/0! | #DIV/0! | #DIV/0! | #DIV/0! | #DIV/0! | #DIV/0! | #DIV/0! | #DIV/0! | #DIV/0! | 6990 | 0 | 0 | 0 | 0 | 0
2 | 20 | 2018 | 51 | 2 | 0 | 0 | #DIV/0! | #DIV/0! | #DIV/0! | #DIV/0! | #DIV/0! | #DIV/0! | #DIV/0! | #DIV/0! | #DIV/0! | #DIV/0! | #DIV/0! | #DIV/0! | #DIV/0! | #DIV/0! | #DIV/0! | #DIV/0! | #DIV/0! | #DIV/0! | #DIV/0! | #DIV/0! | 6991 | 0 | 0 | 0 | 0 | 0
2 | 21 | 2018 | 52 | 3 | 0.005 | 0 | #DIV/0! | #DIV/0! | #DIV/0! | #DIV/0! | #DIV/0! | #DIV/0! | #DIV/0! | #DIV/0! | #DIV/0! | #DIV/0! | #DIV/0! | #DIV/0! | #DIV/0! | #DIV/0! | #DIV/0! | #DIV/0! | #DIV/0! | #DIV/0! | #DIV/0! | #DIV/0! | 6992 | 0 | 0 | 0 | 0 | 0
2 | 22 | 2018 | 53 | 4 | 0.0775 | 0 | #DIV/0! | #DIV/0! | #DIV/0! | #DIV/0! | #DIV/0! | #DIV/0! | #DIV/0! | #DIV/0! | #DIV/0! | #DIV/0! | #DIV/0! | #DIV/0! | #DIV/0! | #DIV/0! | #DIV/0! | #DIV/0! | #DIV/0! | #DIV/0! | #DIV/0! | #DIV/0! | 6993 | 0 | 0 | 0 | 0 | 0
2 | 23 | 2018 | 54 | 5 | 0.0875 | 0 | #DIV/0! | #DIV/0! | #DIV/0! | #DIV/0! | #DIV/0! | #DIV/0! | #DIV/0! | #DIV/0! | #DIV/0! | #DIV/0! | #DIV/0! | #DIV/0! | #DIV/0! | #DIV/0! | #DIV/0! | #DIV/0! | #DIV/0! | #DIV/0! | #DIV/0! | #DIV/0! | 6994 | 0 | 0 | 0 | 0 | 0
2 | 24 | 2018 | 55 | 6 | 0.1825 | 0 | #DIV/0! | #DIV/0! | #DIV/0! | #DIV/0! | #DIV/0! | #DIV/0! | #DIV/0! | #DIV/0! | #DIV/0! | #DIV/0! | #DIV/0! | #DIV/0! | #DIV/0! | #DIV/0! | #DIV/0! | #DIV/0! | #DIV/0! | #DIV/0! | #DIV/0! | #DIV/0! | 6995 | 0 | 0 | 0 | 0 | 0
2 | 25 | 2018 | 56 | 7 | 0.2175 | 0 | #DIV/0! | #DIV/0! | #DIV/0! | #DIV/0! | #DIV/0! | #DIV/0! | #DIV/0! | #DIV/0! | #DIV/0! | #DIV/0! | #DIV/0! | #DIV/0! | #DIV/0! | #DIV/0! | #DIV/0! | #DIV/0! | #DIV/0! | #DIV/0! | #DIV/0! | #DIV/0! | 6996 | 0 | 0 | 0 | 0 | 0
2 | 26 | 2018 | 57 | 1 | 0.0025 | 0 | #DIV/0! | #DIV/0! | #DIV/0! | #DIV/0! | #DIV/0! | #DIV/0! | #DIV/0! | #DIV/0! | #DIV/0! | #DIV/0! | #DIV/0! | #DIV/0! | #DIV/0! | #DIV/0! | #DIV/0! | #DIV/0! | #DIV/0! | #DIV/0! | #DIV/0! | #DIV/0! | 6997 | 0 | 0 | 0 | 0 | 0
2 | 27 | 2018 | 58 | 2 | 0.005 | 0 | #DIV/0! | #DIV/0! | #DIV/0! | #DIV/0! | #DIV/0! | #DIV/0! | #DIV/0! | #DIV/0! | #DIV/0! | #DIV/0! | #DIV/0! | #DIV/0! | #DIV/0! | #DIV/0! | #DIV/0! | #DIV/0! | #DIV/0! | #DIV/0! | #DIV/0! | #DIV/0! | 6998 | 0 | 0 | 0 | 0 | 0
2 | 28 | 2018 | 59 | 3 | 0.0025 | 0 | #DIV/0! | #DIV/0! | #DIV/0! | #DIV/0! | #DIV/0! | #DIV/0! | #DIV/0! | #DIV/0! | #DIV/0! | #DIV/0! | #DIV/0! | #DIV/0! | #DIV/0! | #DIV/0! | #DIV/0! | #DIV/0! | #DIV/0! | #DIV/0! | #DIV/0! | #DIV/0! | 6999 | 0 | 0 | 0 | 0 | 0
3 | 1 | 2018 | 60 | 4 | 0.19 | 0 | #DIV/0! | #DIV/0! | #DIV/0! | #DIV/0! | #DIV/0! | #DIV/0! | #DIV/0! | #DIV/0! | #DIV/0! | #DIV/0! | #DIV/0! | #DIV/0! | #DIV/0! | #DIV/0! | #DIV/0! | #DIV/0! | #DIV/0! | #DIV/0! | #DIV/0! | #DIV/0! | 7000 | 0 | 0 | 0 | 0 | 0
3 | 2 | 2018 | 61 | 5 | 0.005 | 0 | #DIV/0! | #DIV/0! | #DIV/0! | #DIV/0! | #DIV/0! | #DIV/0! | #DIV/0! | #DIV/0! | #DIV/0! | #DIV/0! | #DIV/0! | #DIV/0! | #DIV/0! | #DIV/0! | #DIV/0! | #DIV/0! | #DIV/0! | #DIV/0! | #DIV/0! | #DIV/0! | 7001 | 0 | 0 | 0 | 0 | 0
3 | 3 | 2018 | 62 | 6 | 0 | 0 | #DIV/0! | #DIV/0! | #DIV/0! | #DIV/0! | #DIV/0! | #DIV/0! | #DIV/0! | #DIV/0! | #DIV/0! | #DIV/0! | #DIV/0! | #DIV/0! | #DIV/0! | #DIV/0! | #DIV/0! | #DIV/0! | #DIV/0! | #DIV/0! | #DIV/0! | #DIV/0! | 7002 | 0 | 0 | 0 | 0 | 0
3 | 4 | 2018 | 63 | 7 | 0 | 0 | #DIV/0! | #DIV/0! | #DIV/0! | #DIV/0! | #DIV/0! | #DIV/0! | #DIV/0! | #DIV/0! | #DIV/0! | #DIV/0! | #DIV/0! | #DIV/0! | #DIV/0! | #DIV/0! | #DIV/0! | #DIV/0! | #DIV/0! | #DIV/0! | #DIV/0! | #DIV/0! | 7003 | 0 | 0 | 0 | 0 | 0
3 | 5 | 2018 | 64 | 1 | 0 | 0 | #DIV/0! | #DIV/0! | #DIV/0! | #DIV/0! | #DIV/0! | #DIV/0! | #DIV/0! | #DIV/0! | #DIV/0! | #DIV/0! | #DIV/0! | #DIV/0! | #DIV/0! | #DIV/0! | #DIV/0! | #DIV/0! | #DIV/0! | #DIV/0! | #DIV/0! | #DIV/0! | 7004 | 0 | 0 | 0 | 0 | 0
3 | 6 | 2018 | 65 | 2 | 0.2725 | 0 | #DIV/0! | #DIV/0! | #DIV/0! | #DIV/0! | #DIV/0! | #DIV/0! | #DIV/0! | #DIV/0! | #DIV/0! | #DIV/0! | #DIV/0! | #DIV/0! | #DIV/0! | #DIV/0! | #DIV/0! | #DIV/0! | #DIV/0! | #DIV/0! | #DIV/0! | #DIV/0! | 7005 | 0 | 0 | 0 | 0 | 0
3 | 7 | 2018 | 66 | 3 | 0.0725 | 0 | #DIV/0! | #DIV/0! | #DIV/0! | #DIV/0! | #DIV/0! | #DIV/0! | #DIV/0! | #DIV/0! | #DIV/0! | #DIV/0! | #DIV/0! | #DIV/0! | #DIV/0! | #DIV/0! | #DIV/0! | #DIV/0! | #DIV/0! | #DIV/0! | #DIV/0! | #DIV/0! | 7006 | 0 | 0 | 0 | 0 | 0
3 | 8 | 2018 | 67 | 4 | 0 | 0 | #DIV/0! | #DIV/0! | #DIV/0! | #DIV/0! | #DIV/0! | #DIV/0! | #DIV/0! | #DIV/0! | #DIV/0! | #DIV/0! | #DIV/0! | #DIV/0! | #DIV/0! | #DIV/0! | #DIV/0! | #DIV/0! | #DIV/0! | #DIV/0! | #DIV/0! | #DIV/0! | 7007 | 0 | 0 | 0 | 0 | 0
3 | 9 | 2018 | 68 | 5 | 0 | 0 | #DIV/0! | #DIV/0! | #DIV/0! | #DIV/0! | #DIV/0! | #DIV/0! | #DIV/0! | #DIV/0! | #DIV/0! | #DIV/0! | #DIV/0! | #DIV/0! | #DIV/0! | #DIV/0! | #DIV/0! | #DIV/0! | #DIV/0! | #DIV/0! | #DIV/0! | #DIV/0! | 7008 | 0 | 0 | 0 | 0 | 0
3 | 10 | 2018 | 69 | 6 | 0 | 0 | #DIV/0! | #DIV/0! | #DIV/0! | #DIV/0! | #DIV/0! | #DIV/0! | #DIV/0! | #DIV/0! | #DIV/0! | #DIV/0! | #DIV/0! | #DIV/0! | #DIV/0! | #DIV/0! | #DIV/0! | #DIV/0! | #DIV/0! | #DIV/0! | #DIV/0! | #DIV/0! | 7009 | 0 | 0 | 0 | 0 | 0
3 | 11 | 2018 | 70 | 7 | 0 | 0 | #DIV/0! | #DIV/0! | #DIV/0! | #DIV/0! | #DIV/0! | #DIV/0! | #DIV/0! | #DIV/0! | #DIV/0! | #DIV/0! | #DIV/0! | #DIV/0! | #DIV/0! | #DIV/0! | #DIV/0! | #DIV/0! | #DIV/0! | #DIV/0! | #DIV/0! | #DIV/0! | 7010 | 0 | 0 | 0 | 0 | 0
3 | 12 | 2018 | 71 | 1 | 0.0175 | 0 | #DIV/0! | #DIV/0! | #DIV/0! | #DIV/0! | #DIV/0! | #DIV/0! | #DIV/0! | #DIV/0! | #DIV/0! | #DIV/0! | #DIV/0! | #DIV/0! | #DIV/0! | #DIV/0! | #DIV/0! | #DIV/0! | #DIV/0! | #DIV/0! | #DIV/0! | #DIV/0! | 7011 | 0 | 0 | 0 | 0 | 0
3 | 13 | 2018 | 72 | 2 | 0 | 0 | #DIV/0! | #DIV/0! | #DIV/0! | #DIV/0! | #DIV/0! | #DIV/0! | #DIV/0! | #DIV/0! | #DIV/0! | #DIV/0! | #DIV/0! | #DIV/0! | #DIV/0! | #DIV/0! | #DIV/0! | #DIV/0! | #DIV/0! | #DIV/0! | #DIV/0! | #DIV/0! | 7012 | 0 | 0 | 0 | 0 | 0
3 | 14 | 2018 | 73 | 3 | 0 | 0 | #DIV/0! | #DIV/0! | #DIV/0! | #DIV/0! | #DIV/0! | #DIV/0! | #DIV/0! | #DIV/0! | #DIV/0! | #DIV/0! | #DIV/0! | #DIV/0! | #DIV/0! | #DIV/0! | #DIV/0! | #DIV/0! | #DIV/0! | #DIV/0! | #DIV/0! | #DIV/0! | 7013 | 0 | 0 | 0 | 0 | 0
3 | 15 | 2018 | 74 | 4 | 0 | 0 | #DIV/0! | #DIV/0! | #DIV/0! | #DIV/0! | #DIV/0! | #DIV/0! | #DIV/0! | #DIV/0! | #DIV/0! | #DIV/0! | #DIV/0! | #DIV/0! | #DIV/0! | #DIV/0! | #DIV/0! | #DIV/0! | #DIV/0! | #DIV/0! | #DIV/0! | #DIV/0! | 7014 | 0 | 0 | 0 | 0 | 0
3 | 16 | 2018 | 75 | 5 | 0 | 0 | #DIV/0! | #DIV/0! | #DIV/0! | #DIV/0! | #DIV/0! | #DIV/0! | #DIV/0! | #DIV/0! | #DIV/0! | #DIV/0! | #DIV/0! | #DIV/0! | #DIV/0! | #DIV/0! | #DIV/0! | #DIV/0! | #DIV/0! | #DIV/0! | #DIV/0! | #DIV/0! | 7015 | 0 | 0 | 0 | 0 | 0
3 | 17 | 2018 | 76 | 6 | 0.0025 | 0 | #DIV/0! | #DIV/0! | #DIV/0! | #DIV/0! | #DIV/0! | #DIV/0! | #DIV/0! | #DIV/0! | #DIV/0! | #DIV/0! | #DIV/0! | #DIV/0! | #DIV/0! | #DIV/0! | #DIV/0! | #DIV/0! | #DIV/0! | #DIV/0! | #DIV/0! | #DIV/0! | 7016 | 0 | 0 | 0 | 0 | 0
3 | 18 | 2018 | 77 | 7 | 0 | 0 | #DIV/0! | #DIV/0! | #DIV/0! | #DIV/0! | #DIV/0! | #DIV/0! | #DIV/0! | #DIV/0! | #DIV/0! | #DIV/0! | #DIV/0! | #DIV/0! | #DIV/0! | #DIV/0! | #DIV/0! | #DIV/0! | #DIV/0! | #DIV/0! | #DIV/0! | #DIV/0! | 7017 | 0 | 0 | 0 | 0 | 0
3 | 19 | 2018 | 78 | 1 | 0.055 | 0 | #DIV/0! | #DIV/0! | #DIV/0! | #DIV/0! | #DIV/0! | #DIV/0! | #DIV/0! | #DIV/0! | #DIV/0! | #DIV/0! | #DIV/0! | #DIV/0! | #DIV/0! | #DIV/0! | #DIV/0! | #DIV/0! | #DIV/0! | #DIV/0! | #DIV/0! | #DIV/0! | 7018 | 0 | 0 | 0 | 0 | 0
3 | 20 | 2018 | 79 | 2 | 0.85 | 0 | #DIV/0! | #DIV/0! | #DIV/0! | #DIV/0! | #DIV/0! | #DIV/0! | #DIV/0! | #DIV/0! | #DIV/0! | #DIV/0! | #DIV/0! | #DIV/0! | #DIV/0! | #DIV/0! | #DIV/0! | #DIV/0! | #DIV/0! | #DIV/0! | #DIV/0! | #DIV/0! | 7019 | 0 | 0 | 0 | 0 | 0
3 | 21 | 2018 | 80 | 3 | 0.525 | 0 | #DIV/0! | #DIV/0! | #DIV/0! | #DIV/0! | #DIV/0! | #DIV/0! | #DIV/0! | #DIV/0! | #DIV/0! | #DIV/0! | #DIV/0! | #DIV/0! | #DIV/0! | #DIV/0! | #DIV/0! | #DIV/0! | #DIV/0! | #DIV/0! | #DIV/0! | #DIV/0! | 7020 | 0 | 0 | 0 | 0 | 0
3 | 22 | 2018 | 81 | 4 | 0 | 0 | #DIV/0! | #DIV/0! | #DIV/0! | #DIV/0! | #DIV/0! | #DIV/0! | #DIV/0! | #DIV/0! | #DIV/0! | #DIV/0! | #DIV/0! | #DIV/0! | #DIV/0! | #DIV/0! | #DIV/0! | #DIV/0! | #DIV/0! | #DIV/0! | #DIV/0! | #DIV/0! | 7021 | 0 | 0 | 0 | 0 | 0
3 | 23 | 2018 | 82 | 5 | 0 | 0 | #DIV/0! | #DIV/0! | #DIV/0! | #DIV/0! | #DIV/0! | #DIV/0! | #DIV/0! | #DIV/0! | #DIV/0! | #DIV/0! | #DIV/0! | #DIV/0! | #DIV/0! | #DIV/0! | #DIV/0! | #DIV/0! | #DIV/0! | #DIV/0! | #DIV/0! | #DIV/0! | 7022 | 0 | 0 | 0 | 0 | 0
3 | 24 | 2018 | 83 | 6 | 0 | 0 | #DIV/0! | #DIV/0! | #DIV/0! | #DIV/0! | #DIV/0! | #DIV/0! | #DIV/0! | #DIV/0! | #DIV/0! | #DIV/0! | #DIV/0! | #DIV/0! | #DIV/0! | #DIV/0! | #DIV/0! | #DIV/0! | #DIV/0! | #DIV/0! | #DIV/0! | #DIV/0! | 7023 | 0 | 0 | 0 | 0 | 0
3 | 25 | 2018 | 84 | 7 | 0.0025 | 0 | #DIV/0! | #DIV/0! | #DIV/0! | #DIV/0! | #DIV/0! | #DIV/0! | #DIV/0! | #DIV/0! | #DIV/0! | #DIV/0! | #DIV/0! | #DIV/0! | #DIV/0! | #DIV/0! | #DIV/0! | #DIV/0! | #DIV/0! | #DIV/0! | #DIV/0! | #DIV/0! | 7024 | 0 | 0 | 0 | 0 | 0
3 | 26 | 2018 | 85 | 1 | 0 | 0 | #DIV/0! | #DIV/0! | #DIV/0! | #DIV/0! | #DIV/0! | #DIV/0! | #DIV/0! | #DIV/0! | #DIV/0! | #DIV/0! | #DIV/0! | #DIV/0! | #DIV/0! | #DIV/0! | #DIV/0! | #DIV/0! | #DIV/0! | #DIV/0! | #DIV/0! | #DIV/0! | 7025 | 0 | 0 | 0 | 0 | 0
3 | 27 | 2018 | 86 | 2 | 0.035 | 0 | #DIV/0! | #DIV/0! | #DIV/0! | #DIV/0! | #DIV/0! | #DIV/0! | #DIV/0! | #DIV/0! | #DIV/0! | #DIV/0! | #DIV/0! | #DIV/0! | #DIV/0! | #DIV/0! | #DIV/0! | #DIV/0! | #DIV/0! | #DIV/0! | #DIV/0! | #DIV/0! | 7026 | 0 | 0 | 0 | 0 | 0
3 | 28 | 2018 | 87 | 3 | 0.1225 | 0 | #DIV/0! | #DIV/0! | #DIV/0! | #DIV/0! | #DIV/0! | #DIV/0! | #DIV/0! | #DIV/0! | #DIV/0! | #DIV/0! | #DIV/0! | #DIV/0! | #DIV/0! | #DIV/0! | #DIV/0! | #DIV/0! | #DIV/0! | #DIV/0! | #DIV/0! | #DIV/0! | 7027 | 0 | 0 | 0 | 0 | 0
3 | 29 | 2018 | 88 | 4 | 0.0025 | 0 | #DIV/0! | #DIV/0! | #DIV/0! | #DIV/0! | #DIV/0! | #DIV/0! | #DIV/0! | #DIV/0! | #DIV/0! | #DIV/0! | #DIV/0! | #DIV/0! | #DIV/0! | #DIV/0! | #DIV/0! | #DIV/0! | #DIV/0! | #DIV/0! | #DIV/0! | #DIV/0! | 7028 | 0 | 0 | 0 | 0 | 0
3 | 30 | 2018 | 89 | 5 | 0.015 | 0 | #DIV/0! | #DIV/0! | #DIV/0! | #DIV/0! | #DIV/0! | #DIV/0! | #DIV/0! | #DIV/0! | #DIV/0! | #DIV/0! | #DIV/0! | #DIV/0! | #DIV/0! | #DIV/0! | #DIV/0! | #DIV/0! | #DIV/0! | #DIV/0! | #DIV/0! | #DIV/0! | 7029 | 0 | 0 | 0 | 0 | 0
3 | 31 | 2018 | 90 | 6 | 0 | 0 | #DIV/0! | #DIV/0! | #DIV/0! | #DIV/0! | #DIV/0! | #DIV/0! | #DIV/0! | #DIV/0! | #DIV/0! | #DIV/0! | #DIV/0! | #DIV/0! | #DIV/0! | #DIV/0! | #DIV/0! | #DIV/0! | #DIV/0! | #DIV/0! | #DIV/0! | #DIV/0! | 7030 | 0 | 0 | 0 | 0 | 0
4 | 1 | 2018 | 91 | 7 | 0.0125 | 0 | #DIV/0! | #DIV/0! | #DIV/0! | #DIV/0! | #DIV/0! | #DIV/0! | #DIV/0! | #DIV/0! | #DIV/0! | #DIV/0! | #DIV/0! | #DIV/0! | #DIV/0! | #DIV/0! | #DIV/0! | #DIV/0! | #DIV/0! | #DIV/0! | #DIV/0! | #DIV/0! | 7031 | 0 | 0 | 0 | 0 | 0
4 | 2 | 2018 | 92 | 1 | 0.0475 | 0 | #DIV/0! | #DIV/0! | #DIV/0! | #DIV/0! | #DIV/0! | #DIV/0! | #DIV/0! | #DIV/0! | #DIV/0! | #DIV/0! | #DIV/0! | #DIV/0! | #DIV/0! | #DIV/0! | #DIV/0! | #DIV/0! | #DIV/0! | #DIV/0! | #DIV/0! | #DIV/0! | 7032 | 0 | 0 | 0 | 0 | 0
4 | 3 | 2018 | 93 | 2 | 0.015 | 0 | #DIV/0! | #DIV/0! | #DIV/0! | #DIV/0! | #DIV/0! | #DIV/0! | #DIV/0! | #DIV/0! | #DIV/0! | #DIV/0! | #DIV/0! | #DIV/0! | #DIV/0! | #DIV/0! | #DIV/0! | #DIV/0! | #DIV/0! | #DIV/0! | #DIV/0! | #DIV/0! | 7033 | 0 | 0 | 0 | 0 | 0
4 | 4 | 2018 | 94 | 3 | 0.0125 | 0 | #DIV/0! | #DIV/0! | #DIV/0! | #DIV/0! | #DIV/0! | #DIV/0! | #DIV/0! | #DIV/0! | #DIV/0! | #DIV/0! | #DIV/0! | #DIV/0! | #DIV/0! | #DIV/0! | #DIV/0! | #DIV/0! | #DIV/0! | #DIV/0! | #DIV/0! | #DIV/0! | 7034 | 0 | 0 | 0 | 0 | 0
4 | 5 | 2018 | 95 | 4 | 0 | 0 | #DIV/0! | #DIV/0! | #DIV/0! | #DIV/0! | #DIV/0! | #DIV/0! | #DIV/0! | #DIV/0! | #DIV/0! | #DIV/0! | #DIV/0! | #DIV/0! | #DIV/0! | #DIV/0! | #DIV/0! | #DIV/0! | #DIV/0! | #DIV/0! | #DIV/0! | #DIV/0! | 7035 | 0 | 0 | 0 | 0 | 0
4 | 6 | 2018 | 96 | 5 | 0 | 0 | #DIV/0! | #DIV/0! | #DIV/0! | #DIV/0! | #DIV/0! | #DIV/0! | #DIV/0! | #DIV/0! | #DIV/0! | #DIV/0! | #DIV/0! | #DIV/0! | #DIV/0! | #DIV/0! | #DIV/0! | #DIV/0! | #DIV/0! | #DIV/0! | #DIV/0! | #DIV/0! | 7036 | 0 | 0 | 0 | 0 | 0
4 | 7 | 2018 | 97 | 6 | 0 | 0 | #DIV/0! | #DIV/0! | #DIV/0! | #DIV/0! | #DIV/0! | #DIV/0! | #DIV/0! | #DIV/0! | #DIV/0! | #DIV/0! | #DIV/0! | #DIV/0! | #DIV/0! | #DIV/0! | #DIV/0! | #DIV/0! | #DIV/0! | #DIV/0! | #DIV/0! | #DIV/0! | 7037 | 0 | 0 | 0 | 0 | 0
4 | 8 | 2018 | 98 | 7 | 0 | 0 | #DIV/0! | #DIV/0! | #DIV/0! | #DIV/0! | #DIV/0! | #DIV/0! | #DIV/0! | #DIV/0! | #DIV/0! | #DIV/0! | #DIV/0! | #DIV/0! | #DIV/0! | #DIV/0! | #DIV/0! | #DIV/0! | #DIV/0! | #DIV/0! | #DIV/0! | #DIV/0! | 7038 | 0 | 0 | 0 | 0 | 0
4 | 9 | 2018 | 99 | 1 | 0.0125 | 0 | #DIV/0! | #DIV/0! | #DIV/0! | #DIV/0! | #DIV/0! | #DIV/0! | #DIV/0! | #DIV/0! | #DIV/0! | #DIV/0! | #DIV/0! | #DIV/0! | #DIV/0! | #DIV/0! | #DIV/0! | #DIV/0! | #DIV/0! | #DIV/0! | #DIV/0! | #DIV/0! | 7039 | 0 | 0 | 0 | 0 | 0
4 | 10 | 2018 | 100 | 2 | 0 | 0 | #DIV/0! | #DIV/0! | #DIV/0! | #DIV/0! | #DIV/0! | #DIV/0! | #DIV/0! | #DIV/0! | #DIV/0! | #DIV/0! | #DIV/0! | #DIV/0! | #DIV/0! | #DIV/0! | #DIV/0! | #DIV/0! | #DIV/0! | #DIV/0! | #DIV/0! | #DIV/0! | 7040 | 0 | 0 | 0 | 0 | 0
4 | 11 | 2018 | 101 | 3 | 0 | 0 | #DIV/0! | #DIV/0! | #DIV/0! | #DIV/0! | #DIV/0! | #DIV/0! | #DIV/0! | #DIV/0! | #DIV/0! | #DIV/0! | #DIV/0! | #DIV/0! | #DIV/0! | #DIV/0! | #DIV/0! | #DIV/0! | #DIV/0! | #DIV/0! | #DIV/0! | #DIV/0! | 7041 | 0 | 0 | 0 | 0 | 0
4 | 12 | 2018 | 102 | 4 | 0 | 0 | #DIV/0! | #DIV/0! | #DIV/0! | #DIV/0! | #DIV/0! | #DIV/0! | #DIV/0! | #DIV/0! | #DIV/0! | #DIV/0! | #DIV/0! | #DIV/0! | #DIV/0! | #DIV/0! | #DIV/0! | #DIV/0! | #DIV/0! | #DIV/0! | #DIV/0! | #DIV/0! | 7042 | 0 | 0 | 0 | 0 | 0
4 | 13 | 2018 | 103 | 5 | 0 | 0 | #DIV/0! | #DIV/0! | #DIV/0! | #DIV/0! | #DIV/0! | #DIV/0! | #DIV/0! | #DIV/0! | #DIV/0! | #DIV/0! | #DIV/0! | #DIV/0! | #DIV/0! | #DIV/0! | #DIV/0! | #DIV/0! | #DIV/0! | #DIV/0! | #DIV/0! | #DIV/0! | 7043 | 0 | 0 | 0 | 0 | 0
4 | 14 | 2018 | 104 | 6 | 0 | 0 | #DIV/0! | #DIV/0! | #DIV/0! | #DIV/0! | #DIV/0! | #DIV/0! | #DIV/0! | #DIV/0! | #DIV/0! | #DIV/0! | #DIV/0! | #DIV/0! | #DIV/0! | #DIV/0! | #DIV/0! | #DIV/0! | #DIV/0! | #DIV/0! | #DIV/0! | #DIV/0! | 7044 | 0 | 0 | 0 | 0 | 0
4 | 15 | 2018 | 105 | 7 | 0.5775 | 0 | #DIV/0! | #DIV/0! | #DIV/0! | #DIV/0! | #DIV/0! | #DIV/0! | #DIV/0! | #DIV/0! | #DIV/0! | #DIV/0! | #DIV/0! | #DIV/0! | #DIV/0! | #DIV/0! | #DIV/0! | #DIV/0! | #DIV/0! | #DIV/0! | #DIV/0! | #DIV/0! | 7045 | 0 | 0 | 0 | 0 | 0
4 | 16 | 2018 | 106 | 1 | 1.1575 | 0 | #DIV/0! | #DIV/0! | #DIV/0! | #DIV/0! | #DIV/0! | #DIV/0! | #DIV/0! | #DIV/0! | #DIV/0! | #DIV/0! | #DIV/0! | #DIV/0! | #DIV/0! | #DIV/0! | #DIV/0! | #DIV/0! | #DIV/0! | #DIV/0! | #DIV/0! | #DIV/0! | 7046 | 0 | 0 | 0 | 0 | 0
4 | 17 | 2018 | 107 | 2 | 0.0025 | 0 | #DIV/0! | #DIV/0! | #DIV/0! | #DIV/0! | #DIV/0! | #DIV/0! | #DIV/0! | #DIV/0! | #DIV/0! | #DIV/0! | #DIV/0! | #DIV/0! | #DIV/0! | #DIV/0! | #DIV/0! | #DIV/0! | #DIV/0! | #DIV/0! | #DIV/0! | #DIV/0! | 7047 | 0 | 0 | 0 | 0 | 0
4 | 18 | 2018 | 108 | 3 | 0 | 0 | #DIV/0! | #DIV/0! | #DIV/0! | #DIV/0! | #DIV/0! | #DIV/0! | #DIV/0! | #DIV/0! | #DIV/0! | #DIV/0! | #DIV/0! | #DIV/0! | #DIV/0! | #DIV/0! | #DIV/0! | #DIV/0! | #DIV/0! | #DIV/0! | #DIV/0! | #DIV/0! | 7048 | 0 | 0 | 0 | 0 | 0
4 | 19 | 2018 | 109 | 4 | 0.025 | 0 | #DIV/0! | #DIV/0! | #DIV/0! | #DIV/0! | #DIV/0! | #DIV/0! | #DIV/0! | #DIV/0! | #DIV/0! | #DIV/0! | #DIV/0! | #DIV/0! | #DIV/0! | #DIV/0! | #DIV/0! | #DIV/0! | #DIV/0! | #DIV/0! | #DIV/0! | #DIV/0! | 7049 | 0 | 0 | 0 | 0 | 0
4 | 20 | 2018 | 110 | 5 | 0 | 0 | #DIV/0! | #DIV/0! | #DIV/0! | #DIV/0! | #DIV/0! | #DIV/0! | #DIV/0! | #DIV/0! | #DIV/0! | #DIV/0! | #DIV/0! | #DIV/0! | #DIV/0! | #DIV/0! | #DIV/0! | #DIV/0! | #DIV/0! | #DIV/0! | #DIV/0! | #DIV/0! | 7050 | 0 | 0 | 0 | 0 | 0
4 | 21 | 2018 | 111 | 6 | 0 | 0 | #DIV/0! | #DIV/0! | #DIV/0! | #DIV/0! | #DIV/0! | #DIV/0! | #DIV/0! | #DIV/0! | #DIV/0! | #DIV/0! | #DIV/0! | #DIV/0! | #DIV/0! | #DIV/0! | #DIV/0! | #DIV/0! | #DIV/0! | #DIV/0! | #DIV/0! | #DIV/0! | 7051 | 0 | 0 | 0 | 0 | 0
4 | 22 | 2018 | 112 | 7 | 0 | 0 | #DIV/0! | #DIV/0! | #DIV/0! | #DIV/0! | #DIV/0! | #DIV/0! | #DIV/0! | #DIV/0! | #DIV/0! | #DIV/0! | #DIV/0! | #DIV/0! | #DIV/0! | #DIV/0! | #DIV/0! | #DIV/0! | #DIV/0! | #DIV/0! | #DIV/0! | #DIV/0! | 7052 | 0 | 0 | 0 | 0 | 0
4 | 23 | 2018 | 113 | 1 | 0 | 0 | #DIV/0! | #DIV/0! | #DIV/0! | #DIV/0! | #DIV/0! | #DIV/0! | #DIV/0! | #DIV/0! | #DIV/0! | #DIV/0! | #DIV/0! | #DIV/0! | #DIV/0! | #DIV/0! | #DIV/0! | #DIV/0! | #DIV/0! | #DIV/0! | #DIV/0! | #DIV/0! | 7053 | 0 | 0 | 0 | 0 | 0
4 | 24 | 2018 | 114 | 2 | 0.5175 | 0 | #DIV/0! | #DIV/0! | #DIV/0! | #DIV/0! | #DIV/0! | #DIV/0! | #DIV/0! | #DIV/0! | #DIV/0! | #DIV/0! | #DIV/0! | #DIV/0! | #DIV/0! | #DIV/0! | #DIV/0! | #DIV/0! | #DIV/0! | #DIV/0! | #DIV/0! | #DIV/0! | 7054 | 0 | 0 | 0 | 0 | 0
4 | 25 | 2018 | 115 | 3 | 0.385 | 0 | #DIV/0! | #DIV/0! | #DIV/0! | #DIV/0! | #DIV/0! | #DIV/0! | #DIV/0! | #DIV/0! | #DIV/0! | #DIV/0! | #DIV/0! | #DIV/0! | #DIV/0! | #DIV/0! | #DIV/0! | #DIV/0! | #DIV/0! | #DIV/0! | #DIV/0! | #DIV/0! | 7055 | 0 | 0 | 0 | 0 | 0
4 | 26 | 2018 | 116 | 4 | 0.1975 | 0 | #DIV/0! | #DIV/0! | #DIV/0! | #DIV/0! | #DIV/0! | #DIV/0! | #DIV/0! | #DIV/0! | #DIV/0! | #DIV/0! | #DIV/0! | #DIV/0! | #DIV/0! | #DIV/0! | #DIV/0! | #DIV/0! | #DIV/0! | #DIV/0! | #DIV/0! | #DIV/0! | 7056 | 0 | 0 | 0 | 0 | 0
4 | 27 | 2018 | 117 | 5 | 0.535 | 0 | #DIV/0! | #DIV/0! | #DIV/0! | #DIV/0! | #DIV/0! | #DIV/0! | #DIV/0! | #DIV/0! | #DIV/0! | #DIV/0! | #DIV/0! | #DIV/0! | #DIV/0! | #DIV/0! | #DIV/0! | #DIV/0! | #DIV/0! | #DIV/0! | #DIV/0! | #DIV/0! | 7057 | 0 | 0 | 0 | 0 | 0
4 | 28 | 2018 | 118 | 6 | 0.0075 | 0 | #DIV/0! | #DIV/0! | #DIV/0! | #DIV/0! | #DIV/0! | #DIV/0! | #DIV/0! | #DIV/0! | #DIV/0! | #DIV/0! | #DIV/0! | #DIV/0! | #DIV/0! | #DIV/0! | #DIV/0! | #DIV/0! | #DIV/0! | #DIV/0! | #DIV/0! | #DIV/0! | 7058 | 0 | 0 | 0 | 0 | 0
4 | 29 | 2018 | 119 | 7 | 0 | 0 | #DIV/0! | #DIV/0! | #DIV/0! | #DIV/0! | #DIV/0! | #DIV/0! | #DIV/0! | #DIV/0! | #DIV/0! | #DIV/0! | #DIV/0! | #DIV/0! | #DIV/0! | #DIV/0! | #DIV/0! | #DIV/0! | #DIV/0! | #DIV/0! | #DIV/0! | #DIV/0! | 7059 | 0 | 0 | 0 | 0 | 0
4 | 30 | 2018 | 120 | 1 | 0 | 0 | #DIV/0! | #DIV/0! | #DIV/0! | #DIV/0! | #DIV/0! | #DIV/0! | #DIV/0! | #DIV/0! | #DIV/0! | #DIV/0! | #DIV/0! | #DIV/0! | #DIV/0! | #DIV/0! | #DIV/0! | #DIV/0! | #DIV/0! | #DIV/0! | #DIV/0! | #DIV/0! | 7060 | 0 | 0 | 0 | 0 | 0
5 | 1 | 2018 | 121 | 2 | 0 | 0 | #DIV/0! | #DIV/0! | #DIV/0! | #DIV/0! | #DIV/0! | #DIV/0! | #DIV/0! | #DIV/0! | #DIV/0! | #DIV/0! | #DIV/0! | #DIV/0! | #DIV/0! | #DIV/0! | #DIV/0! | #DIV/0! | #DIV/0! | #DIV/0! | #DIV/0! | #DIV/0! | 7061 | 0 | 0 | 0 | 0 | 0
5 | 2 | 2018 | 122 | 3 | 0 | 0 | #DIV/0! | #DIV/0! | #DIV/0! | #DIV/0! | #DIV/0! | #DIV/0! | #DIV/0! | #DIV/0! | #DIV/0! | #DIV/0! | #DIV/0! | #DIV/0! | #DIV/0! | #DIV/0! | #DIV/0! | #DIV/0! | #DIV/0! | #DIV/0! | #DIV/0! | #DIV/0! | 7062 | 0 | 0 | 0 | 0 | 0
5 | 3 | 2018 | 123 | 4 | 0 | 0 | #DIV/0! | #DIV/0! | #DIV/0! | #DIV/0! | #DIV/0! | #DIV/0! | #DIV/0! | #DIV/0! | #DIV/0! | #DIV/0! | #DIV/0! | #DIV/0! | #DIV/0! | #DIV/0! | #DIV/0! | #DIV/0! | #DIV/0! | #DIV/0! | #DIV/0! | #DIV/0! | 7063 | 0 | 0 | 0 | 0 | 0
5 | 4 | 2018 | 124 | 5 | 0.0025 | 0 | #DIV/0! | #DIV/0! | #DIV/0! | #DIV/0! | #DIV/0! | #DIV/0! | #DIV/0! | #DIV/0! | #DIV/0! | #DIV/0! | #DIV/0! | #DIV/0! | #DIV/0! | #DIV/0! | #DIV/0! | #DIV/0! | #DIV/0! | #DIV/0! | #DIV/0! | #DIV/0! | 7064 | 0 | 0 | 0 | 0 | 0
5 | 5 | 2018 | 125 | 6 | 0.0125 | 0 | #DIV/0! | #DIV/0! | #DIV/0! | #DIV/0! | #DIV/0! | #DIV/0! | #DIV/0! | #DIV/0! | #DIV/0! | #DIV/0! | #DIV/0! | #DIV/0! | #DIV/0! | #DIV/0! | #DIV/0! | #DIV/0! | #DIV/0! | #DIV/0! | #DIV/0! | #DIV/0! | 7065 | 0 | 0 | 0 | 0 | 0
5 | 6 | 2018 | 126 | 7 | 0.05 | 0 | #DIV/0! | #DIV/0! | #DIV/0! | #DIV/0! | #DIV/0! | #DIV/0! | #DIV/0! | #DIV/0! | #DIV/0! | #DIV/0! | #DIV/0! | #DIV/0! | #DIV/0! | #DIV/0! | #DIV/0! | #DIV/0! | #DIV/0! | #DIV/0! | #DIV/0! | #DIV/0! | 7066 | 0 | 0 | 0 | 0 | 0
5 | 7 | 2018 | 127 | 1 | 0 | 0 | #DIV/0! | #DIV/0! | #DIV/0! | #DIV/0! | #DIV/0! | #DIV/0! | #DIV/0! | #DIV/0! | #DIV/0! | #DIV/0! | #DIV/0! | #DIV/0! | #DIV/0! | #DIV/0! | #DIV/0! | #DIV/0! | #DIV/0! | #DIV/0! | #DIV/0! | #DIV/0! | 7067 | 0 | 0 | 0 | 0 | 0
5 | 8 | 2018 | 128 | 2 | 0 | 0 | #DIV/0! | #DIV/0! | #DIV/0! | #DIV/0! | #DIV/0! | #DIV/0! | #DIV/0! | #DIV/0! | #DIV/0! | #DIV/0! | #DIV/0! | #DIV/0! | #DIV/0! | #DIV/0! | #DIV/0! | #DIV/0! | #DIV/0! | #DIV/0! | #DIV/0! | #DIV/0! | 7068 | 0 | 0 | 0 | 0 | 0
5 | 9 | 2018 | 129 | 3 | 0 | 0 | #DIV/0! | #DIV/0! | #DIV/0! | #DIV/0! | #DIV/0! | #DIV/0! | #DIV/0! | #DIV/0! | #DIV/0! | #DIV/0! | #DIV/0! | #DIV/0! | #DIV/0! | #DIV/0! | #DIV/0! | #DIV/0! | #DIV/0! | #DIV/0! | #DIV/0! | #DIV/0! | 7069 | 0 | 0 | 0 | 0 | 0
5 | 10 | 2018 | 130 | 4 | 0.005 | 0 | #DIV/0! | #DIV/0! | #DIV/0! | #DIV/0! | #DIV/0! | #DIV/0! | #DIV/0! | #DIV/0! | #DIV/0! | #DIV/0! | #DIV/0! | #DIV/0! | #DIV/0! | #DIV/0! | #DIV/0! | #DIV/0! | #DIV/0! | #DIV/0! | #DIV/0! | #DIV/0! | 7070 | 0 | 0 | 0 | 0 | 0
5 | 11 | 2018 | 131 | 5 | 0 | 0 | #DIV/0! | #DIV/0! | #DIV/0! | #DIV/0! | #DIV/0! | #DIV/0! | #DIV/0! | #DIV/0! | #DIV/0! | #DIV/0! | #DIV/0! | #DIV/0! | #DIV/0! | #DIV/0! | #DIV/0! | #DIV/0! | #DIV/0! | #DIV/0! | #DIV/0! | #DIV/0! | 7071 | 0 | 0 | 0 | 0 | 0
5 | 12 | 2018 | 132 | 6 | 0.1575 | 0 | #DIV/0! | #DIV/0! | #DIV/0! | #DIV/0! | #DIV/0! | #DIV/0! | #DIV/0! | #DIV/0! | #DIV/0! | #DIV/0! | #DIV/0! | #DIV/0! | #DIV/0! | #DIV/0! | #DIV/0! | #DIV/0! | #DIV/0! | #DIV/0! | #DIV/0! | #DIV/0! | 7072 | 0 | 0 | 0 | 0 | 0
5 | 13 | 2018 | 133 | 7 | 0.5875 | 0 | #DIV/0! | #DIV/0! | #DIV/0! | #DIV/0! | #DIV/0! | #DIV/0! | #DIV/0! | #DIV/0! | #DIV/0! | #DIV/0! | #DIV/0! | #DIV/0! | #DIV/0! | #DIV/0! | #DIV/0! | #DIV/0! | #DIV/0! | #DIV/0! | #DIV/0! | #DIV/0! | 7073 | 0 | 0 | 0 | 0 | 0
5 | 14 | 2018 | 134 | 1 | 1.0875 | 0 | #DIV/0! | #DIV/0! | #DIV/0! | #DIV/0! | #DIV/0! | #DIV/0! | #DIV/0! | #DIV/0! | #DIV/0! | #DIV/0! | #DIV/0! | #DIV/0! | #DIV/0! | #DIV/0! | #DIV/0! | #DIV/0! | #DIV/0! | #DIV/0! | #DIV/0! | #DIV/0! | 7074 | 0 | 0 | 0 | 0 | 0
5 | 15 | 2018 | 135 | 2 | 0.82 | 0 | #DIV/0! | #DIV/0! | #DIV/0! | #DIV/0! | #DIV/0! | #DIV/0! | #DIV/0! | #DIV/0! | #DIV/0! | #DIV/0! | #DIV/0! | #DIV/0! | #DIV/0! | #DIV/0! | #DIV/0! | #DIV/0! | #DIV/0! | #DIV/0! | #DIV/0! | #DIV/0! | 7075 | 0 | 0 | 0 | 0 | 0
5 | 16 | 2018 | 136 | 3 | 0.72 | 0 | #DIV/0! | #DIV/0! | #DIV/0! | #DIV/0! | #DIV/0! | #DIV/0! | #DIV/0! | #DIV/0! | #DIV/0! | #DIV/0! | #DIV/0! | #DIV/0! | #DIV/0! | #DIV/0! | #DIV/0! | #DIV/0! | #DIV/0! | #DIV/0! | #DIV/0! | #DIV/0! | 7076 | 0 | 0 | 0 | 0 | 0
5 | 17 | 2018 | 137 | 4 | 1.0475 | 0 | #DIV/0! | #DIV/0! | #DIV/0! | #DIV/0! | #DIV/0! | #DIV/0! | #DIV/0! | #DIV/0! | #DIV/0! | #DIV/0! | #DIV/0! | #DIV/0! | #DIV/0! | #DIV/0! | #DIV/0! | #DIV/0! | #DIV/0! | #DIV/0! | #DIV/0! | #DIV/0! | 7077 | 0 | 0 | 0 | 0 | 0
5 | 18 | 2018 | 138 | 5 | 1.0475 | 0 | #DIV/0! | #DIV/0! | #DIV/0! | #DIV/0! | #DIV/0! | #DIV/0! | #DIV/0! | #DIV/0! | #DIV/0! | #DIV/0! | #DIV/0! | #DIV/0! | #DIV/0! | #DIV/0! | #DIV/0! | #DIV/0! | #DIV/0! | #DIV/0! | #DIV/0! | #DIV/0! | 7078 | 0 | 0 | 0 | 0 | 0
5 | 19 | 2018 | 139 | 6 | 0.5525 | 0 | #DIV/0! | #DIV/0! | #DIV/0! | #DIV/0! | #DIV/0! | #DIV/0! | #DIV/0! | #DIV/0! | #DIV/0! | #DIV/0! | #DIV/0! | #DIV/0! | #DIV/0! | #DIV/0! | #DIV/0! | #DIV/0! | #DIV/0! | #DIV/0! | #DIV/0! | #DIV/0! | 7079 | 0 | 0 | 0 | 0 | 0
5 | 20 | 2018 | 140 | 7 | 0.0025 | 0 | #DIV/0! | #DIV/0! | #DIV/0! | #DIV/0! | #DIV/0! | #DIV/0! | #DIV/0! | #DIV/0! | #DIV/0! | #DIV/0! | #DIV/0! | #DIV/0! | #DIV/0! | #DIV/0! | #DIV/0! | #DIV/0! | #DIV/0! | #DIV/0! | #DIV/0! | #DIV/0! | 7080 | 0 | 0 | 0 | 0 | 0
5 | 21 | 2018 | 141 | 1 | 0 | 0 | #DIV/0! | #DIV/0! | #DIV/0! | #DIV/0! | #DIV/0! | #DIV/0! | #DIV/0! | #DIV/0! | #DIV/0! | #DIV/0! | #DIV/0! | #DIV/0! | #DIV/0! | #DIV/0! | #DIV/0! | #DIV/0! | #DIV/0! | #DIV/0! | #DIV/0! | #DIV/0! | 7081 | 0 | 0 | 0 | 0 | 0
5 | 22 | 2018 | 142 | 2 | 0.83 | 0 | #DIV/0! | #DIV/0! | #DIV/0! | #DIV/0! | #DIV/0! | #DIV/0! | #DIV/0! | #DIV/0! | #DIV/0! | #DIV/0! | #DIV/0! | #DIV/0! | #DIV/0! | #DIV/0! | #DIV/0! | #DIV/0! | #DIV/0! | #DIV/0! | #DIV/0! | #DIV/0! | 7082 | 0 | 0 | 0 | 0 | 0
5 | 23 | 2018 | 143 | 3 | 0.0025 | 0 | #DIV/0! | #DIV/0! | #DIV/0! | #DIV/0! | #DIV/0! | #DIV/0! | #DIV/0! | #DIV/0! | #DIV/0! | #DIV/0! | #DIV/0! | #DIV/0! | #DIV/0! | #DIV/0! | #DIV/0! | #DIV/0! | #DIV/0! | #DIV/0! | #DIV/0! | #DIV/0! | 7083 | 0 | 0 | 0 | 0 | 0
5 | 24 | 2018 | 144 | 4 | 0.0025 | 0 | #DIV/0! | #DIV/0! | #DIV/0! | #DIV/0! | #DIV/0! | #DIV/0! | #DIV/0! | #DIV/0! | #DIV/0! | #DIV/0! | #DIV/0! | #DIV/0! | #DIV/0! | #DIV/0! | #DIV/0! | #DIV/0! | #DIV/0! | #DIV/0! | #DIV/0! | #DIV/0! | 7084 | 0 | 0 | 0 | 0 | 0
5 | 25 | 2018 | 145 | 5 | 0 | 0 | #DIV/0! | #DIV/0! | #DIV/0! | #DIV/0! | #DIV/0! | #DIV/0! | #DIV/0! | #DIV/0! | #DIV/0! | #DIV/0! | #DIV/0! | #DIV/0! | #DIV/0! | #DIV/0! | #DIV/0! | #DIV/0! | #DIV/0! | #DIV/0! | #DIV/0! | #DIV/0! | 7085 | 0 | 0 | 0 | 0 | 0
5 | 26 | 2018 | 146 | 6 | 0.0225 | 0 | #DIV/0! | #DIV/0! | #DIV/0! | #DIV/0! | #DIV/0! | #DIV/0! | #DIV/0! | #DIV/0! | #DIV/0! | #DIV/0! | #DIV/0! | #DIV/0! | #DIV/0! | #DIV/0! | #DIV/0! | #DIV/0! | #DIV/0! | #DIV/0! | #DIV/0! | #DIV/0! | 7086 | 0 | 0 | 0 | 0 | 0
5 | 27 | 2018 | 147 | 7 | 0.285 | 0 | #DIV/0! | #DIV/0! | #DIV/0! | #DIV/0! | #DIV/0! | #DIV/0! | #DIV/0! | #DIV/0! | #DIV/0! | #DIV/0! | #DIV/0! | #DIV/0! | #DIV/0! | #DIV/0! | #DIV/0! | #DIV/0! | #DIV/0! | #DIV/0! | #DIV/0! | #DIV/0! | 7087 | 0 | 0 | 0 | 0 | 0
5 | 28 | 2018 | 148 | 1 | 0.015 | 0 | #DIV/0! | #DIV/0! | #DIV/0! | #DIV/0! | #DIV/0! | #DIV/0! | #DIV/0! | #DIV/0! | #DIV/0! | #DIV/0! | #DIV/0! | #DIV/0! | #DIV/0! | #DIV/0! | #DIV/0! | #DIV/0! | #DIV/0! | #DIV/0! | #DIV/0! | #DIV/0! | 7088 | 0 | 0 | 0 | 0 | 0
5 | 29 | 2018 | 149 | 2 | 0.0025 | 0 | #DIV/0! | #DIV/0! | #DIV/0! | #DIV/0! | #DIV/0! | #DIV/0! | #DIV/0! | #DIV/0! | #DIV/0! | #DIV/0! | #DIV/0! | #DIV/0! | #DIV/0! | #DIV/0! | #DIV/0! | #DIV/0! | #DIV/0! | #DIV/0! | #DIV/0! | #DIV/0! | 7089 | 0 | 0 | 0 | 0 | 0
5 | 30 | 2018 | 150 | 3 | 0.0125 | 0 | #DIV/0! | #DIV/0! | #DIV/0! | #DIV/0! | #DIV/0! | #DIV/0! | #DIV/0! | #DIV/0! | #DIV/0! | #DIV/0! | #DIV/0! | #DIV/0! | #DIV/0! | #DIV/0! | #DIV/0! | #DIV/0! | #DIV/0! | #DIV/0! | #DIV/0! | #DIV/0! | 7090 | 0 | 0 | 0 | 0 | 0
5 | 31 | 2018 | 151 | 4 | 1.5925 | 0 | #DIV/0! | #DIV/0! | #DIV/0! | #DIV/0! | #DIV/0! | #DIV/0! | #DIV/0! | #DIV/0! | #DIV/0! | #DIV/0! | #DIV/0! | #DIV/0! | #DIV/0! | #DIV/0! | #DIV/0! | #DIV/0! | #DIV/0! | #DIV/0! | #DIV/0! | #DIV/0! | 7091 | 0 | 0 | 0 | 0 | 0
6 | 1 | 2018 | 152 | 5 | 0.2325 | 0 | #DIV/0! | #DIV/0! | #DIV/0! | #DIV/0! | #DIV/0! | #DIV/0! | #DIV/0! | #DIV/0! | #DIV/0! | #DIV/0! | #DIV/0! | #DIV/0! | #DIV/0! | #DIV/0! | #DIV/0! | #DIV/0! | #DIV/0! | #DIV/0! | #DIV/0! | #DIV/0! | 7092 | 0 | 0 | 0 | 0 | 0
6 | 2 | 2018 | 153 | 6 | 1.055 | 0 | #DIV/0! | #DIV/0! | #DIV/0! | #DIV/0! | #DIV/0! | #DIV/0! | #DIV/0! | #DIV/0! | #DIV/0! | #DIV/0! | #DIV/0! | #DIV/0! | #DIV/0! | #DIV/0! | #DIV/0! | #DIV/0! | #DIV/0! | #DIV/0! | #DIV/0! | #DIV/0! | 7093 | 0 | 0 | 0 | 0 | 0
6 | 3 | 2018 | 154 | 7 | 1.2725 | 0 | #DIV/0! | #DIV/0! | #DIV/0! | #DIV/0! | #DIV/0! | #DIV/0! | #DIV/0! | #DIV/0! | #DIV/0! | #DIV/0! | #DIV/0! | #DIV/0! | #DIV/0! | #DIV/0! | #DIV/0! | #DIV/0! | #DIV/0! | #DIV/0! | #DIV/0! | #DIV/0! | 7094 | 0 | 0 | 0 | 0 | 0
6 | 4 | 2018 | 155 | 1 | 0.005 | 0 | #DIV/0! | #DIV/0! | #DIV/0! | #DIV/0! | #DIV/0! | #DIV/0! | #DIV/0! | #DIV/0! | #DIV/0! | #DIV/0! | #DIV/0! | #DIV/0! | #DIV/0! | #DIV/0! | #DIV/0! | #DIV/0! | #DIV/0! | #DIV/0! | #DIV/0! | #DIV/0! | 7095 | 0 | 0 | 0 | 0 | 0
6 | 5 | 2018 | 156 | 2 | 0.01 | 0 | #DIV/0! | #DIV/0! | #DIV/0! | #DIV/0! | #DIV/0! | #DIV/0! | #DIV/0! | #DIV/0! | #DIV/0! | #DIV/0! | #DIV/0! | #DIV/0! | #DIV/0! | #DIV/0! | #DIV/0! | #DIV/0! | #DIV/0! | #DIV/0! | #DIV/0! | #DIV/0! | 7096 | 0 | 0 | 0 | 0 | 0
6 | 6 | 2018 | 157 | 3 | 0 | 0 | #DIV/0! | #DIV/0! | #DIV/0! | #DIV/0! | #DIV/0! | #DIV/0! | #DIV/0! | #DIV/0! | #DIV/0! | #DIV/0! | #DIV/0! | #DIV/0! | #DIV/0! | #DIV/0! | #DIV/0! | #DIV/0! | #DIV/0! | #DIV/0! | #DIV/0! | #DIV/0! | 7097 | 0 | 0 | 0 | 0 | 0
6 | 7 | 2018 | 158 | 4 | 0 | 0 | #DIV/0! | #DIV/0! | #DIV/0! | #DIV/0! | #DIV/0! | #DIV/0! | #DIV/0! | #DIV/0! | #DIV/0! | #DIV/0! | #DIV/0! | #DIV/0! | #DIV/0! | #DIV/0! | #DIV/0! | #DIV/0! | #DIV/0! | #DIV/0! | #DIV/0! | #DIV/0! | 7098 | 0 | 0 | 0 | 0 | 0
6 | 8 | 2018 | 159 | 5 | 0.24 | 0 | #DIV/0! | #DIV/0! | #DIV/0! | #DIV/0! | #DIV/0! | #DIV/0! | #DIV/0! | #DIV/0! | #DIV/0! | #DIV/0! | #DIV/0! | #DIV/0! | #DIV/0! | #DIV/0! | #DIV/0! | #DIV/0! | #DIV/0! | #DIV/0! | #DIV/0! | #DIV/0! | 7099 | 0 | 0 | 0 | 0 | 0
6 | 9 | 2018 | 160 | 6 | 0.2175 | 0 | #DIV/0! | #DIV/0! | #DIV/0! | #DIV/0! | #DIV/0! | #DIV/0! | #DIV/0! | #DIV/0! | #DIV/0! | #DIV/0! | #DIV/0! | #DIV/0! | #DIV/0! | #DIV/0! | #DIV/0! | #DIV/0! | #DIV/0! | #DIV/0! | #DIV/0! | #DIV/0! | 7100 | 0 | 0 | 0 | 0 | 0
6 | 10 | 2018 | 161 | 7 | 0.2475 | 0 | #DIV/0! | #DIV/0! | #DIV/0! | #DIV/0! | #DIV/0! | #DIV/0! | #DIV/0! | #DIV/0! | #DIV/0! | #DIV/0! | #DIV/0! | #DIV/0! | #DIV/0! | #DIV/0! | #DIV/0! | #DIV/0! | #DIV/0! | #DIV/0! | #DIV/0! | #DIV/0! | 7101 | 0 | 0 | 0 | 0 | 0
6 | 11 | 2018 | 162 | 1 | 0.4925 | 0 | #DIV/0! | #DIV/0! | #DIV/0! | #DIV/0! | #DIV/0! | #DIV/0! | #DIV/0! | #DIV/0! | #DIV/0! | #DIV/0! | #DIV/0! | #DIV/0! | #DIV/0! | #DIV/0! | #DIV/0! | #DIV/0! | #DIV/0! | #DIV/0! | #DIV/0! | #DIV/0! | 7102 | 0 | 0 | 0 | 0 | 0
6 | 12 | 2018 | 163 | 2 | 0 | 0 | #DIV/0! | #DIV/0! | #DIV/0! | #DIV/0! | #DIV/0! | #DIV/0! | #DIV/0! | #DIV/0! | #DIV/0! | #DIV/0! | #DIV/0! | #DIV/0! | #DIV/0! | #DIV/0! | #DIV/0! | #DIV/0! | #DIV/0! | #DIV/0! | #DIV/0! | #DIV/0! | 7103 | 0 | 0 | 0 | 0 | 0
6 | 13 | 2018 | 164 | 3 | 0.0025 | 0 | #DIV/0! | #DIV/0! | #DIV/0! | #DIV/0! | #DIV/0! | #DIV/0! | #DIV/0! | #DIV/0! | #DIV/0! | #DIV/0! | #DIV/0! | #DIV/0! | #DIV/0! | #DIV/0! | #DIV/0! | #DIV/0! | #DIV/0! | #DIV/0! | #DIV/0! | #DIV/0! | 7104 | 0 | 0 | 0 | 0 | 0
6 | 14 | 2018 | 165 | 4 | 0 | 0 | #DIV/0! | #DIV/0! | #DIV/0! | #DIV/0! | #DIV/0! | #DIV/0! | #DIV/0! | #DIV/0! | #DIV/0! | #DIV/0! | #DIV/0! | #DIV/0! | #DIV/0! | #DIV/0! | #DIV/0! | #DIV/0! | #DIV/0! | #DIV/0! | #DIV/0! | #DIV/0! | 7105 | 0 | 0 | 0 | 0 | 0
6 | 15 | 2018 | 166 | 5 | 0 | 0 | #DIV/0! | #DIV/0! | #DIV/0! | #DIV/0! | #DIV/0! | #DIV/0! | #DIV/0! | #DIV/0! | #DIV/0! | #DIV/0! | #DIV/0! | #DIV/0! | #DIV/0! | #DIV/0! | #DIV/0! | #DIV/0! | #DIV/0! | #DIV/0! | #DIV/0! | #DIV/0! | 7106 | 0 | 0 | 0 | 0 | 0
6 | 16 | 2018 | 167 | 6 | 0 | 0 | #DIV/0! | #DIV/0! | #DIV/0! | #DIV/0! | #DIV/0! | #DIV/0! | #DIV/0! | #DIV/0! | #DIV/0! | #DIV/0! | #DIV/0! | #DIV/0! | #DIV/0! | #DIV/0! | #DIV/0! | #DIV/0! | #DIV/0! | #DIV/0! | #DIV/0! | #DIV/0! | 7107 | 0 | 0 | 0 | 0 | 0
6 | 17 | 2018 | 168 | 7 | 0 | 0 | #DIV/0! | #DIV/0! | #DIV/0! | #DIV/0! | #DIV/0! | #DIV/0! | #DIV/0! | #DIV/0! | #DIV/0! | #DIV/0! | #DIV/0! | #DIV/0! | #DIV/0! | #DIV/0! | #DIV/0! | #DIV/0! | #DIV/0! | #DIV/0! | #DIV/0! | #DIV/0! | 7108 | 0 | 0 | 0 | 0 | 0
6 | 18 | 2018 | 169 | 1 | 0 | 0 | #DIV/0! | #DIV/0! | #DIV/0! | #DIV/0! | #DIV/0! | #DIV/0! | #DIV/0! | #DIV/0! | #DIV/0! | #DIV/0! | #DIV/0! | #DIV/0! | #DIV/0! | #DIV/0! | #DIV/0! | #DIV/0! | #DIV/0! | #DIV/0! | #DIV/0! | #DIV/0! | 7109 | 0 | 0 | 0 | 0 | 0
6 | 19 | 2018 | 170 | 2 | 0.5875 | 0 | #DIV/0! | #DIV/0! | #DIV/0! | #DIV/0! | #DIV/0! | #DIV/0! | #DIV/0! | #DIV/0! | #DIV/0! | #DIV/0! | #DIV/0! | #DIV/0! | #DIV/0! | #DIV/0! | #DIV/0! | #DIV/0! | #DIV/0! | #DIV/0! | #DIV/0! | #DIV/0! | 7110 | 0 | 0 | 0 | 0 | 0
6 | 20 | 2018 | 171 | 3 | 0.2 | 0 | #DIV/0! | #DIV/0! | #DIV/0! | #DIV/0! | #DIV/0! | #DIV/0! | #DIV/0! | #DIV/0! | #DIV/0! | #DIV/0! | #DIV/0! | #DIV/0! | #DIV/0! | #DIV/0! | #DIV/0! | #DIV/0! | #DIV/0! | #DIV/0! | #DIV/0! | #DIV/0! | 7111 | 0 | 0 | 0 | 0 | 0
6 | 21 | 2018 | 172 | 4 | 0.0125 | 0 | #DIV/0! | #DIV/0! | #DIV/0! | #DIV/0! | #DIV/0! | #DIV/0! | #DIV/0! | #DIV/0! | #DIV/0! | #DIV/0! | #DIV/0! | #DIV/0! | #DIV/0! | #DIV/0! | #DIV/0! | #DIV/0! | #DIV/0! | #DIV/0! | #DIV/0! | #DIV/0! | 7112 | 0 | 0 | 0 | 0 | 0
6 | 22 | 2018 | 173 | 5 | 0.41 | 0 | #DIV/0! | #DIV/0! | #DIV/0! | #DIV/0! | #DIV/0! | #DIV/0! | #DIV/0! | #DIV/0! | #DIV/0! | #DIV/0! | #DIV/0! | #DIV/0! | #DIV/0! | #DIV/0! | #DIV/0! | #DIV/0! | #DIV/0! | #DIV/0! | #DIV/0! | #DIV/0! | 7113 | 0 | 0 | 0 | 0 | 0
6 | 23 | 2018 | 174 | 6 | 0.05 | 0 | #DIV/0! | #DIV/0! | #DIV/0! | #DIV/0! | #DIV/0! | #DIV/0! | #DIV/0! | #DIV/0! | #DIV/0! | #DIV/0! | #DIV/0! | #DIV/0! | #DIV/0! | #DIV/0! | #DIV/0! | #DIV/0! | #DIV/0! | #DIV/0! | #DIV/0! | #DIV/0! | 7114 | 0 | 0 | 0 | 0 | 0
6 | 24 | 2018 | 175 | 7 | 0.18 | 0 | #DIV/0! | #DIV/0! | #DIV/0! | #DIV/0! | #DIV/0! | #DIV/0! | #DIV/0! | #DIV/0! | #DIV/0! | #DIV/0! | #DIV/0! | #DIV/0! | #DIV/0! | #DIV/0! | #DIV/0! | #DIV/0! | #DIV/0! | #DIV/0! | #DIV/0! | #DIV/0! | 7115 | 0 | 0 | 0 | 0 | 0
6 | 25 | 2018 | 176 | 1 | 0.0025 | 0 | #DIV/0! | #DIV/0! | #DIV/0! | #DIV/0! | #DIV/0! | #DIV/0! | #DIV/0! | #DIV/0! | #DIV/0! | #DIV/0! | #DIV/0! | #DIV/0! | #DIV/0! | #DIV/0! | #DIV/0! | #DIV/0! | #DIV/0! | #DIV/0! | #DIV/0! | #DIV/0! | 7116 | 0 | 0 | 0 | 0 | 0
6 | 26 | 2018 | 177 | 2 | 0 | 0 | #DIV/0! | #DIV/0! | #DIV/0! | #DIV/0! | #DIV/0! | #DIV/0! | #DIV/0! | #DIV/0! | #DIV/0! | #DIV/0! | #DIV/0! | #DIV/0! | #DIV/0! | #DIV/0! | #DIV/0! | #DIV/0! | #DIV/0! | #DIV/0! | #DIV/0! | #DIV/0! | 7117 | 0 | 0 | 0 | 0 | 0
6 | 27 | 2018 | 178 | 3 | 0.0225 | 0 | #DIV/0! | #DIV/0! | #DIV/0! | #DIV/0! | #DIV/0! | #DIV/0! | #DIV/0! | #DIV/0! | #DIV/0! | #DIV/0! | #DIV/0! | #DIV/0! | #DIV/0! | #DIV/0! | #DIV/0! | #DIV/0! | #DIV/0! | #DIV/0! | #DIV/0! | #DIV/0! | 7118 | 0 | 0 | 0 | 0 | 0
6 | 28 | 2018 | 179 | 4 | 0 | 0 | #DIV/0! | #DIV/0! | #DIV/0! | #DIV/0! | #DIV/0! | #DIV/0! | #DIV/0! | #DIV/0! | #DIV/0! | #DIV/0! | #DIV/0! | #DIV/0! | #DIV/0! | #DIV/0! | #DIV/0! | #DIV/0! | #DIV/0! | #DIV/0! | #DIV/0! | #DIV/0! | 7119 | 0 | 0 | 0 | 0 | 0
6 | 29 | 2018 | 180 | 5 | 0 | 0 | #DIV/0! | #DIV/0! | #DIV/0! | #DIV/0! | #DIV/0! | #DIV/0! | #DIV/0! | #DIV/0! | #DIV/0! | #DIV/0! | #DIV/0! | #DIV/0! | #DIV/0! | #DIV/0! | #DIV/0! | #DIV/0! | #DIV/0! | #DIV/0! | #DIV/0! | #DIV/0! | 7120 | 0 | 0 | 0 | 0 | 0
6 | 30 | 2018 | 181 | 6 | 0 | 0 | #DIV/0! | #DIV/0! | #DIV/0! | #DIV/0! | #DIV/0! | #DIV/0! | #DIV/0! | #DIV/0! | #DIV/0! | #DIV/0! | #DIV/0! | #DIV/0! | #DIV/0! | #DIV/0! | #DIV/0! | #DIV/0! | #DIV/0! | #DIV/0! | #DIV/0! | #DIV/0! | 7121 | 0 | 0 | 0 | 0 | 0
7 | 1 | 2018 | 182 | 7 | 0 | 0 | #DIV/0! | #DIV/0! | #DIV/0! | #DIV/0! | #DIV/0! | #DIV/0! | #DIV/0! | #DIV/0! | #DIV/0! | #DIV/0! | #DIV/0! | #DIV/0! | #DIV/0! | #DIV/0! | #DIV/0! | #DIV/0! | #DIV/0! | #DIV/0! | #DIV/0! | #DIV/0! | 7122 | 0 | 0 | 0 | 0 | 0
7 | 2 | 2018 | 183 | 1 | 0 | 0 | #DIV/0! | #DIV/0! | #DIV/0! | #DIV/0! | #DIV/0! | #DIV/0! | #DIV/0! | #DIV/0! | #DIV/0! | #DIV/0! | #DIV/0! | #DIV/0! | #DIV/0! | #DIV/0! | #DIV/0! | #DIV/0! | #DIV/0! | #DIV/0! | #DIV/0! | #DIV/0! | 7123 | 0 | 0 | 0 | 0 | 0
7 | 3 | 2018 | 184 | 2 | 0.22 | 0 | #DIV/0! | #DIV/0! | #DIV/0! | #DIV/0! | #DIV/0! | #DIV/0! | #DIV/0! | #DIV/0! | #DIV/0! | #DIV/0! | #DIV/0! | #DIV/0! | #DIV/0! | #DIV/0! | #DIV/0! | #DIV/0! | #DIV/0! | #DIV/0! | #DIV/0! | #DIV/0! | 7124 | 0 | 0 | 0 | 0 | 0
7 | 4 | 2018 | 185 | 3 | 0 | 0 | #DIV/0! | #DIV/0! | #DIV/0! | #DIV/0! | #DIV/0! | #DIV/0! | #DIV/0! | #DIV/0! | #DIV/0! | #DIV/0! | #DIV/0! | #DIV/0! | #DIV/0! | #DIV/0! | #DIV/0! | #DIV/0! | #DIV/0! | #DIV/0! | #DIV/0! | #DIV/0! | 7125 | 0 | 0 | 0 | 0 | 0
7 | 5 | 2018 | 186 | 4 | 0 | 0 | #DIV/0! | #DIV/0! | #DIV/0! | #DIV/0! | #DIV/0! | #DIV/0! | #DIV/0! | #DIV/0! | #DIV/0! | #DIV/0! | #DIV/0! | #DIV/0! | #DIV/0! | #DIV/0! | #DIV/0! | #DIV/0! | #DIV/0! | #DIV/0! | #DIV/0! | #DIV/0! | 7126 | 0 | 0 | 0 | 0 | 0
7 | 6 | 2018 | 187 | 5 | 0 | 0 | #DIV/0! | #DIV/0! | #DIV/0! | #DIV/0! | #DIV/0! | #DIV/0! | #DIV/0! | #DIV/0! | #DIV/0! | #DIV/0! | #DIV/0! | #DIV/0! | #DIV/0! | #DIV/0! | #DIV/0! | #DIV/0! | #DIV/0! | #DIV/0! | #DIV/0! | #DIV/0! | 7127 | 0 | 0 | 0 | 0 | 0
7 | 7 | 2018 | 188 | 6 | 0 | 0 | #DIV/0! | #DIV/0! | #DIV/0! | #DIV/0! | #DIV/0! | #DIV/0! | #DIV/0! | #DIV/0! | #DIV/0! | #DIV/0! | #DIV/0! | #DIV/0! | #DIV/0! | #DIV/0! | #DIV/0! | #DIV/0! | #DIV/0! | #DIV/0! | #DIV/0! | #DIV/0! | 7128 | 0 | 0 | 0 | 0 | 0
7 | 8 | 2018 | 189 | 7 | 0 | 0 | #DIV/0! | #DIV/0! | #DIV/0! | #DIV/0! | #DIV/0! | #DIV/0! | #DIV/0! | #DIV/0! | #DIV/0! | #DIV/0! | #DIV/0! | #DIV/0! | #DIV/0! | #DIV/0! | #DIV/0! | #DIV/0! | #DIV/0! | #DIV/0! | #DIV/0! | #DIV/0! | 7129 | 0 | 0 | 0 | 0 | 0
7 | 9 | 2018 | 190 | 1 | 0 | 0 | #DIV/0! | #DIV/0! | #DIV/0! | #DIV/0! | #DIV/0! | #DIV/0! | #DIV/0! | #DIV/0! | #DIV/0! | #DIV/0! | #DIV/0! | #DIV/0! | #DIV/0! | #DIV/0! | #DIV/0! | #DIV/0! | #DIV/0! | #DIV/0! | #DIV/0! | #DIV/0! | 7130 | 0 | 0 | 0 | 0 | 0
7 | 10 | 2018 | 191 | 2 | 0 | 0 | #DIV/0! | #DIV/0! | #DIV/0! | #DIV/0! | #DIV/0! | #DIV/0! | #DIV/0! | #DIV/0! | #DIV/0! | #DIV/0! | #DIV/0! | #DIV/0! | #DIV/0! | #DIV/0! | #DIV/0! | #DIV/0! | #DIV/0! | #DIV/0! | #DIV/0! | #DIV/0! | 7131 | 0 | 0 | 0 | 0 | 0
7 | 11 | 2018 | 192 | 3 | 0 | 0 | #DIV/0! | #DIV/0! | #DIV/0! | #DIV/0! | #DIV/0! | #DIV/0! | #DIV/0! | #DIV/0! | #DIV/0! | #DIV/0! | #DIV/0! | #DIV/0! | #DIV/0! | #DIV/0! | #DIV/0! | #DIV/0! | #DIV/0! | #DIV/0! | #DIV/0! | #DIV/0! | 7132 | 0 | 0 | 0 | 0 | 0
7 | 12 | 2018 | 193 | 4 | 0 | 0 | #DIV/0! | #DIV/0! | #DIV/0! | #DIV/0! | #DIV/0! | #DIV/0! | #DIV/0! | #DIV/0! | #DIV/0! | #DIV/0! | #DIV/0! | #DIV/0! | #DIV/0! | #DIV/0! | #DIV/0! | #DIV/0! | #DIV/0! | #DIV/0! | #DIV/0! | #DIV/0! | 7133 | 0 | 0 | 0 | 0 | 0
7 | 13 | 2018 | 194 | 5 | 0 | 0 | #DIV/0! | #DIV/0! | #DIV/0! | #DIV/0! | #DIV/0! | #DIV/0! | #DIV/0! | #DIV/0! | #DIV/0! | #DIV/0! | #DIV/0! | #DIV/0! | #DIV/0! | #DIV/0! | #DIV/0! | #DIV/0! | #DIV/0! | #DIV/0! | #DIV/0! | #DIV/0! | 7134 | 0 | 0 | 0 | 0 | 0
7 | 14 | 2018 | 195 | 6 | 0 | 0 | #DIV/0! | #DIV/0! | #DIV/0! | #DIV/0! | #DIV/0! | #DIV/0! | #DIV/0! | #DIV/0! | #DIV/0! | #DIV/0! | #DIV/0! | #DIV/0! | #DIV/0! | #DIV/0! | #DIV/0! | #DIV/0! | #DIV/0! | #DIV/0! | #DIV/0! | #DIV/0! | 7135 | 0 | 0 | 0 | 0 | 0
7 | 15 | 2018 | 196 | 7 | 0.0075 | 0 | #DIV/0! | #DIV/0! | #DIV/0! | #DIV/0! | #DIV/0! | #DIV/0! | #DIV/0! | #DIV/0! | #DIV/0! | #DIV/0! | #DIV/0! | #DIV/0! | #DIV/0! | #DIV/0! | #DIV/0! | #DIV/0! | #DIV/0! | #DIV/0! | #DIV/0! | #DIV/0! | 7136 | 0 | 0 | 0 | 0 | 0
7 | 16 | 2018 | 197 | 1 | 0.2525 | 0 | #DIV/0! | #DIV/0! | #DIV/0! | #DIV/0! | #DIV/0! | #DIV/0! | #DIV/0! | #DIV/0! | #DIV/0! | #DIV/0! | #DIV/0! | #DIV/0! | #DIV/0! | #DIV/0! | #DIV/0! | #DIV/0! | #DIV/0! | #DIV/0! | #DIV/0! | #DIV/0! | 7137 | 0 | 0 | 0 | 0 | 0
7 | 17 | 2018 | 198 | 2 | 2.0525 | 0 | #DIV/0! | #DIV/0! | #DIV/0! | #DIV/0! | #DIV/0! | #DIV/0! | #DIV/0! | #DIV/0! | #DIV/0! | #DIV/0! | #DIV/0! | #DIV/0! | #DIV/0! | #DIV/0! | #DIV/0! | #DIV/0! | #DIV/0! | #DIV/0! | #DIV/0! | #DIV/0! | 7138 | 0 | 0 | 0 | 0 | 0
7 | 18 | 2018 | 199 | 3 | 0.0025 | 0 | #DIV/0! | #DIV/0! | #DIV/0! | #DIV/0! | #DIV/0! | #DIV/0! | #DIV/0! | #DIV/0! | #DIV/0! | #DIV/0! | #DIV/0! | #DIV/0! | #DIV/0! | #DIV/0! | #DIV/0! | #DIV/0! | #DIV/0! | #DIV/0! | #DIV/0! | #DIV/0! | 7139 | 0 | 0 | 0 | 0 | 0
7 | 19 | 2018 | 200 | 4 | 0 | 0 | #DIV/0! | #DIV/0! | #DIV/0! | #DIV/0! | #DIV/0! | #DIV/0! | #DIV/0! | #DIV/0! | #DIV/0! | #DIV/0! | #DIV/0! | #DIV/0! | #DIV/0! | #DIV/0! | #DIV/0! | #DIV/0! | #DIV/0! | #DIV/0! | #DIV/0! | #DIV/0! | 7140 | 0 | 0 | 0 | 0 | 0
7 | 20 | 2018 | 201 | 5 | 0 | 0 | #DIV/0! | #DIV/0! | #DIV/0! | #DIV/0! | #DIV/0! | #DIV/0! | #DIV/0! | #DIV/0! | #DIV/0! | #DIV/0! | #DIV/0! | #DIV/0! | #DIV/0! | #DIV/0! | #DIV/0! | #DIV/0! | #DIV/0! | #DIV/0! | #DIV/0! | #DIV/0! | 7141 | 0 | 0 | 0 | 0 | 0
7 | 21 | 2018 | 202 | 6 | 4.2675 | 0 | #DIV/0! | #DIV/0! | #DIV/0! | #DIV/0! | #DIV/0! | #DIV/0! | #DIV/0! | #DIV/0! | #DIV/0! | #DIV/0! | #DIV/0! | #DIV/0! | #DIV/0! | #DIV/0! | #DIV/0! | #DIV/0! | #DIV/0! | #DIV/0! | #DIV/0! | #DIV/0! | 7142 | 0 | 0 | 0 | 0 | 0
7 | 22 | 2018 | 203 | 7 | 0.705 | 0 | #DIV/0! | #DIV/0! | #DIV/0! | #DIV/0! | #DIV/0! | #DIV/0! | #DIV/0! | #DIV/0! | #DIV/0! | #DIV/0! | #DIV/0! | #DIV/0! | #DIV/0! | #DIV/0! | #DIV/0! | #DIV/0! | #DIV/0! | #DIV/0! | #DIV/0! | #DIV/0! | 7143 | 0 | 0 | 0 | 0 | 0
7 | 23 | 2018 | 204 | 1 | 0.53 | 0 | #DIV/0! | #DIV/0! | #DIV/0! | #DIV/0! | #DIV/0! | #DIV/0! | #DIV/0! | #DIV/0! | #DIV/0! | #DIV/0! | #DIV/0! | #DIV/0! | #DIV/0! | #DIV/0! | #DIV/0! | #DIV/0! | #DIV/0! | #DIV/0! | #DIV/0! | #DIV/0! | 7144 | 0 | 0 | 0 | 0 | 0
7 | 24 | 2018 | 205 | 2 | 1.3525 | 0 | #DIV/0! | #DIV/0! | #DIV/0! | #DIV/0! | #DIV/0! | #DIV/0! | #DIV/0! | #DIV/0! | #DIV/0! | #DIV/0! | #DIV/0! | #DIV/0! | #DIV/0! | #DIV/0! | #DIV/0! | #DIV/0! | #DIV/0! | #DIV/0! | #DIV/0! | #DIV/0! | 7145 | 0 | 0 | 0 | 0 | 0
7 | 25 | 2018 | 206 | 3 | 0.6325 | 0 | #DIV/0! | #DIV/0! | #DIV/0! | #DIV/0! | #DIV/0! | #DIV/0! | #DIV/0! | #DIV/0! | #DIV/0! | #DIV/0! | #DIV/0! | #DIV/0! | #DIV/0! | #DIV/0! | #DIV/0! | #DIV/0! | #DIV/0! | #DIV/0! | #DIV/0! | #DIV/0! | 7146 | 0 | 0 | 0 | 0 | 0
7 | 26 | 2018 | 207 | 4 | 0.0025 | 0 | #DIV/0! | #DIV/0! | #DIV/0! | #DIV/0! | #DIV/0! | #DIV/0! | #DIV/0! | #DIV/0! | #DIV/0! | #DIV/0! | #DIV/0! | #DIV/0! | #DIV/0! | #DIV/0! | #DIV/0! | #DIV/0! | #DIV/0! | #DIV/0! | #DIV/0! | #DIV/0! | 7147 | 0 | 0 | 0 | 0 | 0
7 | 27 | 2018 | 208 | 5 | 0.2575 | 0 | #DIV/0! | #DIV/0! | #DIV/0! | #DIV/0! | #DIV/0! | #DIV/0! | #DIV/0! | #DIV/0! | #DIV/0! | #DIV/0! | #DIV/0! | #DIV/0! | #DIV/0! | #DIV/0! | #DIV/0! | #DIV/0! | #DIV/0! | #DIV/0! | #DIV/0! | #DIV/0! | 7148 | 0 | 0 | 0 | 0 | 0
7 | 28 | 2018 | 209 | 6 | 0 | 0 | #DIV/0! | #DIV/0! | #DIV/0! | #DIV/0! | #DIV/0! | #DIV/0! | #DIV/0! | #DIV/0! | #DIV/0! | #DIV/0! | #DIV/0! | #DIV/0! | #DIV/0! | #DIV/0! | #DIV/0! | #DIV/0! | #DIV/0! | #DIV/0! | #DIV/0! | #DIV/0! | 7149 | 0 | 0 | 0 | 0 | 0
7 | 29 | 2018 | 210 | 7 | 0 | 0 | #DIV/0! | #DIV/0! | #DIV/0! | #DIV/0! | #DIV/0! | #DIV/0! | #DIV/0! | #DIV/0! | #DIV/0! | #DIV/0! | #DIV/0! | #DIV/0! | #DIV/0! | #DIV/0! | #DIV/0! | #DIV/0! | #DIV/0! | #DIV/0! | #DIV/0! | #DIV/0! | 7150 | 0 | 0 | 0 | 0 | 0
7 | 30 | 2018 | 211 | 1 | 0.6575 | 0 | #DIV/0! | #DIV/0! | #DIV/0! | #DIV/0! | #DIV/0! | #DIV/0! | #DIV/0! | #DIV/0! | #DIV/0! | #DIV/0! | #DIV/0! | #DIV/0! | #DIV/0! | #DIV/0! | #DIV/0! | #DIV/0! | #DIV/0! | #DIV/0! | #DIV/0! | #DIV/0! | 7151 | 0 | 0 | 0 | 0 | 0
7 | 31 | 2018 | 212 | 2 | 0.0825 | 0 | #DIV/0! | #DIV/0! | #DIV/0! | #DIV/0! | #DIV/0! | #DIV/0! | #DIV/0! | #DIV/0! | #DIV/0! | #DIV/0! | #DIV/0! | #DIV/0! | #DIV/0! | #DIV/0! | #DIV/0! | #DIV/0! | #DIV/0! | #DIV/0! | #DIV/0! | #DIV/0! | 7152 | 0 | 0 | 0 | 0 | 0
8 | 1 | 2018 | 213 | 3 | 0.3975 | 0 | #DIV/0! | #DIV/0! | #DIV/0! | #DIV/0! | #DIV/0! | #DIV/0! | #DIV/0! | #DIV/0! | #DIV/0! | #DIV/0! | #DIV/0! | #DIV/0! | #DIV/0! | #DIV/0! | #DIV/0! | #DIV/0! | #DIV/0! | #DIV/0! | #DIV/0! | #DIV/0! | 7153 | 0 | 0 | 0 | 0 | 0
8 | 2 | 2018 | 214 | 4 | 0.87 | 0 | #DIV/0! | #DIV/0! | #DIV/0! | #DIV/0! | #DIV/0! | #DIV/0! | #DIV/0! | #DIV/0! | #DIV/0! | #DIV/0! | #DIV/0! | #DIV/0! | #DIV/0! | #DIV/0! | #DIV/0! | #DIV/0! | #DIV/0! | #DIV/0! | #DIV/0! | #DIV/0! | 7154 | 0 | 0 | 0 | 0 | 0
8 | 3 | 2018 | 215 | 5 | 0.3125 | 0 | #DIV/0! | #DIV/0! | #DIV/0! | #DIV/0! | #DIV/0! | #DIV/0! | #DIV/0! | #DIV/0! | #DIV/0! | #DIV/0! | #DIV/0! | #DIV/0! | #DIV/0! | #DIV/0! | #DIV/0! | #DIV/0! | #DIV/0! | #DIV/0! | #DIV/0! | #DIV/0! | 7155 | 0 | 0 | 0 | 0 | 0
8 | 4 | 2018 | 216 | 6 | 0.0725 | 0 | #DIV/0! | #DIV/0! | #DIV/0! | #DIV/0! | #DIV/0! | #DIV/0! | #DIV/0! | #DIV/0! | #DIV/0! | #DIV/0! | #DIV/0! | #DIV/0! | #DIV/0! | #DIV/0! | #DIV/0! | #DIV/0! | #DIV/0! | #DIV/0! | #DIV/0! | #DIV/0! | 7156 | 0 | 0 | 0 | 0 | 0
8 | 5 | 2018 | 217 | 7 | 0.0225 | 0 | #DIV/0! | #DIV/0! | #DIV/0! | #DIV/0! | #DIV/0! | #DIV/0! | #DIV/0! | #DIV/0! | #DIV/0! | #DIV/0! | #DIV/0! | #DIV/0! | #DIV/0! | #DIV/0! | #DIV/0! | #DIV/0! | #DIV/0! | #DIV/0! | #DIV/0! | #DIV/0! | 7157 | 0 | 0 | 0 | 0 | 0
8 | 6 | 2018 | 218 | 1 | 0.045 | 0 | #DIV/0! | #DIV/0! | #DIV/0! | #DIV/0! | #DIV/0! | #DIV/0! | #DIV/0! | #DIV/0! | #DIV/0! | #DIV/0! | #DIV/0! | #DIV/0! | #DIV/0! | #DIV/0! | #DIV/0! | #DIV/0! | #DIV/0! | #DIV/0! | #DIV/0! | #DIV/0! | 7158 | 0 | 0 | 0 | 0 | 0
8 | 7 | 2018 | 219 | 2 | 0.155 | 0 | #DIV/0! | #DIV/0! | #DIV/0! | #DIV/0! | #DIV/0! | #DIV/0! | #DIV/0! | #DIV/0! | #DIV/0! | #DIV/0! | #DIV/0! | #DIV/0! | #DIV/0! | #DIV/0! | #DIV/0! | #DIV/0! | #DIV/0! | #DIV/0! | #DIV/0! | #DIV/0! | 7159 | 0 | 0 | 0 | 0 | 0
8 | 8 | 2018 | 220 | 3 | 0 | 0 | #DIV/0! | #DIV/0! | #DIV/0! | #DIV/0! | #DIV/0! | #DIV/0! | #DIV/0! | #DIV/0! | #DIV/0! | #DIV/0! | #DIV/0! | #DIV/0! | #DIV/0! | #DIV/0! | #DIV/0! | #DIV/0! | #DIV/0! | #DIV/0! | #DIV/0! | #DIV/0! | 7160 | 0 | 0 | 0 | 0 | 0
8 | 9 | 2018 | 221 | 4 | 0 | 0 | #DIV/0! | #DIV/0! | #DIV/0! | #DIV/0! | #DIV/0! | #DIV/0! | #DIV/0! | #DIV/0! | #DIV/0! | #DIV/0! | #DIV/0! | #DIV/0! | #DIV/0! | #DIV/0! | #DIV/0! | #DIV/0! | #DIV/0! | #DIV/0! | #DIV/0! | #DIV/0! | 7161 | 0 | 0 | 0 | 0 | 0
8 | 10 | 2018 | 222 | 5 | 0 | 0 | #DIV/0! | #DIV/0! | #DIV/0! | #DIV/0! | #DIV/0! | #DIV/0! | #DIV/0! | #DIV/0! | #DIV/0! | #DIV/0! | #DIV/0! | #DIV/0! | #DIV/0! | #DIV/0! | #DIV/0! | #DIV/0! | #DIV/0! | #DIV/0! | #DIV/0! | #DIV/0! | 7162 | 0 | 0 | 0 | 0 | 0
8 | 11 | 2018 | 223 | 6 | 0.0475 | 0 | #DIV/0! | #DIV/0! | #DIV/0! | #DIV/0! | #DIV/0! | #DIV/0! | #DIV/0! | #DIV/0! | #DIV/0! | #DIV/0! | #DIV/0! | #DIV/0! | #DIV/0! | #DIV/0! | #DIV/0! | #DIV/0! | #DIV/0! | #DIV/0! | #DIV/0! | #DIV/0! | 7163 | 0 | 0 | 0 | 0 | 0
8 | 12 | 2018 | 224 | 7 | 0.5025 | 0 | #DIV/0! | #DIV/0! | #DIV/0! | #DIV/0! | #DIV/0! | #DIV/0! | #DIV/0! | #DIV/0! | #DIV/0! | #DIV/0! | #DIV/0! | #DIV/0! | #DIV/0! | #DIV/0! | #DIV/0! | #DIV/0! | #DIV/0! | #DIV/0! | #DIV/0! | #DIV/0! | 7164 | 0 | 0 | 0 | 0 | 0
8 | 13 | 2018 | 225 | 1 | 0.08 | 0 | #DIV/0! | #DIV/0! | #DIV/0! | #DIV/0! | #DIV/0! | #DIV/0! | #DIV/0! | #DIV/0! | #DIV/0! | #DIV/0! | #DIV/0! | #DIV/0! | #DIV/0! | #DIV/0! | #DIV/0! | #DIV/0! | #DIV/0! | #DIV/0! | #DIV/0! | #DIV/0! | 7165 | 0 | 0 | 0 | 0 | 0
8 | 14 | 2018 | 226 | 2 | 0.0125 | 0 | #DIV/0! | #DIV/0! | #DIV/0! | #DIV/0! | #DIV/0! | #DIV/0! | #DIV/0! | #DIV/0! | #DIV/0! | #DIV/0! | #DIV/0! | #DIV/0! | #DIV/0! | #DIV/0! | #DIV/0! | #DIV/0! | #DIV/0! | #DIV/0! | #DIV/0! | #DIV/0! | 7166 | 0 | 0 | 0 | 0 | 0
8 | 15 | 2018 | 227 | 3 | 0.0025 | 0 | #DIV/0! | #DIV/0! | #DIV/0! | #DIV/0! | #DIV/0! | #DIV/0! | #DIV/0! | #DIV/0! | #DIV/0! | #DIV/0! | #DIV/0! | #DIV/0! | #DIV/0! | #DIV/0! | #DIV/0! | #DIV/0! | #DIV/0! | #DIV/0! | #DIV/0! | #DIV/0! | 7167 | 0 | 0 | 0 | 0 | 0
8 | 16 | 2018 | 228 | 4 | 0 | 0 | #DIV/0! | #DIV/0! | #DIV/0! | #DIV/0! | #DIV/0! | #DIV/0! | #DIV/0! | #DIV/0! | #DIV/0! | #DIV/0! | #DIV/0! | #DIV/0! | #DIV/0! | #DIV/0! | #DIV/0! | #DIV/0! | #DIV/0! | #DIV/0! | #DIV/0! | #DIV/0! | 7168 | 0 | 0 | 0 | 0 | 0
8 | 17 | 2018 | 229 | 5 | 0.015 | 0 | #DIV/0! | #DIV/0! | #DIV/0! | #DIV/0! | #DIV/0! | #DIV/0! | #DIV/0! | #DIV/0! | #DIV/0! | #DIV/0! | #DIV/0! | #DIV/0! | #DIV/0! | #DIV/0! | #DIV/0! | #DIV/0! | #DIV/0! | #DIV/0! | #DIV/0! | #DIV/0! | 7169 | 0 | 0 | 0 | 0 | 0
8 | 18 | 2018 | 230 | 6 | 0.04 | 0 | #DIV/0! | #DIV/0! | #DIV/0! | #DIV/0! | #DIV/0! | #DIV/0! | #DIV/0! | #DIV/0! | #DIV/0! | #DIV/0! | #DIV/0! | #DIV/0! | #DIV/0! | #DIV/0! | #DIV/0! | #DIV/0! | #DIV/0! | #DIV/0! | #DIV/0! | #DIV/0! | 7170 | 0 | 0 | 0 | 0 | 0
8 | 19 | 2018 | 231 | 7 | 0.0075 | 0 | #DIV/0! | #DIV/0! | #DIV/0! | #DIV/0! | #DIV/0! | #DIV/0! | #DIV/0! | #DIV/0! | #DIV/0! | #DIV/0! | #DIV/0! | #DIV/0! | #DIV/0! | #DIV/0! | #DIV/0! | #DIV/0! | #DIV/0! | #DIV/0! | #DIV/0! | #DIV/0! | 7171 | 0 | 0 | 0 | 0 | 0
8 | 20 | 2018 | 232 | 1 | 0.0025 | 0 | #DIV/0! | #DIV/0! | #DIV/0! | #DIV/0! | #DIV/0! | #DIV/0! | #DIV/0! | #DIV/0! | #DIV/0! | #DIV/0! | #DIV/0! | #DIV/0! | #DIV/0! | #DIV/0! | #DIV/0! | #DIV/0! | #DIV/0! | #DIV/0! | #DIV/0! | #DIV/0! | 7172 | 0 | 0 | 0 | 0 | 0
8 | 21 | 2018 | 233 | 2 | 1.9525 | 0 | #DIV/0! | #DIV/0! | #DIV/0! | #DIV/0! | #DIV/0! | #DIV/0! | #DIV/0! | #DIV/0! | #DIV/0! | #DIV/0! | #DIV/0! | #DIV/0! | #DIV/0! | #DIV/0! | #DIV/0! | #DIV/0! | #DIV/0! | #DIV/0! | #DIV/0! | #DIV/0! | 7173 | 0 | 0 | 0 | 0 | 0
8 | 22 | 2018 | 234 | 3 | 0.0575 | 0 | #DIV/0! | #DIV/0! | #DIV/0! | #DIV/0! | #DIV/0! | #DIV/0! | #DIV/0! | #DIV/0! | #DIV/0! | #DIV/0! | #DIV/0! | #DIV/0! | #DIV/0! | #DIV/0! | #DIV/0! | #DIV/0! | #DIV/0! | #DIV/0! | #DIV/0! | #DIV/0! | 7174 | 0 | 0 | 0 | 0 | 0
8 | 23 | 2018 | 235 | 4 | 0.0025 | 0 | #DIV/0! | #DIV/0! | #DIV/0! | #DIV/0! | #DIV/0! | #DIV/0! | #DIV/0! | #DIV/0! | #DIV/0! | #DIV/0! | #DIV/0! | #DIV/0! | #DIV/0! | #DIV/0! | #DIV/0! | #DIV/0! | #DIV/0! | #DIV/0! | #DIV/0! | #DIV/0! | 7175 | 0 | 0 | 0 | 0 | 0
8 | 24 | 2018 | 236 | 5 | 0 | 0 | #DIV/0! | #DIV/0! | #DIV/0! | #DIV/0! | #DIV/0! | #DIV/0! | #DIV/0! | #DIV/0! | #DIV/0! | #DIV/0! | #DIV/0! | #DIV/0! | #DIV/0! | #DIV/0! | #DIV/0! | #DIV/0! | #DIV/0! | #DIV/0! | #DIV/0! | #DIV/0! | 7176 | 0 | 0 | 0 | 0 | 0
8 | 25 | 2018 | 237 | 6 | 0 | 0 | #DIV/0! | #DIV/0! | #DIV/0! | #DIV/0! | #DIV/0! | #DIV/0! | #DIV/0! | #DIV/0! | #DIV/0! | #DIV/0! | #DIV/0! | #DIV/0! | #DIV/0! | #DIV/0! | #DIV/0! | #DIV/0! | #DIV/0! | #DIV/0! | #DIV/0! | #DIV/0! | 7177 | 0 | 0 | 0 | 0 | 0
8 | 26 | 2018 | 238 | 7 | 0 | 0 | #DIV/0! | #DIV/0! | #DIV/0! | #DIV/0! | #DIV/0! | #DIV/0! | #DIV/0! | #DIV/0! | #DIV/0! | #DIV/0! | #DIV/0! | #DIV/0! | #DIV/0! | #DIV/0! | #DIV/0! | #DIV/0! | #DIV/0! | #DIV/0! | #DIV/0! | #DIV/0! | 7178 | 0 | 0 | 0 | 0 | 0
8 | 27 | 2018 | 239 | 1 | 0 | 0 | #DIV/0! | #DIV/0! | #DIV/0! | #DIV/0! | #DIV/0! | #DIV/0! | #DIV/0! | #DIV/0! | #DIV/0! | #DIV/0! | #DIV/0! | #DIV/0! | #DIV/0! | #DIV/0! | #DIV/0! | #DIV/0! | #DIV/0! | #DIV/0! | #DIV/0! | #DIV/0! | 7179 | 0 | 0 | 0 | 0 | 0
8 | 28 | 2018 | 240 | 2 | 0 | 0 | #DIV/0! | #DIV/0! | #DIV/0! | #DIV/0! | #DIV/0! | #DIV/0! | #DIV/0! | #DIV/0! | #DIV/0! | #DIV/0! | #DIV/0! | #DIV/0! | #DIV/0! | #DIV/0! | #DIV/0! | #DIV/0! | #DIV/0! | #DIV/0! | #DIV/0! | #DIV/0! | 7180 | 0 | 0 | 0 | 0 | 0
8 | 29 | 2018 | 241 | 3 | 0 | 0 | #DIV/0! | #DIV/0! | #DIV/0! | #DIV/0! | #DIV/0! | #DIV/0! | #DIV/0! | #DIV/0! | #DIV/0! | #DIV/0! | #DIV/0! | #DIV/0! | #DIV/0! | #DIV/0! | #DIV/0! | #DIV/0! | #DIV/0! | #DIV/0! | #DIV/0! | #DIV/0! | 7181 | 0 | 0 | 0 | 0 | 0
8 | 30 | 2018 | 242 | 4 | 0.2075 | 0 | #DIV/0! | #DIV/0! | #DIV/0! | #DIV/0! | #DIV/0! | #DIV/0! | #DIV/0! | #DIV/0! | #DIV/0! | #DIV/0! | #DIV/0! | #DIV/0! | #DIV/0! | #DIV/0! | #DIV/0! | #DIV/0! | #DIV/0! | #DIV/0! | #DIV/0! | #DIV/0! | 7182 | 0 | 0 | 0 | 0 | 0
8 | 31 | 2018 | 243 | 5 | 0.805 | 0 | #DIV/0! | #DIV/0! | #DIV/0! | #DIV/0! | #DIV/0! | #DIV/0! | #DIV/0! | #DIV/0! | #DIV/0! | #DIV/0! | #DIV/0! | #DIV/0! | #DIV/0! | #DIV/0! | #DIV/0! | #DIV/0! | #DIV/0! | #DIV/0! | #DIV/0! | #DIV/0! | 7183 | 0 | 0 | 0 | 0 | 0
9 | 1 | 2018 | 244 | 6 | 0.815 | 0 | #DIV/0! | #DIV/0! | #DIV/0! | #DIV/0! | #DIV/0! | #DIV/0! | #DIV/0! | #DIV/0! | #DIV/0! | #DIV/0! | #DIV/0! | #DIV/0! | #DIV/0! | #DIV/0! | #DIV/0! | #DIV/0! | #DIV/0! | #DIV/0! | #DIV/0! | #DIV/0! | 7184 | 0 | 0 | 0 | 0 | 0
9 | 2 | 2018 | 245 | 7 | 0.0025 | 0 | #DIV/0! | #DIV/0! | #DIV/0! | #DIV/0! | #DIV/0! | #DIV/0! | #DIV/0! | #DIV/0! | #DIV/0! | #DIV/0! | #DIV/0! | #DIV/0! | #DIV/0! | #DIV/0! | #DIV/0! | #DIV/0! | #DIV/0! | #DIV/0! | #DIV/0! | #DIV/0! | 7185 | 0 | 0 | 0 | 0 | 0
9 | 3 | 2018 | 246 | 1 | 0 | 0 | #DIV/0! | #DIV/0! | #DIV/0! | #DIV/0! | #DIV/0! | #DIV/0! | #DIV/0! | #DIV/0! | #DIV/0! | #DIV/0! | #DIV/0! | #DIV/0! | #DIV/0! | #DIV/0! | #DIV/0! | #DIV/0! | #DIV/0! | #DIV/0! | #DIV/0! | #DIV/0! | 7186 | 0 | 0 | 0 | 0 | 0
9 | 4 | 2018 | 247 | 2 | 0 | 0 | #DIV/0! | #DIV/0! | #DIV/0! | #DIV/0! | #DIV/0! | #DIV/0! | #DIV/0! | #DIV/0! | #DIV/0! | #DIV/0! | #DIV/0! | #DIV/0! | #DIV/0! | #DIV/0! | #DIV/0! | #DIV/0! | #DIV/0! | #DIV/0! | #DIV/0! | #DIV/0! | 7187 | 0 | 0 | 0 | 0 | 0
9 | 5 | 2018 | 248 | 3 | 0 | 0 | #DIV/0! | #DIV/0! | #DIV/0! | #DIV/0! | #DIV/0! | #DIV/0! | #DIV/0! | #DIV/0! | #DIV/0! | #DIV/0! | #DIV/0! | #DIV/0! | #DIV/0! | #DIV/0! | #DIV/0! | #DIV/0! | #DIV/0! | #DIV/0! | #DIV/0! | #DIV/0! | 7188 | 0 | 0 | 0 | 0 | 0
9 | 6 | 2018 | 249 | 4 | 0 | 0 | #DIV/0! | #DIV/0! | #DIV/0! | #DIV/0! | #DIV/0! | #DIV/0! | #DIV/0! | #DIV/0! | #DIV/0! | #DIV/0! | #DIV/0! | #DIV/0! | #DIV/0! | #DIV/0! | #DIV/0! | #DIV/0! | #DIV/0! | #DIV/0! | #DIV/0! | #DIV/0! | 7189 | 0 | 0 | 0 | 0 | 0
9 | 7 | 2018 | 250 | 5 | 1.02 | 0 | #DIV/0! | #DIV/0! | #DIV/0! | #DIV/0! | #DIV/0! | #DIV/0! | #DIV/0! | #DIV/0! | #DIV/0! | #DIV/0! | #DIV/0! | #DIV/0! | #DIV/0! | #DIV/0! | #DIV/0! | #DIV/0! | #DIV/0! | #DIV/0! | #DIV/0! | #DIV/0! | 7190 | 0 | 0 | 0 | 0 | 0
9 | 8 | 2018 | 251 | 6 | 0.4625 | 0 | #DIV/0! | #DIV/0! | #DIV/0! | #DIV/0! | #DIV/0! | #DIV/0! | #DIV/0! | #DIV/0! | #DIV/0! | #DIV/0! | #DIV/0! | #DIV/0! | #DIV/0! | #DIV/0! | #DIV/0! | #DIV/0! | #DIV/0! | #DIV/0! | #DIV/0! | #DIV/0! | 7191 | 0 | 0 | 0 | 0 | 0
9 | 9 | 2018 | 252 | 7 | 1.59 | 0 | #DIV/0! | #DIV/0! | #DIV/0! | #DIV/0! | #DIV/0! | #DIV/0! | #DIV/0! | #DIV/0! | #DIV/0! | #DIV/0! | #DIV/0! | #DIV/0! | #DIV/0! | #DIV/0! | #DIV/0! | #DIV/0! | #DIV/0! | #DIV/0! | #DIV/0! | #DIV/0! | 7192 | 0 | 0 | 0 | 0 | 0
9 | 10 | 2018 | 253 | 1 | 0.0825 | 0 | #DIV/0! | #DIV/0! | #DIV/0! | #DIV/0! | #DIV/0! | #DIV/0! | #DIV/0! | #DIV/0! | #DIV/0! | #DIV/0! | #DIV/0! | #DIV/0! | #DIV/0! | #DIV/0! | #DIV/0! | #DIV/0! | #DIV/0! | #DIV/0! | #DIV/0! | #DIV/0! | 7193 | 0 | 0 | 0 | 0 | 0
9 | 11 | 2018 | 254 | 2 | 0.1525 | 0 | #DIV/0! | #DIV/0! | #DIV/0! | #DIV/0! | #DIV/0! | #DIV/0! | #DIV/0! | #DIV/0! | #DIV/0! | #DIV/0! | #DIV/0! | #DIV/0! | #DIV/0! | #DIV/0! | #DIV/0! | #DIV/0! | #DIV/0! | #DIV/0! | #DIV/0! | #DIV/0! | 7194 | 0 | 0 | 0 | 0 | 0
9 | 12 | 2018 | 255 | 3 | 0.025 | 0 | #DIV/0! | #DIV/0! | #DIV/0! | #DIV/0! | #DIV/0! | #DIV/0! | #DIV/0! | #DIV/0! | #DIV/0! | #DIV/0! | #DIV/0! | #DIV/0! | #DIV/0! | #DIV/0! | #DIV/0! | #DIV/0! | #DIV/0! | #DIV/0! | #DIV/0! | #DIV/0! | 7195 | 0 | 0 | 0 | 0 | 0
9 | 13 | 2018 | 256 | 4 | 0.0175 | 0 | #DIV/0! | #DIV/0! | #DIV/0! | #DIV/0! | #DIV/0! | #DIV/0! | #DIV/0! | #DIV/0! | #DIV/0! | #DIV/0! | #DIV/0! | #DIV/0! | #DIV/0! | #DIV/0! | #DIV/0! | #DIV/0! | #DIV/0! | #DIV/0! | #DIV/0! | #DIV/0! | 7196 | 0 | 0 | 0 | 0 | 0
9 | 14 | 2018 | 257 | 5 | 0.0075 | 0 | #DIV/0! | #DIV/0! | #DIV/0! | #DIV/0! | #DIV/0! | #DIV/0! | #DIV/0! | #DIV/0! | #DIV/0! | #DIV/0! | #DIV/0! | #DIV/0! | #DIV/0! | #DIV/0! | #DIV/0! | #DIV/0! | #DIV/0! | #DIV/0! | #DIV/0! | #DIV/0! | 7197 | 0 | 0 | 0 | 0 | 0
9 | 15 | 2018 | 258 | 6 | 0 | 0 | #DIV/0! | #DIV/0! | #DIV/0! | #DIV/0! | #DIV/0! | #DIV/0! | #DIV/0! | #DIV/0! | #DIV/0! | #DIV/0! | #DIV/0! | #DIV/0! | #DIV/0! | #DIV/0! | #DIV/0! | #DIV/0! | #DIV/0! | #DIV/0! | #DIV/0! | #DIV/0! | 7198 | 0 | 0 | 0 | 0 | 0
9 | 16 | 2018 | 259 | 7 | 0 | 0 | #DIV/0! | #DIV/0! | #DIV/0! | #DIV/0! | #DIV/0! | #DIV/0! | #DIV/0! | #DIV/0! | #DIV/0! | #DIV/0! | #DIV/0! | #DIV/0! | #DIV/0! | #DIV/0! | #DIV/0! | #DIV/0! | #DIV/0! | #DIV/0! | #DIV/0! | #DIV/0! | 7199 | 0 | 0 | 0 | 0 | 0
9 | 17 | 2018 | 260 | 1 | 0.7175 | 0 | #DIV/0! | #DIV/0! | #DIV/0! | #DIV/0! | #DIV/0! | #DIV/0! | #DIV/0! | #DIV/0! | #DIV/0! | #DIV/0! | #DIV/0! | #DIV/0! | #DIV/0! | #DIV/0! | #DIV/0! | #DIV/0! | #DIV/0! | #DIV/0! | #DIV/0! | #DIV/0! | 7200 | 0 | 0 | 0 | 0 | 0
9 | 18 | 2018 | 261 | 2 | 0.705 | 0 | #DIV/0! | #DIV/0! | #DIV/0! | #DIV/0! | #DIV/0! | #DIV/0! | #DIV/0! | #DIV/0! | #DIV/0! | #DIV/0! | #DIV/0! | #DIV/0! | #DIV/0! | #DIV/0! | #DIV/0! | #DIV/0! | #DIV/0! | #DIV/0! | #DIV/0! | #DIV/0! | 7201 | 0 | 0 | 0 | 0 | 0
9 | 19 | 2018 | 262 | 3 | 0.0025 | 0 | #DIV/0! | #DIV/0! | #DIV/0! | #DIV/0! | #DIV/0! | #DIV/0! | #DIV/0! | #DIV/0! | #DIV/0! | #DIV/0! | #DIV/0! | #DIV/0! | #DIV/0! | #DIV/0! | #DIV/0! | #DIV/0! | #DIV/0! | #DIV/0! | #DIV/0! | #DIV/0! | 7202 | 0 | 0 | 0 | 0 | 0
9 | 20 | 2018 | 263 | 4 | 0 | 0 | #DIV/0! | #DIV/0! | #DIV/0! | #DIV/0! | #DIV/0! | #DIV/0! | #DIV/0! | #DIV/0! | #DIV/0! | #DIV/0! | #DIV/0! | #DIV/0! | #DIV/0! | #DIV/0! | #DIV/0! | #DIV/0! | #DIV/0! | #DIV/0! | #DIV/0! | #DIV/0! | 7203 | 0 | 0 | 0 | 0 | 0
9 | 21 | 2018 | 264 | 5 | 0.1225 | 0 | #DIV/0! | #DIV/0! | #DIV/0! | #DIV/0! | #DIV/0! | #DIV/0! | #DIV/0! | #DIV/0! | #DIV/0! | #DIV/0! | #DIV/0! | #DIV/0! | #DIV/0! | #DIV/0! | #DIV/0! | #DIV/0! | #DIV/0! | #DIV/0! | #DIV/0! | #DIV/0! | 7204 | 0 | 0 | 0 | 0 | 0
9 | 22 | 2018 | 265 | 6 | 0.1925 | 0 | #DIV/0! | #DIV/0! | #DIV/0! | #DIV/0! | #DIV/0! | #DIV/0! | #DIV/0! | #DIV/0! | #DIV/0! | #DIV/0! | #DIV/0! | #DIV/0! | #DIV/0! | #DIV/0! | #DIV/0! | #DIV/0! | #DIV/0! | #DIV/0! | #DIV/0! | #DIV/0! | 7205 | 0 | 0 | 0 | 0 | 0
9 | 23 | 2018 | 266 | 7 | 0.875 | 0 | #DIV/0! | #DIV/0! | #DIV/0! | #DIV/0! | #DIV/0! | #DIV/0! | #DIV/0! | #DIV/0! | #DIV/0! | #DIV/0! | #DIV/0! | #DIV/0! | #DIV/0! | #DIV/0! | #DIV/0! | #DIV/0! | #DIV/0! | #DIV/0! | #DIV/0! | #DIV/0! | 7206 | 0 | 0 | 0 | 0 | 0
9 | 24 | 2018 | 267 | 1 | 0.2575 | 0 | #DIV/0! | #DIV/0! | #DIV/0! | #DIV/0! | #DIV/0! | #DIV/0! | #DIV/0! | #DIV/0! | #DIV/0! | #DIV/0! | #DIV/0! | #DIV/0! | #DIV/0! | #DIV/0! | #DIV/0! | #DIV/0! | #DIV/0! | #DIV/0! | #DIV/0! | #DIV/0! | 7207 | 0 | 0 | 0 | 0 | 0
9 | 25 | 2018 | 268 | 2 | 0.21 | 0 | #DIV/0! | #DIV/0! | #DIV/0! | #DIV/0! | #DIV/0! | #DIV/0! | #DIV/0! | #DIV/0! | #DIV/0! | #DIV/0! | #DIV/0! | #DIV/0! | #DIV/0! | #DIV/0! | #DIV/0! | #DIV/0! | #DIV/0! | #DIV/0! | #DIV/0! | #DIV/0! | 7208 | 0 | 0 | 0 | 0 | 0
9 | 26 | 2018 | 269 | 3 | 0.25 | 0 | #DIV/0! | #DIV/0! | #DIV/0! | #DIV/0! | #DIV/0! | #DIV/0! | #DIV/0! | #DIV/0! | #DIV/0! | #DIV/0! | #DIV/0! | #DIV/0! | #DIV/0! | #DIV/0! | #DIV/0! | #DIV/0! | #DIV/0! | #DIV/0! | #DIV/0! | #DIV/0! | 7209 | 0 | 0 | 0 | 0 | 0
9 | 27 | 2018 | 270 | 4 | 0.8825 | 0 | #DIV/0! | #DIV/0! | #DIV/0! | #DIV/0! | #DIV/0! | #DIV/0! | #DIV/0! | #DIV/0! | #DIV/0! | #DIV/0! | #DIV/0! | #DIV/0! | #DIV/0! | #DIV/0! | #DIV/0! | #DIV/0! | #DIV/0! | #DIV/0! | #DIV/0! | #DIV/0! | 7210 | 0 | 0 | 0 | 0 | 0
9 | 28 | 2018 | 271 | 5 | 0.3175 | 0 | #DIV/0! | #DIV/0! | #DIV/0! | #DIV/0! | #DIV/0! | #DIV/0! | #DIV/0! | #DIV/0! | #DIV/0! | #DIV/0! | #DIV/0! | #DIV/0! | #DIV/0! | #DIV/0! | #DIV/0! | #DIV/0! | #DIV/0! | #DIV/0! | #DIV/0! | #DIV/0! | 7211 | 0 | 0 | 0 | 0 | 0
9 | 29 | 2018 | 272 | 6 | 0.0025 | 0 | #DIV/0! | #DIV/0! | #DIV/0! | #DIV/0! | #DIV/0! | #DIV/0! | #DIV/0! | #DIV/0! | #DIV/0! | #DIV/0! | #DIV/0! | #DIV/0! | #DIV/0! | #DIV/0! | #DIV/0! | #DIV/0! | #DIV/0! | #DIV/0! | #DIV/0! | #DIV/0! | 7212 | 0 | 0 | 0 | 0 | 0
9 | 30 | 2018 | 273 | 7 | 0.0025 | 0 | #DIV/0! | #DIV/0! | #DIV/0! | #DIV/0! | #DIV/0! | #DIV/0! | #DIV/0! | #DIV/0! | #DIV/0! | #DIV/0! | #DIV/0! | #DIV/0! | #DIV/0! | #DIV/0! | #DIV/0! | #DIV/0! | #DIV/0! | #DIV/0! | #DIV/0! | #DIV/0! | 7213 | 0 | 0 | 0 | 0 | 0
10 | 1 | 2018 | 274 | 1 | 0 | 0 | #DIV/0! | #DIV/0! | #DIV/0! | #DIV/0! | #DIV/0! | #DIV/0! | #DIV/0! | #DIV/0! | #DIV/0! | #DIV/0! | #DIV/0! | #DIV/0! | #DIV/0! | #DIV/0! | #DIV/0! | #DIV/0! | #DIV/0! | #DIV/0! | #DIV/0! | #DIV/0! | 7214 | 0 | 0 | 0 | 0 | 0
10 | 2 | 2018 | 275 | 2 | 0 | 0 | #DIV/0! | #DIV/0! | #DIV/0! | #DIV/0! | #DIV/0! | #DIV/0! | #DIV/0! | #DIV/0! | #DIV/0! | #DIV/0! | #DIV/0! | #DIV/0! | #DIV/0! | #DIV/0! | #DIV/0! | #DIV/0! | #DIV/0! | #DIV/0! | #DIV/0! | #DIV/0! | 7215 | 0 | 0 | 0 | 0 | 0
10 | 3 | 2018 | 276 | 3 | 0 | 0 | #DIV/0! | #DIV/0! | #DIV/0! | #DIV/0! | #DIV/0! | #DIV/0! | #DIV/0! | #DIV/0! | #DIV/0! | #DIV/0! | #DIV/0! | #DIV/0! | #DIV/0! | #DIV/0! | #DIV/0! | #DIV/0! | #DIV/0! | #DIV/0! | #DIV/0! | #DIV/0! | 7216 | 0 | 0 | 0 | 0 | 0
10 | 4 | 2018 | 277 | 4 | 0.0475 | 0 | #DIV/0! | #DIV/0! | #DIV/0! | #DIV/0! | #DIV/0! | #DIV/0! | #DIV/0! | #DIV/0! | #DIV/0! | #DIV/0! | #DIV/0! | #DIV/0! | #DIV/0! | #DIV/0! | #DIV/0! | #DIV/0! | #DIV/0! | #DIV/0! | #DIV/0! | #DIV/0! | 7217 | 0 | 0 | 0 | 0 | 0
10 | 5 | 2018 | 278 | 5 | 0 | 0 | #DIV/0! | #DIV/0! | #DIV/0! | #DIV/0! | #DIV/0! | #DIV/0! | #DIV/0! | #DIV/0! | #DIV/0! | #DIV/0! | #DIV/0! | #DIV/0! | #DIV/0! | #DIV/0! | #DIV/0! | #DIV/0! | #DIV/0! | #DIV/0! | #DIV/0! | #DIV/0! | 7218 | 0 | 0 | 0 | 0 | 0
10 | 6 | 2018 | 279 | 6 | 0 | 0 | #DIV/0! | #DIV/0! | #DIV/0! | #DIV/0! | #DIV/0! | #DIV/0! | #DIV/0! | #DIV/0! | #DIV/0! | #DIV/0! | #DIV/0! | #DIV/0! | #DIV/0! | #DIV/0! | #DIV/0! | #DIV/0! | #DIV/0! | #DIV/0! | #DIV/0! | #DIV/0! | 7219 | 0 | 0 | 0 | 0 | 0
10 | 7 | 2018 | 280 | 7 | 0 | 0 | #DIV/0! | #DIV/0! | #DIV/0! | #DIV/0! | #DIV/0! | #DIV/0! | #DIV/0! | #DIV/0! | #DIV/0! | #DIV/0! | #DIV/0! | #DIV/0! | #DIV/0! | #DIV/0! | #DIV/0! | #DIV/0! | #DIV/0! | #DIV/0! | #DIV/0! | #DIV/0! | 7220 | 0 | 0 | 0 | 0 | 0
10 | 8 | 2018 | 281 | 1 | 0 | 0 | #DIV/0! | #DIV/0! | #DIV/0! | #DIV/0! | #DIV/0! | #DIV/0! | #DIV/0! | #DIV/0! | #DIV/0! | #DIV/0! | #DIV/0! | #DIV/0! | #DIV/0! | #DIV/0! | #DIV/0! | #DIV/0! | #DIV/0! | #DIV/0! | #DIV/0! | #DIV/0! | 7221 | 0 | 0 | 0 | 0 | 0
10 | 9 | 2018 | 282 | 2 | 0 | 0 | #DIV/0! | #DIV/0! | #DIV/0! | #DIV/0! | #DIV/0! | #DIV/0! | #DIV/0! | #DIV/0! | #DIV/0! | #DIV/0! | #DIV/0! | #DIV/0! | #DIV/0! | #DIV/0! | #DIV/0! | #DIV/0! | #DIV/0! | #DIV/0! | #DIV/0! | #DIV/0! | 7222 | 0 | 0 | 0 | 0 | 0
10 | 10 | 2018 | 283 | 3 | 0.0825 | 0 | #DIV/0! | #DIV/0! | #DIV/0! | #DIV/0! | #DIV/0! | #DIV/0! | #DIV/0! | #DIV/0! | #DIV/0! | #DIV/0! | #DIV/0! | #DIV/0! | #DIV/0! | #DIV/0! | #DIV/0! | #DIV/0! | #DIV/0! | #DIV/0! | #DIV/0! | #DIV/0! | 7223 | 0 | 0 | 0 | 0 | 0
10 | 11 | 2018 | 284 | 4 | 1.6325 | 0 | #DIV/0! | #DIV/0! | #DIV/0! | #DIV/0! | #DIV/0! | #DIV/0! | #DIV/0! | #DIV/0! | #DIV/0! | #DIV/0! | #DIV/0! | #DIV/0! | #DIV/0! | #DIV/0! | #DIV/0! | #DIV/0! | #DIV/0! | #DIV/0! | #DIV/0! | #DIV/0! | 7224 | 0 | 0 | 0 | 0 | 0
10 | 12 | 2018 | 285 | 5 | 0.01 | 0 | #DIV/0! | #DIV/0! | #DIV/0! | #DIV/0! | #DIV/0! | #DIV/0! | #DIV/0! | #DIV/0! | #DIV/0! | #DIV/0! | #DIV/0! | #DIV/0! | #DIV/0! | #DIV/0! | #DIV/0! | #DIV/0! | #DIV/0! | #DIV/0! | #DIV/0! | #DIV/0! | 7225 | 0 | 0 | 0 | 0 | 0
10 | 13 | 2018 | 286 | 6 | 0.04 | 0 | #DIV/0! | #DIV/0! | #DIV/0! | #DIV/0! | #DIV/0! | #DIV/0! | #DIV/0! | #DIV/0! | #DIV/0! | #DIV/0! | #DIV/0! | #DIV/0! | #DIV/0! | #DIV/0! | #DIV/0! | #DIV/0! | #DIV/0! | #DIV/0! | #DIV/0! | #DIV/0! | 7226 | 0 | 0 | 0 | 0 | 0
10 | 14 | 2018 | 287 | 7 | 0.055 | 0 | #DIV/0! | #DIV/0! | #DIV/0! | #DIV/0! | #DIV/0! | #DIV/0! | #DIV/0! | #DIV/0! | #DIV/0! | #DIV/0! | #DIV/0! | #DIV/0! | #DIV/0! | #DIV/0! | #DIV/0! | #DIV/0! | #DIV/0! | #DIV/0! | #DIV/0! | #DIV/0! | 7227 | 0 | 0 | 0 | 0 | 0
10 | 15 | 2018 | 288 | 1 | 0.135 | 0 | #DIV/0! | #DIV/0! | #DIV/0! | #DIV/0! | #DIV/0! | #DIV/0! | #DIV/0! | #DIV/0! | #DIV/0! | #DIV/0! | #DIV/0! | #DIV/0! | #DIV/0! | #DIV/0! | #DIV/0! | #DIV/0! | #DIV/0! | #DIV/0! | #DIV/0! | #DIV/0! | 7228 | 0 | 0 | 0 | 0 | 0
10 | 16 | 2018 | 289 | 2 | 0.0025 | 0 | #DIV/0! | #DIV/0! | #DIV/0! | #DIV/0! | #DIV/0! | #DIV/0! | #DIV/0! | #DIV/0! | #DIV/0! | #DIV/0! | #DIV/0! | #DIV/0! | #DIV/0! | #DIV/0! | #DIV/0! | #DIV/0! | #DIV/0! | #DIV/0! | #DIV/0! | #DIV/0! | 7229 | 0 | 0 | 0 | 0 | 0
10 | 17 | 2018 | 290 | 3 | 0 | 0 | #DIV/0! | #DIV/0! | #DIV/0! | #DIV/0! | #DIV/0! | #DIV/0! | #DIV/0! | #DIV/0! | #DIV/0! | #DIV/0! | #DIV/0! | #DIV/0! | #DIV/0! | #DIV/0! | #DIV/0! | #DIV/0! | #DIV/0! | #DIV/0! | #DIV/0! | #DIV/0! | 7230 | 0 | 0 | 0 | 0 | 0
10 | 18 | 2018 | 291 | 4 | 0 | 0 | #DIV/0! | #DIV/0! | #DIV/0! | #DIV/0! | #DIV/0! | #DIV/0! | #DIV/0! | #DIV/0! | #DIV/0! | #DIV/0! | #DIV/0! | #DIV/0! | #DIV/0! | #DIV/0! | #DIV/0! | #DIV/0! | #DIV/0! | #DIV/0! | #DIV/0! | #DIV/0! | 7231 | 0 | 0 | 0 | 0 | 0
10 | 19 | 2018 | 292 | 5 | 0.0525 | 0 | #DIV/0! | #DIV/0! | #DIV/0! | #DIV/0! | #DIV/0! | #DIV/0! | #DIV/0! | #DIV/0! | #DIV/0! | #DIV/0! | #DIV/0! | #DIV/0! | #DIV/0! | #DIV/0! | #DIV/0! | #DIV/0! | #DIV/0! | #DIV/0! | #DIV/0! | #DIV/0! | 7232 | 0 | 0 | 0 | 0 | 0
10 | 20 | 2018 | 293 | 6 | 0.0425 | 0 | #DIV/0! | #DIV/0! | #DIV/0! | #DIV/0! | #DIV/0! | #DIV/0! | #DIV/0! | #DIV/0! | #DIV/0! | #DIV/0! | #DIV/0! | #DIV/0! | #DIV/0! | #DIV/0! | #DIV/0! | #DIV/0! | #DIV/0! | #DIV/0! | #DIV/0! | #DIV/0! | 7233 | 0 | 0 | 0 | 0 | 0
10 | 21 | 2018 | 294 | 7 | 0 | 0 | #DIV/0! | #DIV/0! | #DIV/0! | #DIV/0! | #DIV/0! | #DIV/0! | #DIV/0! | #DIV/0! | #DIV/0! | #DIV/0! | #DIV/0! | #DIV/0! | #DIV/0! | #DIV/0! | #DIV/0! | #DIV/0! | #DIV/0! | #DIV/0! | #DIV/0! | #DIV/0! | 7234 | 0 | 0 | 0 | 0 | 0
10 | 22 | 2018 | 295 | 1 | 0 | 0 | #DIV/0! | #DIV/0! | #DIV/0! | #DIV/0! | #DIV/0! | #DIV/0! | #DIV/0! | #DIV/0! | #DIV/0! | #DIV/0! | #DIV/0! | #DIV/0! | #DIV/0! | #DIV/0! | #DIV/0! | #DIV/0! | #DIV/0! | #DIV/0! | #DIV/0! | #DIV/0! | 7235 | 0 | 0 | 0 | 0 | 0
10 | 23 | 2018 | 296 | 2 | 0 | 0 | #DIV/0! | #DIV/0! | #DIV/0! | #DIV/0! | #DIV/0! | #DIV/0! | #DIV/0! | #DIV/0! | #DIV/0! | #DIV/0! | #DIV/0! | #DIV/0! | #DIV/0! | #DIV/0! | #DIV/0! | #DIV/0! | #DIV/0! | #DIV/0! | #DIV/0! | #DIV/0! | 7236 | 0 | 0 | 0 | 0 | 0
10 | 24 | 2018 | 297 | 3 | 0 | 0 | #DIV/0! | #DIV/0! | #DIV/0! | #DIV/0! | #DIV/0! | #DIV/0! | #DIV/0! | #DIV/0! | #DIV/0! | #DIV/0! | #DIV/0! | #DIV/0! | #DIV/0! | #DIV/0! | #DIV/0! | #DIV/0! | #DIV/0! | #DIV/0! | #DIV/0! | #DIV/0! | 7237 | 0 | 0 | 0 | 0 | 0
10 | 25 | 2018 | 298 | 4 | 0 | 0 | #DIV/0! | #DIV/0! | #DIV/0! | #DIV/0! | #DIV/0! | #DIV/0! | #DIV/0! | #DIV/0! | #DIV/0! | #DIV/0! | #DIV/0! | #DIV/0! | #DIV/0! | #DIV/0! | #DIV/0! | #DIV/0! | #DIV/0! | #DIV/0! | #DIV/0! | #DIV/0! | 7238 | 0 | 0 | 0 | 0 | 0
10 | 26 | 2018 | 299 | 5 | 0.8725 | 0 | #DIV/0! | #DIV/0! | #DIV/0! | #DIV/0! | #DIV/0! | #DIV/0! | #DIV/0! | #DIV/0! | #DIV/0! | #DIV/0! | #DIV/0! | #DIV/0! | #DIV/0! | #DIV/0! | #DIV/0! | #DIV/0! | #DIV/0! | #DIV/0! | #DIV/0! | #DIV/0! | 7239 | 0 | 0 | 0 | 0 | 0
10 | 27 | 2018 | 300 | 6 | 0.4825 | 0 | #DIV/0! | #DIV/0! | #DIV/0! | #DIV/0! | #DIV/0! | #DIV/0! | #DIV/0! | #DIV/0! | #DIV/0! | #DIV/0! | #DIV/0! | #DIV/0! | #DIV/0! | #DIV/0! | #DIV/0! | #DIV/0! | #DIV/0! | #DIV/0! | #DIV/0! | #DIV/0! | 7240 | 0 | 0 | 0 | 0 | 0
10 | 28 | 2018 | 301 | 7 | 0.035 | 0 | #DIV/0! | #DIV/0! | #DIV/0! | #DIV/0! | #DIV/0! | #DIV/0! | #DIV/0! | #DIV/0! | #DIV/0! | #DIV/0! | #DIV/0! | #DIV/0! | #DIV/0! | #DIV/0! | #DIV/0! | #DIV/0! | #DIV/0! | #DIV/0! | #DIV/0! | #DIV/0! | 7241 | 0 | 0 | 0 | 0 | 0
10 | 29 | 2018 | 302 | 1 | 0.015 | 0 | #DIV/0! | #DIV/0! | #DIV/0! | #DIV/0! | #DIV/0! | #DIV/0! | #DIV/0! | #DIV/0! | #DIV/0! | #DIV/0! | #DIV/0! | #DIV/0! | #DIV/0! | #DIV/0! | #DIV/0! | #DIV/0! | #DIV/0! | #DIV/0! | #DIV/0! | #DIV/0! | 7242 | 0 | 0 | 0 | 0 | 0
10 | 30 | 2018 | 303 | 2 | 0 | 0 | #DIV/0! | #DIV/0! | #DIV/0! | #DIV/0! | #DIV/0! | #DIV/0! | #DIV/0! | #DIV/0! | #DIV/0! | #DIV/0! | #DIV/0! | #DIV/0! | #DIV/0! | #DIV/0! | #DIV/0! | #DIV/0! | #DIV/0! | #DIV/0! | #DIV/0! | #DIV/0! | 7243 | 0 | 0 | 0 | 0 | 0
10 | 31 | 2018 | 304 | 3 | 0 | 0 | #DIV/0! | #DIV/0! | #DIV/0! | #DIV/0! | #DIV/0! | #DIV/0! | #DIV/0! | #DIV/0! | #DIV/0! | #DIV/0! | #DIV/0! | #DIV/0! | #DIV/0! | #DIV/0! | #DIV/0! | #DIV/0! | #DIV/0! | #DIV/0! | #DIV/0! | #DIV/0! | 7244 | 0 | 0 | 0 | 0 | 0
11 | 1 | 2018 | 305 | 4 | 0 | 0 | #DIV/0! | #DIV/0! | #DIV/0! | #DIV/0! | #DIV/0! | #DIV/0! | #DIV/0! | #DIV/0! | #DIV/0! | #DIV/0! | #DIV/0! | #DIV/0! | #DIV/0! | #DIV/0! | #DIV/0! | #DIV/0! | #DIV/0! | #DIV/0! | #DIV/0! | #DIV/0! | 7245 | 0 | 0 | 0 | 0 | 0
11 | 2 | 2018 | 306 | 5 | 0.9175 | 0 | #DIV/0! | #DIV/0! | #DIV/0! | #DIV/0! | #DIV/0! | #DIV/0! | #DIV/0! | #DIV/0! | #DIV/0! | #DIV/0! | #DIV/0! | #DIV/0! | #DIV/0! | #DIV/0! | #DIV/0! | #DIV/0! | #DIV/0! | #DIV/0! | #DIV/0! | #DIV/0! | 7246 | 0 | 0 | 0 | 0 | 0
11 | 3 | 2018 | 307 | 6 | 0.025 | 0 | #DIV/0! | #DIV/0! | #DIV/0! | #DIV/0! | #DIV/0! | #DIV/0! | #DIV/0! | #DIV/0! | #DIV/0! | #DIV/0! | #DIV/0! | #DIV/0! | #DIV/0! | #DIV/0! | #DIV/0! | #DIV/0! | #DIV/0! | #DIV/0! | #DIV/0! | #DIV/0! | 7247 | 0 | 0 | 0 | 0 | 0
11 | 4 | 2018 | 308 | 7 | 0.0975 | 0 | #DIV/0! | #DIV/0! | #DIV/0! | #DIV/0! | #DIV/0! | #DIV/0! | #DIV/0! | #DIV/0! | #DIV/0! | #DIV/0! | #DIV/0! | #DIV/0! | #DIV/0! | #DIV/0! | #DIV/0! | #DIV/0! | #DIV/0! | #DIV/0! | #DIV/0! | #DIV/0! | 7248 | 0 | 0 | 0 | 0 | 0
11 | 5 | 2018 | 309 | 1 | 1.2225 | 0 | #DIV/0! | #DIV/0! | #DIV/0! | #DIV/0! | #DIV/0! | #DIV/0! | #DIV/0! | #DIV/0! | #DIV/0! | #DIV/0! | #DIV/0! | #DIV/0! | #DIV/0! | #DIV/0! | #DIV/0! | #DIV/0! | #DIV/0! | #DIV/0! | #DIV/0! | #DIV/0! | 7249 | 0 | 0 | 0 | 0 | 0
11 | 6 | 2018 | 310 | 2 | 0.775 | 0 | #DIV/0! | #DIV/0! | #DIV/0! | #DIV/0! | #DIV/0! | #DIV/0! | #DIV/0! | #DIV/0! | #DIV/0! | #DIV/0! | #DIV/0! | #DIV/0! | #DIV/0! | #DIV/0! | #DIV/0! | #DIV/0! | #DIV/0! | #DIV/0! | #DIV/0! | #DIV/0! | 7250 | 0 | 0 | 0 | 0 | 0
11 | 7 | 2018 | 311 | 3 | 0.005 | 0 | #DIV/0! | #DIV/0! | #DIV/0! | #DIV/0! | #DIV/0! | #DIV/0! | #DIV/0! | #DIV/0! | #DIV/0! | #DIV/0! | #DIV/0! | #DIV/0! | #DIV/0! | #DIV/0! | #DIV/0! | #DIV/0! | #DIV/0! | #DIV/0! | #DIV/0! | #DIV/0! | 7251 | 0 | 0 | 0 | 0 | 0
11 | 8 | 2018 | 312 | 4 | 0.01 | 0 | #DIV/0! | #DIV/0! | #DIV/0! | #DIV/0! | #DIV/0! | #DIV/0! | #DIV/0! | #DIV/0! | #DIV/0! | #DIV/0! | #DIV/0! | #DIV/0! | #DIV/0! | #DIV/0! | #DIV/0! | #DIV/0! | #DIV/0! | #DIV/0! | #DIV/0! | #DIV/0! | 7252 | 0 | 0 | 0 | 0 | 0
11 | 9 | 2018 | 313 | 5 | 0.54 | 0 | #DIV/0! | #DIV/0! | #DIV/0! | #DIV/0! | #DIV/0! | #DIV/0! | #DIV/0! | #DIV/0! | #DIV/0! | #DIV/0! | #DIV/0! | #DIV/0! | #DIV/0! | #DIV/0! | #DIV/0! | #DIV/0! | #DIV/0! | #DIV/0! | #DIV/0! | #DIV/0! | 7253 | 0 | 0 | 0 | 0 | 0
11 | 10 | 2018 | 314 | 6 | 0.005 | 0 | #DIV/0! | #DIV/0! | #DIV/0! | #DIV/0! | #DIV/0! | #DIV/0! | #DIV/0! | #DIV/0! | #DIV/0! | #DIV/0! | #DIV/0! | #DIV/0! | #DIV/0! | #DIV/0! | #DIV/0! | #DIV/0! | #DIV/0! | #DIV/0! | #DIV/0! | #DIV/0! | 7254 | 0 | 0 | 0 | 0 | 0
11 | 11 | 2018 | 315 | 7 | 0 | 0 | #DIV/0! | #DIV/0! | #DIV/0! | #DIV/0! | #DIV/0! | #DIV/0! | #DIV/0! | #DIV/0! | #DIV/0! | #DIV/0! | #DIV/0! | #DIV/0! | #DIV/0! | #DIV/0! | #DIV/0! | #DIV/0! | #DIV/0! | #DIV/0! | #DIV/0! | #DIV/0! | 7255 | 0 | 0 | 0 | 0 | 0
11 | 12 | 2018 | 316 | 1 | 0.6525 | 0 | #DIV/0! | #DIV/0! | #DIV/0! | #DIV/0! | #DIV/0! | #DIV/0! | #DIV/0! | #DIV/0! | #DIV/0! | #DIV/0! | #DIV/0! | #DIV/0! | #DIV/0! | #DIV/0! | #DIV/0! | #DIV/0! | #DIV/0! | #DIV/0! | #DIV/0! | #DIV/0! | 7256 | 0 | 0 | 0 | 0 | 0
11 | 13 | 2018 | 317 | 2 | 0.355 | 0 | #DIV/0! | #DIV/0! | #DIV/0! | #DIV/0! | #DIV/0! | #DIV/0! | #DIV/0! | #DIV/0! | #DIV/0! | #DIV/0! | #DIV/0! | #DIV/0! | #DIV/0! | #DIV/0! | #DIV/0! | #DIV/0! | #DIV/0! | #DIV/0! | #DIV/0! | #DIV/0! | 7257 | 0 | 0 | 0 | 0 | 0
11 | 14 | 2018 | 318 | 3 | 0.02 | 0 | #DIV/0! | #DIV/0! | #DIV/0! | #DIV/0! | #DIV/0! | #DIV/0! | #DIV/0! | #DIV/0! | #DIV/0! | #DIV/0! | #DIV/0! | #DIV/0! | #DIV/0! | #DIV/0! | #DIV/0! | #DIV/0! | #DIV/0! | #DIV/0! | #DIV/0! | #DIV/0! | 7258 | 0 | 0 | 0 | 0 | 0
11 | 15 | 2018 | 319 | 4 | 0.995 | 0 | #DIV/0! | #DIV/0! | #DIV/0! | #DIV/0! | #DIV/0! | #DIV/0! | #DIV/0! | #DIV/0! | #DIV/0! | #DIV/0! | #DIV/0! | #DIV/0! | #DIV/0! | #DIV/0! | #DIV/0! | #DIV/0! | #DIV/0! | #DIV/0! | #DIV/0! | #DIV/0! | 7259 | 0 | 0 | 0 | 0 | 0
11 | 16 | 2018 | 320 | 5 | 0.06 | 0 | #DIV/0! | #DIV/0! | #DIV/0! | #DIV/0! | #DIV/0! | #DIV/0! | #DIV/0! | #DIV/0! | #DIV/0! | #DIV/0! | #DIV/0! | #DIV/0! | #DIV/0! | #DIV/0! | #DIV/0! | #DIV/0! | #DIV/0! | #DIV/0! | #DIV/0! | #DIV/0! | 7260 | 0 | 0 | 0 | 0 | 0
11 | 17 | 2018 | 321 | 6 | 0 | 0 | #DIV/0! | #DIV/0! | #DIV/0! | #DIV/0! | #DIV/0! | #DIV/0! | #DIV/0! | #DIV/0! | #DIV/0! | #DIV/0! | #DIV/0! | #DIV/0! | #DIV/0! | #DIV/0! | #DIV/0! | #DIV/0! | #DIV/0! | #DIV/0! | #DIV/0! | #DIV/0! | 7261 | 0 | 0 | 0 | 0 | 0
11 | 18 | 2018 | 322 | 7 | 0 | 0 | #DIV/0! | #DIV/0! | #DIV/0! | #DIV/0! | #DIV/0! | #DIV/0! | #DIV/0! | #DIV/0! | #DIV/0! | #DIV/0! | #DIV/0! | #DIV/0! | #DIV/0! | #DIV/0! | #DIV/0! | #DIV/0! | #DIV/0! | #DIV/0! | #DIV/0! | #DIV/0! | 7262 | 0 | 0 | 0 | 0 | 0
11 | 19 | 2018 | 323 | 1 | 0 | 0 | #DIV/0! | #DIV/0! | #DIV/0! | #DIV/0! | #DIV/0! | #DIV/0! | #DIV/0! | #DIV/0! | #DIV/0! | #DIV/0! | #DIV/0! | #DIV/0! | #DIV/0! | #DIV/0! | #DIV/0! | #DIV/0! | #DIV/0! | #DIV/0! | #DIV/0! | #DIV/0! | 7263 | 0 | 0 | 0 | 0 | 0
11 | 20 | 2018 | 324 | 2 | 0 | 0 | #DIV/0! | #DIV/0! | #DIV/0! | #DIV/0! | #DIV/0! | #DIV/0! | #DIV/0! | #DIV/0! | #DIV/0! | #DIV/0! | #DIV/0! | #DIV/0! | #DIV/0! | #DIV/0! | #DIV/0! | #DIV/0! | #DIV/0! | #DIV/0! | #DIV/0! | #DIV/0! | 7264 | 0 | 0 | 0 | 0 | 0
11 | 21 | 2018 | 325 | 3 | 0 | 0 | #DIV/0! | #DIV/0! | #DIV/0! | #DIV/0! | #DIV/0! | #DIV/0! | #DIV/0! | #DIV/0! | #DIV/0! | #DIV/0! | #DIV/0! | #DIV/0! | #DIV/0! | #DIV/0! | #DIV/0! | #DIV/0! | #DIV/0! | #DIV/0! | #DIV/0! | #DIV/0! | 7265 | 0 | 0 | 0 | 0 | 0
11 | 22 | 2018 | 326 | 4 | 0 | 0 | #DIV/0! | #DIV/0! | #DIV/0! | #DIV/0! | #DIV/0! | #DIV/0! | #DIV/0! | #DIV/0! | #DIV/0! | #DIV/0! | #DIV/0! | #DIV/0! | #DIV/0! | #DIV/0! | #DIV/0! | #DIV/0! | #DIV/0! | #DIV/0! | #DIV/0! | #DIV/0! | 7266 | 0 | 0 | 0 | 0 | 0
11 | 23 | 2018 | 327 | 5 | 0.36 | 0 | #DIV/0! | #DIV/0! | #DIV/0! | #DIV/0! | #DIV/0! | #DIV/0! | #DIV/0! | #DIV/0! | #DIV/0! | #DIV/0! | #DIV/0! | #DIV/0! | #DIV/0! | #DIV/0! | #DIV/0! | #DIV/0! | #DIV/0! | #DIV/0! | #DIV/0! | #DIV/0! | 7267 | 0 | 0 | 0 | 0 | 0
11 | 24 | 2018 | 328 | 6 | 1.17 | 0 | #DIV/0! | #DIV/0! | #DIV/0! | #DIV/0! | #DIV/0! | #DIV/0! | #DIV/0! | #DIV/0! | #DIV/0! | #DIV/0! | #DIV/0! | #DIV/0! | #DIV/0! | #DIV/0! | #DIV/0! | #DIV/0! | #DIV/0! | #DIV/0! | #DIV/0! | #DIV/0! | 7268 | 0 | 0 | 0 | 0 | 0
11 | 25 | 2018 | 329 | 7 | 0.1025 | 0 | #DIV/0! | #DIV/0! | #DIV/0! | #DIV/0! | #DIV/0! | #DIV/0! | #DIV/0! | #DIV/0! | #DIV/0! | #DIV/0! | #DIV/0! | #DIV/0! | #DIV/0! | #DIV/0! | #DIV/0! | #DIV/0! | #DIV/0! | #DIV/0! | #DIV/0! | #DIV/0! | 7269 | 0 | 0 | 0 | 0 | 0
11 | 26 | 2018 | 330 | 1 | 0.2725 | 0 | #DIV/0! | #DIV/0! | #DIV/0! | #DIV/0! | #DIV/0! | #DIV/0! | #DIV/0! | #DIV/0! | #DIV/0! | #DIV/0! | #DIV/0! | #DIV/0! | #DIV/0! | #DIV/0! | #DIV/0! | #DIV/0! | #DIV/0! | #DIV/0! | #DIV/0! | #DIV/0! | 7270 | 0 | 0 | 0 | 0 | 0
11 | 27 | 2018 | 331 | 2 | 0 | 0 | #DIV/0! | #DIV/0! | #DIV/0! | #DIV/0! | #DIV/0! | #DIV/0! | #DIV/0! | #DIV/0! | #DIV/0! | #DIV/0! | #DIV/0! | #DIV/0! | #DIV/0! | #DIV/0! | #DIV/0! | #DIV/0! | #DIV/0! | #DIV/0! | #DIV/0! | #DIV/0! | 7271 | 0 | 0 | 0 | 0 | 0
11 | 28 | 2018 | 332 | 3 | 0 | 0 | #DIV/0! | #DIV/0! | #DIV/0! | #DIV/0! | #DIV/0! | #DIV/0! | #DIV/0! | #DIV/0! | #DIV/0! | #DIV/0! | #DIV/0! | #DIV/0! | #DIV/0! | #DIV/0! | #DIV/0! | #DIV/0! | #DIV/0! | #DIV/0! | #DIV/0! | #DIV/0! | 7272 | 0 | 0 | 0 | 0 | 0
11 | 29 | 2018 | 333 | 4 | 0 | 0 | #DIV/0! | #DIV/0! | #DIV/0! | #DIV/0! | #DIV/0! | #DIV/0! | #DIV/0! | #DIV/0! | #DIV/0! | #DIV/0! | #DIV/0! | #DIV/0! | #DIV/0! | #DIV/0! | #DIV/0! | #DIV/0! | #DIV/0! | #DIV/0! | #DIV/0! | #DIV/0! | 7273 | 0 | 0 | 0 | 0 | 0
11 | 30 | 2018 | 334 | 5 | 0.0625 | 0 | #DIV/0! | #DIV/0! | #DIV/0! | #DIV/0! | #DIV/0! | #DIV/0! | #DIV/0! | #DIV/0! | #DIV/0! | #DIV/0! | #DIV/0! | #DIV/0! | #DIV/0! | #DIV/0! | #DIV/0! | #DIV/0! | #DIV/0! | #DIV/0! | #DIV/0! | #DIV/0! | 7274 | 0 | 0 | 0 | 0 | 0
12 | 1 | 2018 | 335 | 6 | 0.1625 | 0 | #DIV/0! | #DIV/0! | #DIV/0! | #DIV/0! | #DIV/0! | #DIV/0! | #DIV/0! | #DIV/0! | #DIV/0! | #DIV/0! | #DIV/0! | #DIV/0! | #DIV/0! | #DIV/0! | #DIV/0! | #DIV/0! | #DIV/0! | #DIV/0! | #DIV/0! | #DIV/0! | 7275 | 0 | 0 | 0 | 0 | 0
12 | 2 | 2018 | 336 | 7 | 0.095 | 0 | #DIV/0! | #DIV/0! | #DIV/0! | #DIV/0! | #DIV/0! | #DIV/0! | #DIV/0! | #DIV/0! | #DIV/0! | #DIV/0! | #DIV/0! | #DIV/0! | #DIV/0! | #DIV/0! | #DIV/0! | #DIV/0! | #DIV/0! | #DIV/0! | #DIV/0! | #DIV/0! | 7276 | 0 | 0 | 0 | 0 | 0
12 | 3 | 2018 | 337 | 1 | 0 | 0 | #DIV/0! | #DIV/0! | #DIV/0! | #DIV/0! | #DIV/0! | #DIV/0! | #DIV/0! | #DIV/0! | #DIV/0! | #DIV/0! | #DIV/0! | #DIV/0! | #DIV/0! | #DIV/0! | #DIV/0! | #DIV/0! | #DIV/0! | #DIV/0! | #DIV/0! | #DIV/0! | 7277 | 0 | 0 | 0 | 0 | 0
12 | 4 | 2018 | 338 | 2 | 0 | 0 | #DIV/0! | #DIV/0! | #DIV/0! | #DIV/0! | #DIV/0! | #DIV/0! | #DIV/0! | #DIV/0! | #DIV/0! | #DIV/0! | #DIV/0! | #DIV/0! | #DIV/0! | #DIV/0! | #DIV/0! | #DIV/0! | #DIV/0! | #DIV/0! | #DIV/0! | #DIV/0! | 7278 | 0 | 0 | 0 | 0 | 0
12 | 5 | 2018 | 339 | 3 | 0 | 0 | #DIV/0! | #DIV/0! | #DIV/0! | #DIV/0! | #DIV/0! | #DIV/0! | #DIV/0! | #DIV/0! | #DIV/0! | #DIV/0! | #DIV/0! | #DIV/0! | #DIV/0! | #DIV/0! | #DIV/0! | #DIV/0! | #DIV/0! | #DIV/0! | #DIV/0! | #DIV/0! | 7279 | 0 | 0 | 0 | 0 | 0
12 | 6 | 2018 | 340 | 4 | 0 | 0 | #DIV/0! | #DIV/0! | #DIV/0! | #DIV/0! | #DIV/0! | #DIV/0! | #DIV/0! | #DIV/0! | #DIV/0! | #DIV/0! | #DIV/0! | #DIV/0! | #DIV/0! | #DIV/0! | #DIV/0! | #DIV/0! | #DIV/0! | #DIV/0! | #DIV/0! | #DIV/0! | 7280 | 0 | 0 | 0 | 0 | 0
12 | 7 | 2018 | 341 | 5 | 0 | 0 | #DIV/0! | #DIV/0! | #DIV/0! | #DIV/0! | #DIV/0! | #DIV/0! | #DIV/0! | #DIV/0! | #DIV/0! | #DIV/0! | #DIV/0! | #DIV/0! | #DIV/0! | #DIV/0! | #DIV/0! | #DIV/0! | #DIV/0! | #DIV/0! | #DIV/0! | #DIV/0! | 7281 | 0 | 0 | 0 | 0 | 0
12 | 8 | 2018 | 342 | 6 | 0.0025 | 0 | #DIV/0! | #DIV/0! | #DIV/0! | #DIV/0! | #DIV/0! | #DIV/0! | #DIV/0! | #DIV/0! | #DIV/0! | #DIV/0! | #DIV/0! | #DIV/0! | #DIV/0! | #DIV/0! | #DIV/0! | #DIV/0! | #DIV/0! | #DIV/0! | #DIV/0! | #DIV/0! | 7282 | 0 | 0 | 0 | 0 | 0
12 | 9 | 2018 | 343 | 7 | 0 | 0 | #DIV/0! | #DIV/0! | #DIV/0! | #DIV/0! | #DIV/0! | #DIV/0! | #DIV/0! | #DIV/0! | #DIV/0! | #DIV/0! | #DIV/0! | #DIV/0! | #DIV/0! | #DIV/0! | #DIV/0! | #DIV/0! | #DIV/0! | #DIV/0! | #DIV/0! | #DIV/0! | 7283 | 0 | 0 | 0 | 0 | 0
12 | 10 | 2018 | 344 | 1 | 0 | 0 | #DIV/0! | #DIV/0! | #DIV/0! | #DIV/0! | #DIV/0! | #DIV/0! | #DIV/0! | #DIV/0! | #DIV/0! | #DIV/0! | #DIV/0! | #DIV/0! | #DIV/0! | #DIV/0! | #DIV/0! | #DIV/0! | #DIV/0! | #DIV/0! | #DIV/0! | #DIV/0! | 7284 | 0 | 0 | 0 | 0 | 0
12 | 11 | 2018 | 345 | 2 | 0 | 0 | #DIV/0! | #DIV/0! | #DIV/0! | #DIV/0! | #DIV/0! | #DIV/0! | #DIV/0! | #DIV/0! | #DIV/0! | #DIV/0! | #DIV/0! | #DIV/0! | #DIV/0! | #DIV/0! | #DIV/0! | #DIV/0! | #DIV/0! | #DIV/0! | #DIV/0! | #DIV/0! | 7285 | 0 | 0 | 0 | 0 | 0
12 | 12 | 2018 | 346 | 3 | 0 | 0 | #DIV/0! | #DIV/0! | #DIV/0! | #DIV/0! | #DIV/0! | #DIV/0! | #DIV/0! | #DIV/0! | #DIV/0! | #DIV/0! | #DIV/0! | #DIV/0! | #DIV/0! | #DIV/0! | #DIV/0! | #DIV/0! | #DIV/0! | #DIV/0! | #DIV/0! | #DIV/0! | 7286 | 0 | 0 | 0 | 0 | 0
12 | 13 | 2018 | 347 | 4 | 0.1475 | 0 | #DIV/0! | #DIV/0! | #DIV/0! | #DIV/0! | #DIV/0! | #DIV/0! | #DIV/0! | #DIV/0! | #DIV/0! | #DIV/0! | #DIV/0! | #DIV/0! | #DIV/0! | #DIV/0! | #DIV/0! | #DIV/0! | #DIV/0! | #DIV/0! | #DIV/0! | #DIV/0! | 7287 | 0 | 0 | 0 | 0 | 0
12 | 14 | 2018 | 348 | 5 | 0.76 | 0 | #DIV/0! | #DIV/0! | #DIV/0! | #DIV/0! | #DIV/0! | #DIV/0! | #DIV/0! | #DIV/0! | #DIV/0! | #DIV/0! | #DIV/0! | #DIV/0! | #DIV/0! | #DIV/0! | #DIV/0! | #DIV/0! | #DIV/0! | #DIV/0! | #DIV/0! | #DIV/0! | 7288 | 0 | 0 | 0 | 0 | 0
12 | 15 | 2018 | 349 | 6 | 1.92 | 0 | #DIV/0! | #DIV/0! | #DIV/0! | #DIV/0! | #DIV/0! | #DIV/0! | #DIV/0! | #DIV/0! | #DIV/0! | #DIV/0! | #DIV/0! | #DIV/0! | #DIV/0! | #DIV/0! | #DIV/0! | #DIV/0! | #DIV/0! | #DIV/0! | #DIV/0! | #DIV/0! | 7289 | 0 | 0 | 0 | 0 | 0
12 | 16 | 2018 | 350 | 7 | 0.4075 | 0 | #DIV/0! | #DIV/0! | #DIV/0! | #DIV/0! | #DIV/0! | #DIV/0! | #DIV/0! | #DIV/0! | #DIV/0! | #DIV/0! | #DIV/0! | #DIV/0! | #DIV/0! | #DIV/0! | #DIV/0! | #DIV/0! | #DIV/0! | #DIV/0! | #DIV/0! | #DIV/0! | 7290 | 0 | 0 | 0 | 0 | 0
12 | 17 | 2018 | 351 | 1 | 0 | 0 | #DIV/0! | #DIV/0! | #DIV/0! | #DIV/0! | #DIV/0! | #DIV/0! | #DIV/0! | #DIV/0! | #DIV/0! | #DIV/0! | #DIV/0! | #DIV/0! | #DIV/0! | #DIV/0! | #DIV/0! | #DIV/0! | #DIV/0! | #DIV/0! | #DIV/0! | #DIV/0! | 7291 | 0 | 0 | 0 | 0 | 0
12 | 18 | 2018 | 352 | 2 | 0.005 | 0 | #DIV/0! | #DIV/0! | #DIV/0! | #DIV/0! | #DIV/0! | #DIV/0! | #DIV/0! | #DIV/0! | #DIV/0! | #DIV/0! | #DIV/0! | #DIV/0! | #DIV/0! | #DIV/0! | #DIV/0! | #DIV/0! | #DIV/0! | #DIV/0! | #DIV/0! | #DIV/0! | 7292 | 0 | 0 | 0 | 0 | 0
12 | 19 | 2018 | 353 | 3 | 0.1025 | 0 | #DIV/0! | #DIV/0! | #DIV/0! | #DIV/0! | #DIV/0! | #DIV/0! | #DIV/0! | #DIV/0! | #DIV/0! | #DIV/0! | #DIV/0! | #DIV/0! | #DIV/0! | #DIV/0! | #DIV/0! | #DIV/0! | #DIV/0! | #DIV/0! | #DIV/0! | #DIV/0! | 7293 | 0 | 0 | 0 | 0 | 0
12 | 20 | 2018 | 354 | 4 | 0.44 | 0 | #DIV/0! | #DIV/0! | #DIV/0! | #DIV/0! | #DIV/0! | #DIV/0! | #DIV/0! | #DIV/0! | #DIV/0! | #DIV/0! | #DIV/0! | #DIV/0! | #DIV/0! | #DIV/0! | #DIV/0! | #DIV/0! | #DIV/0! | #DIV/0! | #DIV/0! | #DIV/0! | 7294 | 0 | 0 | 0 | 0 | 0
12 | 21 | 2018 | 355 | 5 | 0.2375 | 0 | #DIV/0! | #DIV/0! | #DIV/0! | #DIV/0! | #DIV/0! | #DIV/0! | #DIV/0! | #DIV/0! | #DIV/0! | #DIV/0! | #DIV/0! | #DIV/0! | #DIV/0! | #DIV/0! | #DIV/0! | #DIV/0! | #DIV/0! | #DIV/0! | #DIV/0! | #DIV/0! | 7295 | 0 | 0 | 0 | 0 | 0
12 | 22 | 2018 | 356 | 6 | 0.015 | 0 | #DIV/0! | #DIV/0! | #DIV/0! | #DIV/0! | #DIV/0! | #DIV/0! | #DIV/0! | #DIV/0! | #DIV/0! | #DIV/0! | #DIV/0! | #DIV/0! | #DIV/0! | #DIV/0! | #DIV/0! | #DIV/0! | #DIV/0! | #DIV/0! | #DIV/0! | #DIV/0! | 7296 | 0 | 0 | 0 | 0 | 0
12 | 23 | 2018 | 357 | 7 | 0.0125 | 0 | #DIV/0! | #DIV/0! | #DIV/0! | #DIV/0! | #DIV/0! | #DIV/0! | #DIV/0! | #DIV/0! | #DIV/0! | #DIV/0! | #DIV/0! | #DIV/0! | #DIV/0! | #DIV/0! | #DIV/0! | #DIV/0! | #DIV/0! | #DIV/0! | #DIV/0! | #DIV/0! | 7297 | 0 | 0 | 0 | 0 | 0
12 | 24 | 2018 | 358 | 1 | 0 | 0 | #DIV/0! | #DIV/0! | #DIV/0! | #DIV/0! | #DIV/0! | #DIV/0! | #DIV/0! | #DIV/0! | #DIV/0! | #DIV/0! | #DIV/0! | #DIV/0! | #DIV/0! | #DIV/0! | #DIV/0! | #DIV/0! | #DIV/0! | #DIV/0! | #DIV/0! | #DIV/0! | 7298 | 0 | 0 | 0 | 0 | 0
12 | 25 | 2018 | 359 | 2 | 0 | 0 | #DIV/0! | #DIV/0! | #DIV/0! | #DIV/0! | #DIV/0! | #DIV/0! | #DIV/0! | #DIV/0! | #DIV/0! | #DIV/0! | #DIV/0! | #DIV/0! | #DIV/0! | #DIV/0! | #DIV/0! | #DIV/0! | #DIV/0! | #DIV/0! | #DIV/0! | #DIV/0! | 7299 | 0 | 0 | 0 | 0 | 0
12 | 26 | 2018 | 360 | 3 | 0.1175 | 0 | #DIV/0! | #DIV/0! | #DIV/0! | #DIV/0! | #DIV/0! | #DIV/0! | #DIV/0! | #DIV/0! | #DIV/0! | #DIV/0! | #DIV/0! | #DIV/0! | #DIV/0! | #DIV/0! | #DIV/0! | #DIV/0! | #DIV/0! | #DIV/0! | #DIV/0! | #DIV/0! | 7300 | 0 | 0 | 0 | 0 | 0
12 | 27 | 2018 | 361 | 4 | 0.2125 | 0 | #DIV/0! | #DIV/0! | #DIV/0! | #DIV/0! | #DIV/0! | #DIV/0! | #DIV/0! | #DIV/0! | #DIV/0! | #DIV/0! | #DIV/0! | #DIV/0! | #DIV/0! | #DIV/0! | #DIV/0! | #DIV/0! | #DIV/0! | #DIV/0! | #DIV/0! | #DIV/0! | 7301 | 0 | 0 | 0 | 0 | 0
12 | 28 | 2018 | 362 | 5 | 0.7975 | 0 | #DIV/0! | #DIV/0! | #DIV/0! | #DIV/0! | #DIV/0! | #DIV/0! | #DIV/0! | #DIV/0! | #DIV/0! | #DIV/0! | #DIV/0! | #DIV/0! | #DIV/0! | #DIV/0! | #DIV/0! | #DIV/0! | #DIV/0! | #DIV/0! | #DIV/0! | #DIV/0! | 7302 | 0 | 0 | 0 | 0 | 0
12 | 29 | 2018 | 363 | 6 | 0 | 0 | #DIV/0! | #DIV/0! | #DIV/0! | #DIV/0! | #DIV/0! | #DIV/0! | #DIV/0! | #DIV/0! | #DIV/0! | #DIV/0! | #DIV/0! | #DIV/0! | #DIV/0! | #DIV/0! | #DIV/0! | #DIV/0! | #DIV/0! | #DIV/0! | #DIV/0! | #DIV/0! | 7303 | 0 | 0 | 0 | 0 | 0
12 | 30 | 2018 | 364 | 7 | 0.0975 | 0 | #DIV/0! | #DIV/0! | #DIV/0! | #DIV/0! | #DIV/0! | #DIV/0! | #DIV/0! | #DIV/0! | #DIV/0! | #DIV/0! | #DIV/0! | #DIV/0! | #DIV/0! | #DIV/0! | #DIV/0! | #DIV/0! | #DIV/0! | #DIV/0! | #DIV/0! | #DIV/0! | 7304 | 0 | 0 | 0 | 0 | 0
12 | 31 | 2018 | 365 | 1 | 0.4275 | 0 | #DIV/0! | #DIV/0! | #DIV/0! | #DIV/0! | #DIV/0! | #DIV/0! | #DIV/0! | #DIV/0! | #DIV/0! | #DIV/0! | #DIV/0! | #DIV/0! | #DIV/0! | #DIV/0! | #DIV/0! | #DIV/0! | #DIV/0! | #DIV/0! | #DIV/0! | #DIV/0! | 7305 | 0 | 0 | 0 | 0 | 0
1 | 1 | 2019 | 1 | 2 | 0.0075 | 0 | #DIV/0! | #DIV/0! | #DIV/0! | #DIV/0! | #DIV/0! | #DIV/0! | #DIV/0! | #DIV/0! | #DIV/0! | #DIV/0! | #DIV/0! | #DIV/0! | #DIV/0! | #DIV/0! | #DIV/0! | #DIV/0! | #DIV/0! | #DIV/0! | #DIV/0! | #DIV/0! | 7306 | 0 | 0 | 0 | 0 | 0
1 | 2 | 2019 | 2 | 3 | 0 | 0 | #DIV/0! | #DIV/0! | #DIV/0! | #DIV/0! | #DIV/0! | #DIV/0! | #DIV/0! | #DIV/0! | #DIV/0! | #DIV/0! | #DIV/0! | #DIV/0! | #DIV/0! | #DIV/0! | #DIV/0! | #DIV/0! | #DIV/0! | #DIV/0! | #DIV/0! | #DIV/0! | 7307 | 0 | 0 | 0 | 0 | 0
1 | 3 | 2019 | 3 | 4 | 0.0175 | 0 | #DIV/0! | #DIV/0! | #DIV/0! | #DIV/0! | #DIV/0! | #DIV/0! | #DIV/0! | #DIV/0! | #DIV/0! | #DIV/0! | #DIV/0! | #DIV/0! | #DIV/0! | #DIV/0! | #DIV/0! | #DIV/0! | #DIV/0! | #DIV/0! | #DIV/0! | #DIV/0! | 7308 | 0 | 0 | 0 | 0 | 0
1 | 4 | 2019 | 4 | 5 | 0.0325 | 0 | #DIV/0! | #DIV/0! | #DIV/0! | #DIV/0! | #DIV/0! | #DIV/0! | #DIV/0! | #DIV/0! | #DIV/0! | #DIV/0! | #DIV/0! | #DIV/0! | #DIV/0! | #DIV/0! | #DIV/0! | #DIV/0! | #DIV/0! | #DIV/0! | #DIV/0! | #DIV/0! | 7309 | 0 | 0 | 0 | 0 | 0
1 | 5 | 2019 | 5 | 6 | 0.0425 | 0 | #DIV/0! | #DIV/0! | #DIV/0! | #DIV/0! | #DIV/0! | #DIV/0! | #DIV/0! | #DIV/0! | #DIV/0! | #DIV/0! | #DIV/0! | #DIV/0! | #DIV/0! | #DIV/0! | #DIV/0! | #DIV/0! | #DIV/0! | #DIV/0! | #DIV/0! | #DIV/0! | 7310 | 0 | 0 | 0 | 0 | 0
1 | 6 | 2019 | 6 | 7 | 0.025 | 0 | #DIV/0! | #DIV/0! | #DIV/0! | #DIV/0! | #DIV/0! | #DIV/0! | #DIV/0! | #DIV/0! | #DIV/0! | #DIV/0! | #DIV/0! | #DIV/0! | #DIV/0! | #DIV/0! | #DIV/0! | #DIV/0! | #DIV/0! | #DIV/0! | #DIV/0! | #DIV/0! | 7311 | 0 | 0 | 0 | 0 | 0
1 | 7 | 2019 | 7 | 1 | 0.0325 | 0 | #DIV/0! | #DIV/0! | #DIV/0! | #DIV/0! | #DIV/0! | #DIV/0! | #DIV/0! | #DIV/0! | #DIV/0! | #DIV/0! | #DIV/0! | #DIV/0! | #DIV/0! | #DIV/0! | #DIV/0! | #DIV/0! | #DIV/0! | #DIV/0! | #DIV/0! | #DIV/0! | 7312 | 0 | 0 | 0 | 0 | 0
1 | 8 | 2019 | 8 | 2 | 0.13 | 0 | #DIV/0! | #DIV/0! | #DIV/0! | #DIV/0! | #DIV/0! | #DIV/0! | #DIV/0! | #DIV/0! | #DIV/0! | #DIV/0! | #DIV/0! | #DIV/0! | #DIV/0! | #DIV/0! | #DIV/0! | #DIV/0! | #DIV/0! | #DIV/0! | #DIV/0! | #DIV/0! | 7313 | 0 | 0 | 0 | 0 | 0
1 | 9 | 2019 | 9 | 3 | 0 | 0 | #DIV/0! | #DIV/0! | #DIV/0! | #DIV/0! | #DIV/0! | #DIV/0! | #DIV/0! | #DIV/0! | #DIV/0! | #DIV/0! | #DIV/0! | #DIV/0! | #DIV/0! | #DIV/0! | #DIV/0! | #DIV/0! | #DIV/0! | #DIV/0! | #DIV/0! | #DIV/0! | 7314 | 0 | 0 | 0 | 0 | 0
1 | 10 | 2019 | 10 | 4 | 0 | 0 | #DIV/0! | #DIV/0! | #DIV/0! | #DIV/0! | #DIV/0! | #DIV/0! | #DIV/0! | #DIV/0! | #DIV/0! | #DIV/0! | #DIV/0! | #DIV/0! | #DIV/0! | #DIV/0! | #DIV/0! | #DIV/0! | #DIV/0! | #DIV/0! | #DIV/0! | #DIV/0! | 7315 | 0 | 0 | 0 | 0 | 0
1 | 11 | 2019 | 11 | 5 | 0.115 | 0 | #DIV/0! | #DIV/0! | #DIV/0! | #DIV/0! | #DIV/0! | #DIV/0! | #DIV/0! | #DIV/0! | #DIV/0! | #DIV/0! | #DIV/0! | #DIV/0! | #DIV/0! | #DIV/0! | #DIV/0! | #DIV/0! | #DIV/0! | #DIV/0! | #DIV/0! | #DIV/0! | 7316 | 0 | 0 | 0 | 0 | 0
1 | 12 | 2019 | 12 | 6 | 0.225 | 0 | #DIV/0! | #DIV/0! | #DIV/0! | #DIV/0! | #DIV/0! | #DIV/0! | #DIV/0! | #DIV/0! | #DIV/0! | #DIV/0! | #DIV/0! | #DIV/0! | #DIV/0! | #DIV/0! | #DIV/0! | #DIV/0! | #DIV/0! | #DIV/0! | #DIV/0! | #DIV/0! | 7317 | 0 | 0 | 0 | 0 | 0
1 | 13 | 2019 | 13 | 7 | 0.4325 | 0 | #DIV/0! | #DIV/0! | #DIV/0! | #DIV/0! | #DIV/0! | #DIV/0! | #DIV/0! | #DIV/0! | #DIV/0! | #DIV/0! | #DIV/0! | #DIV/0! | #DIV/0! | #DIV/0! | #DIV/0! | #DIV/0! | #DIV/0! | #DIV/0! | #DIV/0! | #DIV/0! | 7318 | 0 | 0 | 0 | 0 | 0
1 | 14 | 2019 | 14 | 1 | 0 | 0 | #DIV/0! | #DIV/0! | #DIV/0! | #DIV/0! | #DIV/0! | #DIV/0! | #DIV/0! | #DIV/0! | #DIV/0! | #DIV/0! | #DIV/0! | #DIV/0! | #DIV/0! | #DIV/0! | #DIV/0! | #DIV/0! | #DIV/0! | #DIV/0! | #DIV/0! | #DIV/0! | 7319 | 0 | 0 | 0 | 0 | 0
1 | 15 | 2019 | 15 | 2 | 0 | 0 | #DIV/0! | #DIV/0! | #DIV/0! | #DIV/0! | #DIV/0! | #DIV/0! | #DIV/0! | #DIV/0! | #DIV/0! | #DIV/0! | #DIV/0! | #DIV/0! | #DIV/0! | #DIV/0! | #DIV/0! | #DIV/0! | #DIV/0! | #DIV/0! | #DIV/0! | #DIV/0! | 7320 | 0 | 0 | 0 | 0 | 0
1 | 16 | 2019 | 16 | 3 | 0.0275 | 0 | #DIV/0! | #DIV/0! | #DIV/0! | #DIV/0! | #DIV/0! | #DIV/0! | #DIV/0! | #DIV/0! | #DIV/0! | #DIV/0! | #DIV/0! | #DIV/0! | #DIV/0! | #DIV/0! | #DIV/0! | #DIV/0! | #DIV/0! | #DIV/0! | #DIV/0! | #DIV/0! | 7321 | 0 | 0 | 0 | 0 | 0
1 | 17 | 2019 | 17 | 4 | 0.065 | 0 | #DIV/0! | #DIV/0! | #DIV/0! | #DIV/0! | #DIV/0! | #DIV/0! | #DIV/0! | #DIV/0! | #DIV/0! | #DIV/0! | #DIV/0! | #DIV/0! | #DIV/0! | #DIV/0! | #DIV/0! | #DIV/0! | #DIV/0! | #DIV/0! | #DIV/0! | #DIV/0! | 7322 | 0 | 0 | 0 | 0 | 0
1 | 18 | 2019 | 18 | 5 | 0.2 | 0 | #DIV/0! | #DIV/0! | #DIV/0! | #DIV/0! | #DIV/0! | #DIV/0! | #DIV/0! | #DIV/0! | #DIV/0! | #DIV/0! | #DIV/0! | #DIV/0! | #DIV/0! | #DIV/0! | #DIV/0! | #DIV/0! | #DIV/0! | #DIV/0! | #DIV/0! | #DIV/0! | 7323 | 0 | 0 | 0 | 0 | 0
1 | 19 | 2019 | 19 | 6 | 0.555 | 0 | #DIV/0! | #DIV/0! | #DIV/0! | #DIV/0! | #DIV/0! | #DIV/0! | #DIV/0! | #DIV/0! | #DIV/0! | #DIV/0! | #DIV/0! | #DIV/0! | #DIV/0! | #DIV/0! | #DIV/0! | #DIV/0! | #DIV/0! | #DIV/0! | #DIV/0! | #DIV/0! | 7324 | 0 | 0 | 0 | 0 | 0
1 | 20 | 2019 | 20 | 7 | 0.1675 | 0 | #DIV/0! | #DIV/0! | #DIV/0! | #DIV/0! | #DIV/0! | #DIV/0! | #DIV/0! | #DIV/0! | #DIV/0! | #DIV/0! | #DIV/0! | #DIV/0! | #DIV/0! | #DIV/0! | #DIV/0! | #DIV/0! | #DIV/0! | #DIV/0! | #DIV/0! | #DIV/0! | 7325 | 0 | 0 | 0 | 0 | 0
1 | 21 | 2019 | 21 | 1 | 0 | 0 | #DIV/0! | #DIV/0! | #DIV/0! | #DIV/0! | #DIV/0! | #DIV/0! | #DIV/0! | #DIV/0! | #DIV/0! | #DIV/0! | #DIV/0! | #DIV/0! | #DIV/0! | #DIV/0! | #DIV/0! | #DIV/0! | #DIV/0! | #DIV/0! | #DIV/0! | #DIV/0! | 7326 | 0 | 0 | 0 | 0 | 0
1 | 22 | 2019 | 22 | 2 | 0.03 | 0 | #DIV/0! | #DIV/0! | #DIV/0! | #DIV/0! | #DIV/0! | #DIV/0! | #DIV/0! | #DIV/0! | #DIV/0! | #DIV/0! | #DIV/0! | #DIV/0! | #DIV/0! | #DIV/0! | #DIV/0! | #DIV/0! | #DIV/0! | #DIV/0! | #DIV/0! | #DIV/0! | 7327 | 0 | 0 | 0 | 0 | 0
1 | 23 | 2019 | 23 | 3 | 0.1925 | 0 | #DIV/0! | #DIV/0! | #DIV/0! | #DIV/0! | #DIV/0! | #DIV/0! | #DIV/0! | #DIV/0! | #DIV/0! | #DIV/0! | #DIV/0! | #DIV/0! | #DIV/0! | #DIV/0! | #DIV/0! | #DIV/0! | #DIV/0! | #DIV/0! | #DIV/0! | #DIV/0! | 7328 | 0 | 0 | 0 | 0 | 0
1 | 24 | 2019 | 24 | 4 | 0.8425 | 0 | #DIV/0! | #DIV/0! | #DIV/0! | #DIV/0! | #DIV/0! | #DIV/0! | #DIV/0! | #DIV/0! | #DIV/0! | #DIV/0! | #DIV/0! | #DIV/0! | #DIV/0! | #DIV/0! | #DIV/0! | #DIV/0! | #DIV/0! | #DIV/0! | #DIV/0! | #DIV/0! | 7329 | 0 | 0 | 0 | 0 | 0
1 | 25 | 2019 | 25 | 5 | 0 | 0 | #DIV/0! | #DIV/0! | #DIV/0! | #DIV/0! | #DIV/0! | #DIV/0! | #DIV/0! | #DIV/0! | #DIV/0! | #DIV/0! | #DIV/0! | #DIV/0! | #DIV/0! | #DIV/0! | #DIV/0! | #DIV/0! | #DIV/0! | #DIV/0! | #DIV/0! | #DIV/0! | 7330 | 0 | 0 | 0 | 0 | 0
1 | 26 | 2019 | 26 | 6 | 0 | 0 | #DIV/0! | #DIV/0! | #DIV/0! | #DIV/0! | #DIV/0! | #DIV/0! | #DIV/0! | #DIV/0! | #DIV/0! | #DIV/0! | #DIV/0! | #DIV/0! | #DIV/0! | #DIV/0! | #DIV/0! | #DIV/0! | #DIV/0! | #DIV/0! | #DIV/0! | #DIV/0! | 7331 | 0 | 0 | 0 | 0 | 0
1 | 27 | 2019 | 27 | 7 | 0 | 0 | #DIV/0! | #DIV/0! | #DIV/0! | #DIV/0! | #DIV/0! | #DIV/0! | #DIV/0! | #DIV/0! | #DIV/0! | #DIV/0! | #DIV/0! | #DIV/0! | #DIV/0! | #DIV/0! | #DIV/0! | #DIV/0! | #DIV/0! | #DIV/0! | #DIV/0! | #DIV/0! | 7332 | 0 | 0 | 0 | 0 | 0
1 | 28 | 2019 | 28 | 1 | 0.0525 | 0 | #DIV/0! | #DIV/0! | #DIV/0! | #DIV/0! | #DIV/0! | #DIV/0! | #DIV/0! | #DIV/0! | #DIV/0! | #DIV/0! | #DIV/0! | #DIV/0! | #DIV/0! | #DIV/0! | #DIV/0! | #DIV/0! | #DIV/0! | #DIV/0! | #DIV/0! | #DIV/0! | 7333 | 0 | 0 | 0 | 0 | 0
1 | 29 | 2019 | 29 | 2 | 0.17 | 0 | #DIV/0! | #DIV/0! | #DIV/0! | #DIV/0! | #DIV/0! | #DIV/0! | #DIV/0! | #DIV/0! | #DIV/0! | #DIV/0! | #DIV/0! | #DIV/0! | #DIV/0! | #DIV/0! | #DIV/0! | #DIV/0! | #DIV/0! | #DIV/0! | #DIV/0! | #DIV/0! | 7334 | 0 | 0 | 0 | 0 | 0
1 | 30 | 2019 | 30 | 3 | 0.0075 | 0 | #DIV/0! | #DIV/0! | #DIV/0! | #DIV/0! | #DIV/0! | #DIV/0! | #DIV/0! | #DIV/0! | #DIV/0! | #DIV/0! | #DIV/0! | #DIV/0! | #DIV/0! | #DIV/0! | #DIV/0! | #DIV/0! | #DIV/0! | #DIV/0! | #DIV/0! | #DIV/0! | 7335 | 0 | 0 | 0 | 0 | 0
1 | 31 | 2019 | 31 | 4 | 0.005 | 0 | #DIV/0! | #DIV/0! | #DIV/0! | #DIV/0! | #DIV/0! | #DIV/0! | #DIV/0! | #DIV/0! | #DIV/0! | #DIV/0! | #DIV/0! | #DIV/0! | #DIV/0! | #DIV/0! | #DIV/0! | #DIV/0! | #DIV/0! | #DIV/0! | #DIV/0! | #DIV/0! | 7336 | 0 | 0 | 0 | 0 | 0
2 | 1 | 2019 | 32 | 5 | 0.0525 | 0 | #DIV/0! | #DIV/0! | #DIV/0! | #DIV/0! | #DIV/0! | #DIV/0! | #DIV/0! | #DIV/0! | #DIV/0! | #DIV/0! | #DIV/0! | #DIV/0! | #DIV/0! | #DIV/0! | #DIV/0! | #DIV/0! | #DIV/0! | #DIV/0! | #DIV/0! | #DIV/0! | 7337 | 0 | 0 | 0 | 0 | 0
2 | 2 | 2019 | 33 | 6 | 0 | 0 | #DIV/0! | #DIV/0! | #DIV/0! | #DIV/0! | #DIV/0! | #DIV/0! | #DIV/0! | #DIV/0! | #DIV/0! | #DIV/0! | #DIV/0! | #DIV/0! | #DIV/0! | #DIV/0! | #DIV/0! | #DIV/0! | #DIV/0! | #DIV/0! | #DIV/0! | #DIV/0! | 7338 | 0 | 0 | 0 | 0 | 0
2 | 3 | 2019 | 34 | 7 | 0 | 0 | #DIV/0! | #DIV/0! | #DIV/0! | #DIV/0! | #DIV/0! | #DIV/0! | #DIV/0! | #DIV/0! | #DIV/0! | #DIV/0! | #DIV/0! | #DIV/0! | #DIV/0! | #DIV/0! | #DIV/0! | #DIV/0! | #DIV/0! | #DIV/0! | #DIV/0! | #DIV/0! | 7339 | 0 | 0 | 0 | 0 | 0
2 | 4 | 2019 | 35 | 1 | 0 | 0 | #DIV/0! | #DIV/0! | #DIV/0! | #DIV/0! | #DIV/0! | #DIV/0! | #DIV/0! | #DIV/0! | #DIV/0! | #DIV/0! | #DIV/0! | #DIV/0! | #DIV/0! | #DIV/0! | #DIV/0! | #DIV/0! | #DIV/0! | #DIV/0! | #DIV/0! | #DIV/0! | 7340 | 0 | 0 | 0 | 0 | 0
2 | 5 | 2019 | 36 | 2 | 0.005 | 0 | #DIV/0! | #DIV/0! | #DIV/0! | #DIV/0! | #DIV/0! | #DIV/0! | #DIV/0! | #DIV/0! | #DIV/0! | #DIV/0! | #DIV/0! | #DIV/0! | #DIV/0! | #DIV/0! | #DIV/0! | #DIV/0! | #DIV/0! | #DIV/0! | #DIV/0! | #DIV/0! | 7341 | 0 | 0 | 0 | 0 | 0
2 | 6 | 2019 | 37 | 3 | 0.06 | 0 | #DIV/0! | #DIV/0! | #DIV/0! | #DIV/0! | #DIV/0! | #DIV/0! | #DIV/0! | #DIV/0! | #DIV/0! | #DIV/0! | #DIV/0! | #DIV/0! | #DIV/0! | #DIV/0! | #DIV/0! | #DIV/0! | #DIV/0! | #DIV/0! | #DIV/0! | #DIV/0! | 7342 | 0 | 0 | 0 | 0 | 0
2 | 7 | 2019 | 38 | 4 | 0 | 0 | #DIV/0! | #DIV/0! | #DIV/0! | #DIV/0! | #DIV/0! | #DIV/0! | #DIV/0! | #DIV/0! | #DIV/0! | #DIV/0! | #DIV/0! | #DIV/0! | #DIV/0! | #DIV/0! | #DIV/0! | #DIV/0! | #DIV/0! | #DIV/0! | #DIV/0! | #DIV/0! | 7343 | 0 | 0 | 0 | 0 | 0
2 | 8 | 2019 | 39 | 5 | 0.005 | 0 | #DIV/0! | #DIV/0! | #DIV/0! | #DIV/0! | #DIV/0! | #DIV/0! | #DIV/0! | #DIV/0! | #DIV/0! | #DIV/0! | #DIV/0! | #DIV/0! | #DIV/0! | #DIV/0! | #DIV/0! | #DIV/0! | #DIV/0! | #DIV/0! | #DIV/0! | #DIV/0! | 7344 | 0 | 0 | 0 | 0 | 0
2 | 9 | 2019 | 40 | 6 | 0.0725 | 0 | #DIV/0! | #DIV/0! | #DIV/0! | #DIV/0! | #DIV/0! | #DIV/0! | #DIV/0! | #DIV/0! | #DIV/0! | #DIV/0! | #DIV/0! | #DIV/0! | #DIV/0! | #DIV/0! | #DIV/0! | #DIV/0! | #DIV/0! | #DIV/0! | #DIV/0! | #DIV/0! | 7345 | 0 | 0 | 0 | 0 | 0
2 | 10 | 2019 | 41 | 7 | 0.1725 | 0 | #DIV/0! | #DIV/0! | #DIV/0! | #DIV/0! | #DIV/0! | #DIV/0! | #DIV/0! | #DIV/0! | #DIV/0! | #DIV/0! | #DIV/0! | #DIV/0! | #DIV/0! | #DIV/0! | #DIV/0! | #DIV/0! | #DIV/0! | #DIV/0! | #DIV/0! | #DIV/0! | 7346 | 0 | 0 | 0 | 0 | 0
2 | 11 | 2019 | 42 | 1 | 0.5225 | 0 | #DIV/0! | #DIV/0! | #DIV/0! | #DIV/0! | #DIV/0! | #DIV/0! | #DIV/0! | #DIV/0! | #DIV/0! | #DIV/0! | #DIV/0! | #DIV/0! | #DIV/0! | #DIV/0! | #DIV/0! | #DIV/0! | #DIV/0! | #DIV/0! | #DIV/0! | #DIV/0! | 7347 | 0 | 0 | 0 | 0 | 0
2 | 12 | 2019 | 43 | 2 | 0.58 | 0 | #DIV/0! | #DIV/0! | #DIV/0! | #DIV/0! | #DIV/0! | #DIV/0! | #DIV/0! | #DIV/0! | #DIV/0! | #DIV/0! | #DIV/0! | #DIV/0! | #DIV/0! | #DIV/0! | #DIV/0! | #DIV/0! | #DIV/0! | #DIV/0! | #DIV/0! | #DIV/0! | 7348 | 0 | 0 | 0 | 0 | 0
2 | 13 | 2019 | 44 | 3 | 0 | 0 | #DIV/0! | #DIV/0! | #DIV/0! | #DIV/0! | #DIV/0! | #DIV/0! | #DIV/0! | #DIV/0! | #DIV/0! | #DIV/0! | #DIV/0! | #DIV/0! | #DIV/0! | #DIV/0! | #DIV/0! | #DIV/0! | #DIV/0! | #DIV/0! | #DIV/0! | #DIV/0! | 7349 | 0 | 0 | 0 | 0 | 0
2 | 14 | 2019 | 45 | 4 | 0 | 0 | #DIV/0! | #DIV/0! | #DIV/0! | #DIV/0! | #DIV/0! | #DIV/0! | #DIV/0! | #DIV/0! | #DIV/0! | #DIV/0! | #DIV/0! | #DIV/0! | #DIV/0! | #DIV/0! | #DIV/0! | #DIV/0! | #DIV/0! | #DIV/0! | #DIV/0! | #DIV/0! | 7350 | 0 | 0 | 0 | 0 | 0
2 | 15 | 2019 | 46 | 5 | 0 | 0 | #DIV/0! | #DIV/0! | #DIV/0! | #DIV/0! | #DIV/0! | #DIV/0! | #DIV/0! | #DIV/0! | #DIV/0! | #DIV/0! | #DIV/0! | #DIV/0! | #DIV/0! | #DIV/0! | #DIV/0! | #DIV/0! | #DIV/0! | #DIV/0! | #DIV/0! | #DIV/0! | 7351 | 0 | 0 | 0 | 0 | 0
2 | 16 | 2019 | 47 | 6 | 0.14 | 0 | #DIV/0! | #DIV/0! | #DIV/0! | #DIV/0! | #DIV/0! | #DIV/0! | #DIV/0! | #DIV/0! | #DIV/0! | #DIV/0! | #DIV/0! | #DIV/0! | #DIV/0! | #DIV/0! | #DIV/0! | #DIV/0! | #DIV/0! | #DIV/0! | #DIV/0! | #DIV/0! | 7352 | 0 | 0 | 0 | 0 | 0
2 | 17 | 2019 | 48 | 7 | 0.1675 | 0 | #DIV/0! | #DIV/0! | #DIV/0! | #DIV/0! | #DIV/0! | #DIV/0! | #DIV/0! | #DIV/0! | #DIV/0! | #DIV/0! | #DIV/0! | #DIV/0! | #DIV/0! | #DIV/0! | #DIV/0! | #DIV/0! | #DIV/0! | #DIV/0! | #DIV/0! | #DIV/0! | 7353 | 0 | 0 | 0 | 0 | 0
2 | 18 | 2019 | 49 | 1 | 0.2 | 0 | #DIV/0! | #DIV/0! | #DIV/0! | #DIV/0! | #DIV/0! | #DIV/0! | #DIV/0! | #DIV/0! | #DIV/0! | #DIV/0! | #DIV/0! | #DIV/0! | #DIV/0! | #DIV/0! | #DIV/0! | #DIV/0! | #DIV/0! | #DIV/0! | #DIV/0! | #DIV/0! | 7354 | 0 | 0 | 0 | 0 | 0
2 | 19 | 2019 | 50 | 2 | 0.1875 | 0 | #DIV/0! | #DIV/0! | #DIV/0! | #DIV/0! | #DIV/0! | #DIV/0! | #DIV/0! | #DIV/0! | #DIV/0! | #DIV/0! | #DIV/0! | #DIV/0! | #DIV/0! | #DIV/0! | #DIV/0! | #DIV/0! | #DIV/0! | #DIV/0! | #DIV/0! | #DIV/0! | 7355 | 0 | 0 | 0 | 0 | 0
2 | 20 | 2019 | 51 | 3 | 0.6125 | 0 | #DIV/0! | #DIV/0! | #DIV/0! | #DIV/0! | #DIV/0! | #DIV/0! | #DIV/0! | #DIV/0! | #DIV/0! | #DIV/0! | #DIV/0! | #DIV/0! | #DIV/0! | #DIV/0! | #DIV/0! | #DIV/0! | #DIV/0! | #DIV/0! | #DIV/0! | #DIV/0! | 7356 | 0 | 0 | 0 | 0 | 0
2 | 21 | 2019 | 52 | 4 | 0.0025 | 0 | #DIV/0! | #DIV/0! | #DIV/0! | #DIV/0! | #DIV/0! | #DIV/0! | #DIV/0! | #DIV/0! | #DIV/0! | #DIV/0! | #DIV/0! | #DIV/0! | #DIV/0! | #DIV/0! | #DIV/0! | #DIV/0! | #DIV/0! | #DIV/0! | #DIV/0! | #DIV/0! | 7357 | 0 | 0 | 0 | 0 | 0
2 | 22 | 2019 | 53 | 5 | 0.27 | 0 | #DIV/0! | #DIV/0! | #DIV/0! | #DIV/0! | #DIV/0! | #DIV/0! | #DIV/0! | #DIV/0! | #DIV/0! | #DIV/0! | #DIV/0! | #DIV/0! | #DIV/0! | #DIV/0! | #DIV/0! | #DIV/0! | #DIV/0! | #DIV/0! | #DIV/0! | #DIV/0! | 7358 | 0 | 0 | 0 | 0 | 0
2 | 23 | 2019 | 54 | 6 | 0.12 | 0 | #DIV/0! | #DIV/0! | #DIV/0! | #DIV/0! | #DIV/0! | #DIV/0! | #DIV/0! | #DIV/0! | #DIV/0! | #DIV/0! | #DIV/0! | #DIV/0! | #DIV/0! | #DIV/0! | #DIV/0! | #DIV/0! | #DIV/0! | #DIV/0! | #DIV/0! | #DIV/0! | 7359 | 0 | 0 | 0 | 0 | 0
2 | 24 | 2019 | 55 | 7 | 0.48 | 0 | #DIV/0! | #DIV/0! | #DIV/0! | #DIV/0! | #DIV/0! | #DIV/0! | #DIV/0! | #DIV/0! | #DIV/0! | #DIV/0! | #DIV/0! | #DIV/0! | #DIV/0! | #DIV/0! | #DIV/0! | #DIV/0! | #DIV/0! | #DIV/0! | #DIV/0! | #DIV/0! | 7360 | 0 | 0 | 0 | 0 | 0
2 | 25 | 2019 | 56 | 1 | 0 | 0 | #DIV/0! | #DIV/0! | #DIV/0! | #DIV/0! | #DIV/0! | #DIV/0! | #DIV/0! | #DIV/0! | #DIV/0! | #DIV/0! | #DIV/0! | #DIV/0! | #DIV/0! | #DIV/0! | #DIV/0! | #DIV/0! | #DIV/0! | #DIV/0! | #DIV/0! | #DIV/0! | 7361 | 0 | 0 | 0 | 0 | 0
2 | 26 | 2019 | 57 | 2 | 0 | 0 | #DIV/0! | #DIV/0! | #DIV/0! | #DIV/0! | #DIV/0! | #DIV/0! | #DIV/0! | #DIV/0! | #DIV/0! | #DIV/0! | #DIV/0! | #DIV/0! | #DIV/0! | #DIV/0! | #DIV/0! | #DIV/0! | #DIV/0! | #DIV/0! | #DIV/0! | #DIV/0! | 7362 | 0 | 0 | 0 | 0 | 0
2 | 27 | 2019 | 58 | 3 | 0.0375 | 0 | #DIV/0! | #DIV/0! | #DIV/0! | #DIV/0! | #DIV/0! | #DIV/0! | #DIV/0! | #DIV/0! | #DIV/0! | #DIV/0! | #DIV/0! | #DIV/0! | #DIV/0! | #DIV/0! | #DIV/0! | #DIV/0! | #DIV/0! | #DIV/0! | #DIV/0! | #DIV/0! | 7363 | 0 | 0 | 0 | 0 | 0
2 | 28 | 2019 | 59 | 4 | 0.1575 | 0 | #DIV/0! | #DIV/0! | #DIV/0! | #DIV/0! | #DIV/0! | #DIV/0! | #DIV/0! | #DIV/0! | #DIV/0! | #DIV/0! | #DIV/0! | #DIV/0! | #DIV/0! | #DIV/0! | #DIV/0! | #DIV/0! | #DIV/0! | #DIV/0! | #DIV/0! | #DIV/0! | 7364 | 0 | 0 | 0 | 0 | 0
3 | 1 | 2019 | 60 | 5 | 0.515 | 0 | #DIV/0! | #DIV/0! | #DIV/0! | #DIV/0! | #DIV/0! | #DIV/0! | #DIV/0! | #DIV/0! | #DIV/0! | #DIV/0! | #DIV/0! | #DIV/0! | #DIV/0! | #DIV/0! | #DIV/0! | #DIV/0! | #DIV/0! | #DIV/0! | #DIV/0! | #DIV/0! | 7365 | 0 | 0 | 0 | 0 | 0
3 | 2 | 2019 | 61 | 6 | 0.1975 | 0 | #DIV/0! | #DIV/0! | #DIV/0! | #DIV/0! | #DIV/0! | #DIV/0! | #DIV/0! | #DIV/0! | #DIV/0! | #DIV/0! | #DIV/0! | #DIV/0! | #DIV/0! | #DIV/0! | #DIV/0! | #DIV/0! | #DIV/0! | #DIV/0! | #DIV/0! | #DIV/0! | 7366 | 0 | 0 | 0 | 0 | 0
3 | 3 | 2019 | 62 | 7 | 0.4625 | 0 | #DIV/0! | #DIV/0! | #DIV/0! | #DIV/0! | #DIV/0! | #DIV/0! | #DIV/0! | #DIV/0! | #DIV/0! | #DIV/0! | #DIV/0! | #DIV/0! | #DIV/0! | #DIV/0! | #DIV/0! | #DIV/0! | #DIV/0! | #DIV/0! | #DIV/0! | #DIV/0! | 7367 | 0 | 0 | 0 | 0 | 0
3 | 4 | 2019 | 63 | 1 | 0.005 | 0 | #DIV/0! | #DIV/0! | #DIV/0! | #DIV/0! | #DIV/0! | #DIV/0! | #DIV/0! | #DIV/0! | #DIV/0! | #DIV/0! | #DIV/0! | #DIV/0! | #DIV/0! | #DIV/0! | #DIV/0! | #DIV/0! | #DIV/0! | #DIV/0! | #DIV/0! | #DIV/0! | 7368 | 0 | 0 | 0 | 0 | 0
3 | 5 | 2019 | 64 | 2 | 0 | 0 | #DIV/0! | #DIV/0! | #DIV/0! | #DIV/0! | #DIV/0! | #DIV/0! | #DIV/0! | #DIV/0! | #DIV/0! | #DIV/0! | #DIV/0! | #DIV/0! | #DIV/0! | #DIV/0! | #DIV/0! | #DIV/0! | #DIV/0! | #DIV/0! | #DIV/0! | #DIV/0! | 7369 | 0 | 0 | 0 | 0 | 0
3 | 6 | 2019 | 65 | 3 | 0 | 0 | #DIV/0! | #DIV/0! | #DIV/0! | #DIV/0! | #DIV/0! | #DIV/0! | #DIV/0! | #DIV/0! | #DIV/0! | #DIV/0! | #DIV/0! | #DIV/0! | #DIV/0! | #DIV/0! | #DIV/0! | #DIV/0! | #DIV/0! | #DIV/0! | #DIV/0! | #DIV/0! | 7370 | 0 | 0 | 0 | 0 | 0
3 | 7 | 2019 | 66 | 4 | 0.055 | 0 | #DIV/0! | #DIV/0! | #DIV/0! | #DIV/0! | #DIV/0! | #DIV/0! | #DIV/0! | #DIV/0! | #DIV/0! | #DIV/0! | #DIV/0! | #DIV/0! | #DIV/0! | #DIV/0! | #DIV/0! | #DIV/0! | #DIV/0! | #DIV/0! | #DIV/0! | #DIV/0! | 7371 | 0 | 0 | 0 | 0 | 0
3 | 8 | 2019 | 67 | 5 | 0.24 | 0 | #DIV/0! | #DIV/0! | #DIV/0! | #DIV/0! | #DIV/0! | #DIV/0! | #DIV/0! | #DIV/0! | #DIV/0! | #DIV/0! | #DIV/0! | #DIV/0! | #DIV/0! | #DIV/0! | #DIV/0! | #DIV/0! | #DIV/0! | #DIV/0! | #DIV/0! | #DIV/0! | 7372 | 0 | 0 | 0 | 0 | 0
3 | 9 | 2019 | 68 | 6 | 0.0475 | 0 | #DIV/0! | #DIV/0! | #DIV/0! | #DIV/0! | #DIV/0! | #DIV/0! | #DIV/0! | #DIV/0! | #DIV/0! | #DIV/0! | #DIV/0! | #DIV/0! | #DIV/0! | #DIV/0! | #DIV/0! | #DIV/0! | #DIV/0! | #DIV/0! | #DIV/0! | #DIV/0! | 7373 | 0 | 0 | 0 | 0 | 0
3 | 10 | 2019 | 69 | 7 | 0.25 | 0 | #DIV/0! | #DIV/0! | #DIV/0! | #DIV/0! | #DIV/0! | #DIV/0! | #DIV/0! | #DIV/0! | #DIV/0! | #DIV/0! | #DIV/0! | #DIV/0! | #DIV/0! | #DIV/0! | #DIV/0! | #DIV/0! | #DIV/0! | #DIV/0! | #DIV/0! | #DIV/0! | 7374 | 0 | 0 | 0 | 0 | 0

## TS Monthly (hidden)
|  |  | Proposed Permanent Storage Capacity of Tank (gallons) | 500 | 1000 | 1500 | 2000 | 2500 | 3000 | 3500 | 4000 | 4500 | 5000 | 5500 | 6000 | 6500 | 7000 | 7500 | 8000 | 8500 | 9000 | 9500 | Roof area (sf) | 0 | DC rainfall entries
|  |  | Low water cutoff (gallons) | 25 | 50 | 75 | 100 | 125 | 150 | 175 | 200 | 225 | 250 | 275 | 300 | 325 | 350 | 375 | 400 | 425 | 450 | 475 | Days with demand | 0 | 1.2
FF diversion, 1.2" | 0.05 | 0.95 | Storage capacity below orifice/overflow (gallons) | 500 | 1000 | 1500 | 2000 | 2500 | 3000 | 3500 | 4000 | 4500 | 5000 | 5500 | 6000 | 6500 | 7000 | 7500 | 8000 | 8500 | 9000 | 9500 |  |  | 1.7
FF diversion, 3.2" | 0.1 | 0.9 | Precip data: 01/01/1998 - 12/31/2018 | [19 empty] | Tank size interval | 500 | 3.2
|  | Reference Month | Month \ Volume (gal) | 25 | 50 | 75 | 100 | 125 | 150 | 175 | 200 | 225 | 250 | 275 | 300 | 325 | 350 | 375 | 400 | 425 | 450 | 475
|  | 1 | January | #DIV/0! | #DIV/0! | #DIV/0! | #DIV/0! | #DIV/0! | #DIV/0! | #DIV/0! | #DIV/0! | #DIV/0! | #DIV/0! | #DIV/0! | #DIV/0! | #DIV/0! | #DIV/0! | #DIV/0! | #DIV/0! | #DIV/0! | #DIV/0! | #DIV/0!
|  | 2 | February | #DIV/0! | #DIV/0! | #DIV/0! | #DIV/0! | #DIV/0! | #DIV/0! | #DIV/0! | #DIV/0! | #DIV/0! | #DIV/0! | #DIV/0! | #DIV/0! | #DIV/0! | #DIV/0! | #DIV/0! | #DIV/0! | #DIV/0! | #DIV/0! | #DIV/0!
|  | 3 | March | #DIV/0! | #DIV/0! | #DIV/0! | #DIV/0! | #DIV/0! | #DIV/0! | #DIV/0! | #DIV/0! | #DIV/0! | #DIV/0! | #DIV/0! | #DIV/0! | #DIV/0! | #DIV/0! | #DIV/0! | #DIV/0! | #DIV/0! | #DIV/0! | #DIV/0!
|  | 4 | April | #DIV/0! | #DIV/0! | #DIV/0! | #DIV/0! | #DIV/0! | #DIV/0! | #DIV/0! | #DIV/0! | #DIV/0! | #DIV/0! | #DIV/0! | #DIV/0! | #DIV/0! | #DIV/0! | #DIV/0! | #DIV/0! | #DIV/0! | #DIV/0! | #DIV/0!
|  | 5 | May | #DIV/0! | #DIV/0! | #DIV/0! | #DIV/0! | #DIV/0! | #DIV/0! | #DIV/0! | #DIV/0! | #DIV/0! | #DIV/0! | #DIV/0! | #DIV/0! | #DIV/0! | #DIV/0! | #DIV/0! | #DIV/0! | #DIV/0! | #DIV/0! | #DIV/0!
|  | 6 | June | #DIV/0! | #DIV/0! | #DIV/0! | #DIV/0! | #DIV/0! | #DIV/0! | #DIV/0! | #DIV/0! | #DIV/0! | #DIV/0! | #DIV/0! | #DIV/0! | #DIV/0! | #DIV/0! | #DIV/0! | #DIV/0! | #DIV/0! | #DIV/0! | #DIV/0!
|  | 7 | July | #DIV/0! | #DIV/0! | #DIV/0! | #DIV/0! | #DIV/0! | #DIV/0! | #DIV/0! | #DIV/0! | #DIV/0! | #DIV/0! | #DIV/0! | #DIV/0! | #DIV/0! | #DIV/0! | #DIV/0! | #DIV/0! | #DIV/0! | #DIV/0! | #DIV/0!
|  | 8 | August | #DIV/0! | #DIV/0! | #DIV/0! | #DIV/0! | #DIV/0! | #DIV/0! | #DIV/0! | #DIV/0! | #DIV/0! | #DIV/0! | #DIV/0! | #DIV/0! | #DIV/0! | #DIV/0! | #DIV/0! | #DIV/0! | #DIV/0! | #DIV/0! | #DIV/0!
|  | 9 | September | #DIV/0! | #DIV/0! | #DIV/0! | #DIV/0! | #DIV/0! | #DIV/0! | #DIV/0! | #DIV/0! | #DIV/0! | #DIV/0! | #DIV/0! | #DIV/0! | #DIV/0! | #DIV/0! | #DIV/0! | #DIV/0! | #DIV/0! | #DIV/0! | #DIV/0!
|  | 10 | October | #DIV/0! | #DIV/0! | #DIV/0! | #DIV/0! | #DIV/0! | #DIV/0! | #DIV/0! | #DIV/0! | #DIV/0! | #DIV/0! | #DIV/0! | #DIV/0! | #DIV/0! | #DIV/0! | #DIV/0! | #DIV/0! | #DIV/0! | #DIV/0! | #DIV/0!
|  | 11 | November | #DIV/0! | #DIV/0! | #DIV/0! | #DIV/0! | #DIV/0! | #DIV/0! | #DIV/0! | #DIV/0! | #DIV/0! | #DIV/0! | #DIV/0! | #DIV/0! | #DIV/0! | #DIV/0! | #DIV/0! | #DIV/0! | #DIV/0! | #DIV/0! | #DIV/0!
|  | 12 | December | #DIV/0! | #DIV/0! | #DIV/0! | #DIV/0! | #DIV/0! | #DIV/0! | #DIV/0! | #DIV/0! | #DIV/0! | #DIV/0! | #DIV/0! | #DIV/0! | #DIV/0! | #DIV/0! | #DIV/0! | #DIV/0! | #DIV/0! | #DIV/0! | #DIV/0!

## P" storm (hidden)
[8 empty] | Permanent Storage (gallons) |  | 500 | 1000 | 1500 | 2000 | 2500 | 3000 | 3500 | 4000 | 4500 | 5000 | 5500 | 6000 | 6500 | 7000 | 7500 | 8000 | 8500 | 9000 | 9500 |  | 500 | 1000 | 1500 | 2000 | 2500 | 3000 | 3500 | 5000 | 6500 | 9000
[9 empty] | Low water cut off (gallons) | 25 | 50 | 75 | 100 | 125 | 150 | 175 | 200 | 225 | 250 | 275 | 300 | 325 | 350 | 375 | 400 | 425 | 450 | 475
|  |  |  | P" = 1.2", 1.7", 3.2" |  | NOTE: For Current Selection (not >0.1 as RFSA) | [22 empty] | overflow/event | #DIV/0! | #DIV/0! | #DIV/0! | #DIV/0! | #DIV/0! | #DIV/0! | #DIV/0! | #DIV/0! | #DIV/0! | #DIV/0!
|  |  |  | Called from cell B5 on Input sheet. |  |  |  | Retention Value |  | #DIV/0! | #DIV/0! | #DIV/0! | #DIV/0! | #DIV/0! | #DIV/0! | #DIV/0! | #DIV/0! | #DIV/0! | #DIV/0! | #DIV/0! | #DIV/0! | #DIV/0! | #DIV/0! | #DIV/0! | #DIV/0! | #DIV/0! | #DIV/0! | #DIV/0!
|  |  |  | Current value is set to: | 1.7 | total # of events > P" | 51 |  | median of all levels (gallons) | #DIV/0! | #DIV/0! | #DIV/0! | #DIV/0! | #DIV/0! | #DIV/0! | #DIV/0! | #DIV/0! | #DIV/0! | #DIV/0! | #DIV/0! | #DIV/0! | #DIV/0! | #DIV/0! | #DIV/0! | #DIV/0! | #DIV/0! | #DIV/0! | #DIV/0! |  | #DIV/0! | #DIV/0! | #DIV/0! | #DIV/0! | #DIV/0! | #DIV/0! | #DIV/0! | #DIV/0! | #DIV/0! | #DIV/0!
[6 empty] | total # of events <=P" (zero precip days not included) | 3465 |  | average of all levels (gallons) | #DIV/0! | #DIV/0! | #DIV/0! | #DIV/0! | #DIV/0! | #DIV/0! | #DIV/0! | #DIV/0! | #DIV/0! | #DIV/0! | #DIV/0! | #DIV/0! | #DIV/0! | #DIV/0! | #DIV/0! | #DIV/0! | #DIV/0! | #DIV/0! | #DIV/0!
|  |  |  | Was precipitation | Did any preciptation occur |  |  |  | empty volume (gallons) | #DIV/0! | #DIV/0! | #DIV/0! | #DIV/0! | #DIV/0! | #DIV/0! | #DIV/0! | #DIV/0! | #DIV/0! | #DIV/0! | #DIV/0! | #DIV/0! | #DIV/0! | #DIV/0! | #DIV/0! | #DIV/0! | #DIV/0! | #DIV/0! | #DIV/0!
|  |  |  | greater than P" ? | up to and including P"? | avg. number events < P per year | #DIV/0!
|  |  |  | yes = 1 | yes = 1 | total # events 1/1/1999-3/10/2019 | 3516 |  | overflow/event (gallons) | #DIV/0! | #DIV/0! | #DIV/0! | #DIV/0! | #DIV/0! | #DIV/0! | #DIV/0! | #DIV/0! | #DIV/0! | #DIV/0! | #DIV/0! | #DIV/0! | #DIV/0! | #DIV/0! | #DIV/0! | #DIV/0! | #DIV/0! | #DIV/0! | #DIV/0!
Month | Day | Year | Precipitaiton | no = 0 | No precipitation or precip >P" = 0 | (# events >P")/(total # events) | 1.451%
1 | 1 | 1999 | 0 | 0 | 0 |  |  |  |  | #DIV/0! | #DIV/0! | #DIV/0! | #DIV/0! | #DIV/0! | #DIV/0! | #DIV/0! | #DIV/0! | #DIV/0! | #DIV/0! | #DIV/0! | #DIV/0! | #DIV/0! | #DIV/0! | #DIV/0! | #DIV/0! | #DIV/0! | #DIV/0! | #DIV/0! |  | 500 | 1000 | 1500 | 2000 | 2500 | 3000 | 3500 | 5000 | 6500 | 9000
1 | 2 | 1999 | 0.026667 | 0 | 1
1 | 3 | 1999 | 1.3133 | 0 | 1 | For 1.2" |  | P" Storm | 0
1 | 4 | 1999 | 0 | 0 | 0 | total # of events > P" | 176
1 | 5 | 1999 | 0 | 0 | 0 | total # of events <=P" (zero precip days not included) | 3269
1 | 6 | 1999 | 0 | 0 | 0 | avg. number events < P per year | 108.5997
1 | 7 | 1999 | 0 | 0 | 0 | total # events 1/1/1999-3/10/2019 | 3445
1 | 8 | 1999 | 0.49333 | 0 | 1 | (# events >P")/(total # events) | 5.109% |  | #DIV/0!
1 | 9 | 1999 | 0.10667 | 0 | 1 |  |  |  | 0.060309
1 | 10 | 1999 | 0 | 0 | 0 | For 1.7" |  |  | 5685
1 | 11 | 1999 | 0 | 0 | 0 | total # of events > P" | 69 | 1.2" efficiency | 1
1 | 12 | 1999 | 0 | 0 | 0 | total # of events <=P" (zero precip days not included) | 3376 | 3.2" efficiency | 0.95
1 | 13 | 1999 | 0 | 0 | 0 | avg. number events < P per year | 112.1544 | 1.7" efficiency | 0.9875
1 | 14 | 1999 | 0.16667 | 0 | 1 | total # events 1/1/1999-3/10/2019 | 3445 | 1-effic (1.7") | 0.0125
1 | 15 | 1999 | 0.58333 | 0 | 1 | (# events >P")/(total # events) | 2.003%
1 | 16 | 1999 | 0 | 0 | 0
1 | 17 | 1999 | 0.0033333 | 0 | 1
1 | 18 | 1999 | 0.76 | 0 | 1 | For 3.2"
1 | 19 | 1999 | 0 | 0 | 0 | total # of events > P" | 7 | 0.62338
1 | 20 | 1999 | 0.03 | 0 | 1 | total # of events <=P" (zero precip days not included) | 3438
1 | 21 | 1999 | 0.31333 | 0 | 1 | avg. number events < P per year | 114.2141
1 | 22 | 1999 | 0.013333 | 0 | 1 | total # events 1998-2018 | 3445
1 | 23 | 1999 | 0.26 | 0 | 1 | (# events >P")/(total # events) | 0.2032%
1 | 24 | 1999 | 1.1 | 0 | 1
1 | 25 | 1999 | 0 | 0 | 0
1 | 26 | 1999 | 0 | 0 | 0
1 | 27 | 1999 | 0 | 0 | 0
1 | 28 | 1999 | 0 | 0 | 0
1 | 29 | 1999 | 0 | 0 | 0
1 | 30 | 1999 | 0 | 0 | 0
1 | 31 | 1999 | 0 | 0 | 0
2 | 1 | 1999 | 0.083333 | 0 | 1
2 | 2 | 1999 | 0.45 | 0 | 1
2 | 3 | 1999 | 0 | 0 | 0
2 | 4 | 1999 | 0.026667 | 0 | 1
2 | 5 | 1999 | 0 | 0 | 0
2 | 6 | 1999 | 0.023333 | 0 | 1
2 | 7 | 1999 | 0.026667 | 0 | 1
2 | 8 | 1999 | 0.0033333 | 0 | 1
2 | 9 | 1999 | 0 | 0 | 0
2 | 10 | 1999 | 0 | 0 | 0
2 | 11 | 1999 | 0 | 0 | 0
2 | 12 | 1999 | 0.45667 | 0 | 1
2 | 13 | 1999 | 0 | 0 | 0
2 | 14 | 1999 | 0 | 0 | 0
2 | 15 | 1999 | 0 | 0 | 0
2 | 16 | 1999 | 0 | 0 | 0
2 | 17 | 1999 | 0.19333 | 0 | 1
2 | 18 | 1999 | 0.65667 | 0 | 1
2 | 19 | 1999 | 0 | 0 | 0
2 | 20 | 1999 | 0 | 0 | 0
2 | 21 | 1999 | 0 | 0 | 0
2 | 22 | 1999 | 0 | 0 | 0
2 | 23 | 1999 | 0.0033333 | 0 | 1
2 | 24 | 1999 | 0.013333 | 0 | 1
2 | 25 | 1999 | 0.013333 | 0 | 1
2 | 26 | 1999 | 0 | 0 | 0
2 | 27 | 1999 | 0.02 | 0 | 1
2 | 28 | 1999 | 0.63333 | 0 | 1
3 | 1 | 1999 | 0 | 0 | 0
3 | 2 | 1999 | 0 | 0 | 0
3 | 3 | 1999 | 0.41333 | 0 | 1
3 | 4 | 1999 | 0.06 | 0 | 1
3 | 5 | 1999 | 0 | 0 | 0
3 | 6 | 1999 | 0.23333 | 0 | 1
3 | 7 | 1999 | 0 | 0 | 0
3 | 8 | 1999 | 0 | 0 | 0
3 | 9 | 1999 | 0.64 | 0 | 1
3 | 10 | 1999 | 0.013333 | 0 | 1
3 | 11 | 1999 | 0 | 0 | 0
3 | 12 | 1999 | 0 | 0 | 0
3 | 13 | 1999 | 0 | 0 | 0
3 | 14 | 1999 | 0.99667 | 0 | 1
3 | 15 | 1999 | 0.15333 | 0 | 1
3 | 16 | 1999 | 0 | 0 | 0
3 | 17 | 1999 | 0 | 0 | 0
3 | 18 | 1999 | 0 | 0 | 0
3 | 19 | 1999 | 0 | 0 | 0
3 | 20 | 1999 | 0 | 0 | 0
3 | 21 | 1999 | 0.98667 | 0 | 1
3 | 22 | 1999 | 0.0066667 | 0 | 1
3 | 23 | 1999 | 0.0066667 | 0 | 1
3 | 24 | 1999 | 0.026667 | 0 | 1
3 | 25 | 1999 | 0 | 0 | 0
3 | 26 | 1999 | 0 | 0 | 0
3 | 27 | 1999 | 0 | 0 | 0
3 | 28 | 1999 | 0.053333 | 0 | 1
3 | 29 | 1999 | 0 | 0 | 0
3 | 30 | 1999 | 0 | 0 | 0
3 | 31 | 1999 | 0 | 0 | 0
4 | 1 | 1999 | 0.34667 | 0 | 1
4 | 2 | 1999 | 0 | 0 | 0
4 | 3 | 1999 | 0 | 0 | 0
4 | 4 | 1999 | 0.48 | 0 | 1
4 | 5 | 1999 | 0.063333 | 0 | 1
4 | 6 | 1999 | 0 | 0 | 0
4 | 7 | 1999 | 0 | 0 | 0
4 | 8 | 1999 | 0 | 0 | 0
4 | 9 | 1999 | 0.45333 | 0 | 1
4 | 10 | 1999 | 0.0033333 | 0 | 1
4 | 11 | 1999 | 0.40333 | 0 | 1
4 | 12 | 1999 | 0 | 0 | 0
4 | 13 | 1999 | 0 | 0 | 0
4 | 14 | 1999 | 0 | 0 | 0
4 | 15 | 1999 | 0.14667 | 0 | 1
4 | 16 | 1999 | 0.0033333 | 0 | 1
4 | 17 | 1999 | 0 | 0 | 0
4 | 18 | 1999 | 0 | 0 | 0
4 | 19 | 1999 | 0 | 0 | 0
4 | 20 | 1999 | 0.016667 | 0 | 1
4 | 21 | 1999 | 0.17333 | 0 | 1
4 | 22 | 1999 | 0.026667 | 0 | 1
4 | 23 | 1999 | 0.23 | 0 | 1
4 | 24 | 1999 | 0 | 0 | 0
4 | 25 | 1999 | 0 | 0 | 0
4 | 26 | 1999 | 0 | 0 | 0
4 | 27 | 1999 | 0 | 0 | 0
4 | 28 | 1999 | 0 | 0 | 0
4 | 29 | 1999 | 0 | 0 | 0
4 | 30 | 1999 | 0 | 0 | 0
5 | 1 | 1999 | 0 | 0 | 0
5 | 2 | 1999 | 0 | 0 | 0
5 | 3 | 1999 | 0.013333 | 0 | 1
5 | 4 | 1999 | 0 | 0 | 0
5 | 5 | 1999 | 0 | 0 | 0
5 | 6 | 1999 | 0 | 0 | 0
5 | 7 | 1999 | 0.24333 | 0 | 1
5 | 8 | 1999 | 0.18333 | 0 | 1
5 | 9 | 1999 | 0 | 0 | 0
5 | 10 | 1999 | 0 | 0 | 0
5 | 11 | 1999 | 0 | 0 | 0
5 | 12 | 1999 | 0 | 0 | 0
5 | 13 | 1999 | 0 | 0 | 0
5 | 14 | 1999 | 0 | 0 | 0
5 | 15 | 1999 | 0 | 0 | 0
5 | 16 | 1999 | 0 | 0 | 0
5 | 17 | 1999 | 0 | 0 | 0
5 | 18 | 1999 | 0 | 0 | 0
5 | 19 | 1999 | 0 | 0 | 0
5 | 20 | 1999 | 0 | 0 | 0
5 | 21 | 1999 | 0 | 0 | 0
5 | 22 | 1999 | 0.51333 | 0 | 1
5 | 23 | 1999 | 0.15333 | 0 | 1
5 | 24 | 1999 | 0.63667 | 0 | 1
5 | 25 | 1999 | 0 | 0 | 0
5 | 26 | 1999 | 0 | 0 | 0
5 | 27 | 1999 | 0 | 0 | 0
5 | 28 | 1999 | 0 | 0 | 0
5 | 29 | 1999 | 0 | 0 | 0
5 | 30 | 1999 | 0 | 0 | 0
5 | 31 | 1999 | 0 | 0 | 0
6 | 1 | 1999 | 0 | 0 | 0
6 | 2 | 1999 | 0 | 0 | 0
6 | 3 | 1999 | 0 | 0 | 0
6 | 4 | 1999 | 0 | 0 | 0
6 | 5 | 1999 | 0 | 0 | 0
6 | 6 | 1999 | 0 | 0 | 0
6 | 7 | 1999 | 0 | 0 | 0
6 | 8 | 1999 | 0 | 0 | 0
6 | 9 | 1999 | 0 | 0 | 0
6 | 10 | 1999 | 0.013333 | 0 | 1
6 | 11 | 1999 | 0 | 0 | 0
6 | 12 | 1999 | 0 | 0 | 0
6 | 13 | 1999 | 0.48333 | 0 | 1
6 | 14 | 1999 | 0.59667 | 0 | 1
6 | 15 | 1999 | 0 | 0 | 0
6 | 16 | 1999 | 0.023333 | 0 | 1
6 | 17 | 1999 | 0.21333 | 0 | 1
6 | 18 | 1999 | 0 | 0 | 0
6 | 19 | 1999 | 0 | 0 | 0
6 | 20 | 1999 | 0.71333 | 0 | 1
6 | 21 | 1999 | 0.043333 | 0 | 1
6 | 22 | 1999 | 0 | 0 | 0
6 | 23 | 1999 | 0 | 0 | 0
6 | 24 | 1999 | 0 | 0 | 0
6 | 25 | 1999 | 0 | 0 | 0
6 | 26 | 1999 | 0 | 0 | 0
6 | 27 | 1999 | 0 | 0 | 0
6 | 28 | 1999 | 0.23 | 0 | 1
6 | 29 | 1999 | 0.11667 | 0 | 1
6 | 30 | 1999 | 0 | 0 | 0
7 | 1 | 1999 | 0.33333 | 0 | 1
7 | 2 | 1999 | 0.063333 | 0 | 1
7 | 3 | 1999 | 0 | 0 | 0
7 | 4 | 1999 | 0 | 0 | 0
7 | 5 | 1999 | 0 | 0 | 0
7 | 6 | 1999 | 0.053333 | 0 | 1
7 | 7 | 1999 | 0.07 | 0 | 1
7 | 8 | 1999 | 0 | 0 | 0
7 | 9 | 1999 | 0 | 0 | 0
7 | 10 | 1999 | 0.02 | 0 | 1
7 | 11 | 1999 | 0 | 0 | 0
7 | 12 | 1999 | 0.2 | 0 | 1
7 | 13 | 1999 | 0.0033333 | 0 | 1
7 | 14 | 1999 | 0 | 0 | 0
7 | 15 | 1999 | 0 | 0 | 0
7 | 16 | 1999 | 0 | 0 | 0
7 | 17 | 1999 | 0 | 0 | 0
7 | 18 | 1999 | 0.05 | 0 | 1
7 | 19 | 1999 | 0.0033333 | 0 | 1
7 | 20 | 1999 | 0.06 | 0 | 1
7 | 21 | 1999 | 0.02 | 0 | 1
7 | 22 | 1999 | 0.47 | 0 | 1
7 | 23 | 1999 | 0 | 0 | 0
7 | 24 | 1999 | 0.17667 | 0 | 1
7 | 25 | 1999 | 0.17 | 0 | 1
7 | 26 | 1999 | 0 | 0 | 0
7 | 27 | 1999 | 0 | 0 | 0
7 | 28 | 1999 | 0.086667 | 0 | 1
7 | 29 | 1999 | 0.0066667 | 0 | 1
7 | 30 | 1999 | 0.09 | 0 | 1
7 | 31 | 1999 | 0 | 0 | 0
8 | 1 | 1999 | 0.0033333 | 0 | 1
8 | 2 | 1999 | 0 | 0 | 0
8 | 3 | 1999 | 0 | 0 | 0
8 | 4 | 1999 | 0 | 0 | 0
8 | 5 | 1999 | 0 | 0 | 0
8 | 6 | 1999 | 0 | 0 | 0
8 | 7 | 1999 | 0 | 0 | 0
8 | 8 | 1999 | 0.046667 | 0 | 1
8 | 9 | 1999 | 0 | 0 | 0
8 | 10 | 1999 | 0 | 0 | 0
8 | 11 | 1999 | 0 | 0 | 0
8 | 12 | 1999 | 0 | 0 | 0
8 | 13 | 1999 | 0.11333 | 0 | 1
8 | 14 | 1999 | 0.46667 | 0 | 1
8 | 15 | 1999 | 0 | 0 | 0
8 | 16 | 1999 | 0 | 0 | 0
8 | 17 | 1999 | 0 | 0 | 0
8 | 18 | 1999 | 0 | 0 | 0
8 | 19 | 1999 | 0.02 | 0 | 1
8 | 20 | 1999 | 0.38667 | 0 | 1
8 | 21 | 1999 | 0.033333 | 0 | 1
8 | 22 | 1999 | 0 | 0 | 0
8 | 23 | 1999 | 0.033333 | 0 | 1
8 | 24 | 1999 | 0.79667 | 0 | 1
8 | 25 | 1999 | 1.9633 | 1 | 0
8 | 26 | 1999 | 1.5367 | 0 | 1
8 | 27 | 1999 | 0.13 | 0 | 1
8 | 28 | 1999 | 0 | 0 | 0
8 | 29 | 1999 | 0 | 0 | 0
8 | 30 | 1999 | 0 | 0 | 0
8 | 31 | 1999 | 0 | 0 | 0
9 | 1 | 1999 | 0 | 0 | 0
9 | 2 | 1999 | 0 | 0 | 0
9 | 3 | 1999 | 0 | 0 | 0
9 | 4 | 1999 | 0.84333 | 0 | 1
9 | 5 | 1999 | 0.88 | 0 | 1
9 | 6 | 1999 | 0.48667 | 0 | 1
9 | 7 | 1999 | 0.03 | 0 | 1
9 | 8 | 1999 | 0.076667 | 0 | 1
9 | 9 | 1999 | 0.82333 | 0 | 1
9 | 10 | 1999 | 0.04 | 0 | 1
9 | 11 | 1999 | 0 | 0 | 0
9 | 12 | 1999 | 0 | 0 | 0
9 | 13 | 1999 | 0 | 0 | 0
9 | 14 | 1999 | 0 | 0 | 0
9 | 15 | 1999 | 0.67 | 0 | 1
9 | 16 | 1999 | 3.58 | 1 | 0
9 | 17 | 1999 | 0 | 0 | 0
9 | 18 | 1999 | 0 | 0 | 0
9 | 19 | 1999 | 0 | 0 | 0
9 | 20 | 1999 | 0.10333 | 0 | 1
9 | 21 | 1999 | 1.1133 | 0 | 1
9 | 22 | 1999 | 0.073333 | 0 | 1
9 | 23 | 1999 | 0 | 0 | 0
9 | 24 | 1999 | 0 | 0 | 0
9 | 25 | 1999 | 0 | 0 | 0
9 | 26 | 1999 | 0 | 0 | 0
9 | 27 | 1999 | 0.096667 | 0 | 1
9 | 28 | 1999 | 0.10333 | 0 | 1
9 | 29 | 1999 | 0.73667 | 0 | 1
9 | 30 | 1999 | 0.70667 | 0 | 1
10 | 1 | 1999 | 0 | 0 | 0
10 | 2 | 1999 | 0 | 0 | 0
10 | 3 | 1999 | 0 | 0 | 0
10 | 4 | 1999 | 0.68 | 0 | 1
10 | 5 | 1999 | 0 | 0 | 0
10 | 6 | 1999 | 0 | 0 | 0
10 | 7 | 1999 | 0 | 0 | 0
10 | 8 | 1999 | 0 | 0 | 0
10 | 9 | 1999 | 0.043333 | 0 | 1
10 | 10 | 1999 | 0.74667 | 0 | 1
10 | 11 | 1999 | 0.0033333 | 0 | 1
10 | 12 | 1999 | 0 | 0 | 0
10 | 13 | 1999 | 0.046667 | 0 | 1
10 | 14 | 1999 | 0 | 0 | 0
10 | 15 | 1999 | 0 | 0 | 0
10 | 16 | 1999 | 0 | 0 | 0
10 | 17 | 1999 | 0.17333 | 0 | 1
10 | 18 | 1999 | 0 | 0 | 0
10 | 19 | 1999 | 0.0066667 | 0 | 1
10 | 20 | 1999 | 0.50667 | 0 | 1
10 | 21 | 1999 | 0 | 0 | 0
10 | 22 | 1999 | 0.18667 | 0 | 1
10 | 23 | 1999 | 0.0033333 | 0 | 1
10 | 24 | 1999 | 0 | 0 | 0
10 | 25 | 1999 | 0 | 0 | 0
10 | 26 | 1999 | 0 | 0 | 0
10 | 27 | 1999 | 0 | 0 | 0
10 | 28 | 1999 | 0 | 0 | 0
10 | 29 | 1999 | 0 | 0 | 0
10 | 30 | 1999 | 0 | 0 | 0
10 | 31 | 1999 | 0 | 0 | 0
11 | 1 | 1999 | 0 | 0 | 0
11 | 2 | 1999 | 0.55 | 0 | 1
11 | 3 | 1999 | 0 | 0 | 0
11 | 4 | 1999 | 0 | 0 | 0
11 | 5 | 1999 | 0 | 0 | 0
11 | 6 | 1999 | 0 | 0 | 0
11 | 7 | 1999 | 0 | 0 | 0
11 | 8 | 1999 | 0 | 0 | 0
11 | 9 | 1999 | 0 | 0 | 0
11 | 10 | 1999 | 0 | 0 | 0
11 | 11 | 1999 | 0 | 0 | 0
11 | 12 | 1999 | 0 | 0 | 0
11 | 13 | 1999 | 0 | 0 | 0
11 | 14 | 1999 | 0 | 0 | 0
11 | 15 | 1999 | 0 | 0 | 0
11 | 16 | 1999 | 0 | 0 | 0
11 | 17 | 1999 | 0 | 0 | 0
11 | 18 | 1999 | 0 | 0 | 0
11 | 19 | 1999 | 0 | 0 | 0
11 | 20 | 1999 | 0 | 0 | 0
11 | 21 | 1999 | 0 | 0 | 0
11 | 22 | 1999 | 0 | 0 | 0
11 | 23 | 1999 | 0.023333 | 0 | 1
11 | 24 | 1999 | 0 | 0 | 0
11 | 25 | 1999 | 0.05 | 0 | 1
11 | 26 | 1999 | 1.17 | 0 | 1
11 | 27 | 1999 | 0.036667 | 0 | 1
11 | 28 | 1999 | 0 | 0 | 0
11 | 29 | 1999 | 0 | 0 | 0
11 | 30 | 1999 | 0 | 0 | 0
12 | 1 | 1999 | 0 | 0 | 0
12 | 2 | 1999 | 0 | 0 | 0
12 | 3 | 1999 | 0 | 0 | 0
12 | 4 | 1999 | 0 | 0 | 0
12 | 5 | 1999 | 0 | 0 | 0
12 | 6 | 1999 | 0.53333 | 0 | 1
12 | 7 | 1999 | 0 | 0 | 0
12 | 8 | 1999 | 0 | 0 | 0
12 | 9 | 1999 | 0 | 0 | 0
12 | 10 | 1999 | 0.48 | 0 | 1
12 | 11 | 1999 | 0 | 0 | 0
12 | 12 | 1999 | 0 | 0 | 0
12 | 13 | 1999 | 0.44 | 0 | 1
12 | 14 | 1999 | 1.0033 | 0 | 1
12 | 15 | 1999 | 0 | 0 | 0
12 | 16 | 1999 | 0 | 0 | 0
12 | 17 | 1999 | 0 | 0 | 0
12 | 18 | 1999 | 0 | 0 | 0
12 | 19 | 1999 | 0 | 0 | 0
12 | 20 | 1999 | 0.2 | 0 | 1
12 | 21 | 1999 | 0.02 | 0 | 1
12 | 22 | 1999 | 0.03 | 0 | 1
12 | 23 | 1999 | 0 | 0 | 0
12 | 24 | 1999 | 0 | 0 | 0
12 | 25 | 1999 | 0 | 0 | 0
12 | 26 | 1999 | 0 | 0 | 0
12 | 27 | 1999 | 0 | 0 | 0
12 | 28 | 1999 | 0 | 0 | 0
12 | 29 | 1999 | 0 | 0 | 0
12 | 30 | 1999 | 0 | 0 | 0
12 | 31 | 1999 | 0 | 0 | 0
1 | 1 | 2000 | 0 | 0 | 0
1 | 2 | 2000 | 0 | 0 | 0
1 | 3 | 2000 | 0 | 0 | 0
1 | 4 | 2000 | 0.91333 | 0 | 1
1 | 5 | 2000 | 0 | 0 | 0
1 | 6 | 2000 | 0 | 0 | 0
1 | 7 | 2000 | 0 | 0 | 0
1 | 8 | 2000 | 0 | 0 | 0
1 | 9 | 2000 | 0.0033333 | 0 | 1
1 | 10 | 2000 | 0.51667 | 0 | 1
1 | 11 | 2000 | 0.013333 | 0 | 1
1 | 12 | 2000 | 0 | 0 | 0
1 | 13 | 2000 | 0 | 0 | 0
1 | 14 | 2000 | 0 | 0 | 0
1 | 15 | 2000 | 0 | 0 | 0
1 | 16 | 2000 | 0 | 0 | 0
1 | 17 | 2000 | 0 | 0 | 0
1 | 18 | 2000 | 0 | 0 | 0
1 | 19 | 2000 | 0 | 0 | 0
1 | 20 | 2000 | 0.24 | 0 | 1
1 | 21 | 2000 | 0 | 0 | 0
1 | 22 | 2000 | 0 | 0 | 0
1 | 23 | 2000 | 0 | 0 | 0
1 | 24 | 2000 | 0 | 0 | 0
1 | 25 | 2000 | 0.91 | 0 | 1
1 | 26 | 2000 | 0 | 0 | 0
1 | 27 | 2000 | 0 | 0 | 0
1 | 28 | 2000 | 0 | 0 | 0
1 | 29 | 2000 | 0 | 0 | 0
1 | 30 | 2000 | 0.67 | 0 | 1
1 | 31 | 2000 | 0 | 0 | 0
2 | 1 | 2000 | 0 | 0 | 0
2 | 2 | 2000 | 0 | 0 | 0
2 | 3 | 2000 | 0 | 0 | 0
2 | 4 | 2000 | 0.023333 | 0 | 1
2 | 5 | 2000 | 0 | 0 | 0
2 | 6 | 2000 | 0 | 0 | 0
2 | 7 | 2000 | 0 | 0 | 0
2 | 8 | 2000 | 0 | 0 | 0
2 | 9 | 2000 | 0 | 0 | 0
2 | 10 | 2000 | 0 | 0 | 0
2 | 11 | 2000 | 0.0066667 | 0 | 1
2 | 12 | 2000 | 0 | 0 | 0
2 | 13 | 2000 | 0.036667 | 0 | 1
2 | 14 | 2000 | 0.19 | 0 | 1
2 | 15 | 2000 | 0 | 0 | 0
2 | 16 | 2000 | 0.0033333 | 0 | 1
2 | 17 | 2000 | 0 | 0 | 0
2 | 18 | 2000 | 0.75333 | 0 | 1
2 | 19 | 2000 | 0.22 | 0 | 1
2 | 20 | 2000 | 0 | 0 | 0
2 | 21 | 2000 | 0 | 0 | 0
2 | 22 | 2000 | 0 | 0 | 0
2 | 23 | 2000 | 0 | 0 | 0
2 | 24 | 2000 | 0 | 0 | 0
2 | 25 | 2000 | 0 | 0 | 0
2 | 26 | 2000 | 0 | 0 | 0
2 | 27 | 2000 | 0.62 | 0 | 1
2 | 28 | 2000 | 0.14333 | 0 | 1
2 | 29 | 2000 | 0 | 0 | 0
3 | 1 | 2000 | 0.0066667 | 0 | 1
3 | 2 | 2000 | 0 | 0 | 0
3 | 3 | 2000 | 0 | 0 | 0
3 | 4 | 2000 | 0 | 0 | 0
3 | 5 | 2000 | 0 | 0 | 0
3 | 6 | 2000 | 0 | 0 | 0
3 | 7 | 2000 | 0 | 0 | 0
3 | 8 | 2000 | 0 | 0 | 0
3 | 9 | 2000 | 0 | 0 | 0
3 | 10 | 2000 | 0 | 0 | 0
3 | 11 | 2000 | 0.24 | 0 | 1
3 | 12 | 2000 | 0.13 | 0 | 1
3 | 13 | 2000 | 0 | 0 | 0
3 | 14 | 2000 | 0 | 0 | 0
3 | 15 | 2000 | 0 | 0 | 0
3 | 16 | 2000 | 0.35667 | 0 | 1
3 | 17 | 2000 | 0.10333 | 0 | 1
3 | 18 | 2000 | 0 | 0 | 0
3 | 19 | 2000 | 0 | 0 | 0
3 | 20 | 2000 | 0.036667 | 0 | 1
3 | 21 | 2000 | 1.6267 | 0 | 1
3 | 22 | 2000 | 0.25333 | 0 | 1
3 | 23 | 2000 | 0 | 0 | 0
3 | 24 | 2000 | 0 | 0 | 0
3 | 25 | 2000 | 0.22 | 0 | 1
3 | 26 | 2000 | 0 | 0 | 0
3 | 27 | 2000 | 0.78667 | 0 | 1
3 | 28 | 2000 | 0.13333 | 0 | 1
3 | 29 | 2000 | 0 | 0 | 0
3 | 30 | 2000 | 0 | 0 | 0
3 | 31 | 2000 | 0 | 0 | 0
4 | 1 | 2000 | 0 | 0 | 0
4 | 2 | 2000 | 0.046667 | 0 | 1
4 | 3 | 2000 | 0.16333 | 0 | 1
4 | 4 | 2000 | 0.25333 | 0 | 1
4 | 5 | 2000 | 0 | 0 | 0
4 | 6 | 2000 | 0 | 0 | 0
4 | 7 | 2000 | 0 | 0 | 0
4 | 8 | 2000 | 0.96 | 0 | 1
4 | 9 | 2000 | 0.056667 | 0 | 1
4 | 10 | 2000 | 0 | 0 | 0
4 | 11 | 2000 | 0.03 | 0 | 1
4 | 12 | 2000 | 0.01 | 0 | 1
4 | 13 | 2000 | 0 | 0 | 0
4 | 14 | 2000 | 0 | 0 | 0
4 | 15 | 2000 | 0.14 | 0 | 1
4 | 16 | 2000 | 0.026667 | 0 | 1
4 | 17 | 2000 | 1.4633 | 0 | 1
4 | 18 | 2000 | 0.36667 | 0 | 1
4 | 19 | 2000 | 0 | 0 | 0
4 | 20 | 2000 | 0 | 0 | 0
4 | 21 | 2000 | 0.68 | 0 | 1
4 | 22 | 2000 | 0.02 | 0 | 1
4 | 23 | 2000 | 0 | 0 | 0
4 | 24 | 2000 | 0 | 0 | 0
4 | 25 | 2000 | 0.62 | 0 | 1
4 | 26 | 2000 | 0 | 0 | 0
4 | 27 | 2000 | 0.013333 | 0 | 1
4 | 28 | 2000 | 0 | 0 | 0
4 | 29 | 2000 | 0 | 0 | 0
4 | 30 | 2000 | 0 | 0 | 0
5 | 1 | 2000 | 0 | 0 | 0
5 | 2 | 2000 | 0.036667 | 0 | 1
5 | 3 | 2000 | 0 | 0 | 0
5 | 4 | 2000 | 0 | 0 | 0
5 | 5 | 2000 | 0 | 0 | 0
5 | 6 | 2000 | 0 | 0 | 0
5 | 7 | 2000 | 0 | 0 | 0
5 | 8 | 2000 | 0.0033333 | 0 | 1
5 | 9 | 2000 | 0 | 0 | 0
5 | 10 | 2000 | 0.39667 | 0 | 1
5 | 11 | 2000 | 0 | 0 | 0
5 | 12 | 2000 | 0 | 0 | 0
5 | 13 | 2000 | 0.43667 | 0 | 1
5 | 14 | 2000 | 0 | 0 | 0
5 | 15 | 2000 | 0 | 0 | 0
5 | 16 | 2000 | 0 | 0 | 0
5 | 17 | 2000 | 0.01 | 0 | 1
5 | 18 | 2000 | 0 | 0 | 0
5 | 19 | 2000 | 0.34 | 0 | 1
5 | 20 | 2000 | 0.02 | 0 | 1
5 | 21 | 2000 | 0.18667 | 0 | 1
5 | 22 | 2000 | 0.73667 | 0 | 1
5 | 23 | 2000 | 0.03 | 0 | 1
5 | 24 | 2000 | 0.15667 | 0 | 1
5 | 25 | 2000 | 0 | 0 | 0
5 | 26 | 2000 | 0 | 0 | 0
5 | 27 | 2000 | 0.12333 | 0 | 1
5 | 28 | 2000 | 0.34667 | 0 | 1
5 | 29 | 2000 | 0 | 0 | 0
5 | 30 | 2000 | 0 | 0 | 0
5 | 31 | 2000 | 0 | 0 | 0
6 | 1 | 2000 | 0 | 0 | 0
6 | 2 | 2000 | 0.40667 | 0 | 1
6 | 3 | 2000 | 0 | 0 | 0
6 | 4 | 2000 | 0 | 0 | 0
6 | 5 | 2000 | 0.07 | 0 | 1
6 | 6 | 2000 | 0.37667 | 0 | 1
6 | 7 | 2000 | 0 | 0 | 0
6 | 8 | 2000 | 0 | 0 | 0
6 | 9 | 2000 | 0 | 0 | 0
6 | 10 | 2000 | 0 | 0 | 0
6 | 11 | 2000 | 0 | 0 | 0
6 | 12 | 2000 | 0.13333 | 0 | 1
6 | 13 | 2000 | 0.09 | 0 | 1
6 | 14 | 2000 | 0.023333 | 0 | 1
6 | 15 | 2000 | 0.75 | 0 | 1
6 | 16 | 2000 | 0 | 0 | 0
6 | 17 | 2000 | 0.45667 | 0 | 1
6 | 18 | 2000 | 0.6 | 0 | 1
6 | 19 | 2000 | 0.013333 | 0 | 1
6 | 20 | 2000 | 0 | 0 | 0
6 | 21 | 2000 | 0.68 | 0 | 1
6 | 22 | 2000 | 0.066667 | 0 | 1
6 | 23 | 2000 | 0 | 0 | 0
6 | 24 | 2000 | 0 | 0 | 0
6 | 25 | 2000 | 0.33667 | 0 | 1
6 | 26 | 2000 | 0.37333 | 0 | 1
6 | 27 | 2000 | 0.26333 | 0 | 1
6 | 28 | 2000 | 0.10667 | 0 | 1
6 | 29 | 2000 | 0.083333 | 0 | 1
6 | 30 | 2000 | 0 | 0 | 0
7 | 1 | 2000 | 0 | 0 | 0
7 | 2 | 2000 | 0 | 0 | 0
7 | 3 | 2000 | 0.50667 | 0 | 1
7 | 4 | 2000 | 0.023333 | 0 | 1
7 | 5 | 2000 | 0 | 0 | 0
7 | 6 | 2000 | 0 | 0 | 0
7 | 7 | 2000 | 0.0033333 | 0 | 1
7 | 8 | 2000 | 0 | 0 | 0
7 | 9 | 2000 | 0 | 0 | 0
7 | 10 | 2000 | 0.09 | 0 | 1
7 | 11 | 2000 | 0 | 0 | 0
7 | 12 | 2000 | 0 | 0 | 0
7 | 13 | 2000 | 0.05 | 0 | 1
7 | 14 | 2000 | 1.04 | 0 | 1
7 | 15 | 2000 | 0.11 | 0 | 1
7 | 16 | 2000 | 0.16667 | 0 | 1
7 | 17 | 2000 | 0.0033333 | 0 | 1
7 | 18 | 2000 | 0 | 0 | 0
7 | 19 | 2000 | 0.58333 | 0 | 1
7 | 20 | 2000 | 0.033333 | 0 | 1
7 | 21 | 2000 | 0.033333 | 0 | 1
7 | 22 | 2000 | 0.01 | 0 | 1
7 | 23 | 2000 | 0 | 0 | 0
7 | 24 | 2000 | 0.24333 | 0 | 1
7 | 25 | 2000 | 0 | 0 | 0
7 | 26 | 2000 | 0.86333 | 0 | 1
7 | 27 | 2000 | 0.02 | 0 | 1
7 | 28 | 2000 | 0.98333 | 0 | 1
7 | 29 | 2000 | 0 | 0 | 0
7 | 30 | 2000 | 0.31333 | 0 | 1
7 | 31 | 2000 | 0.066667 | 0 | 1
8 | 1 | 2000 | 0.38333 | 0 | 1
8 | 2 | 2000 | 0.01 | 0 | 1
8 | 3 | 2000 | 0.18333 | 0 | 1
8 | 4 | 2000 | 0.19333 | 0 | 1
8 | 5 | 2000 | 0 | 0 | 0
8 | 6 | 2000 | 0.70667 | 0 | 1
8 | 7 | 2000 | 1.0667 | 0 | 1
8 | 8 | 2000 | 0 | 0 | 0
8 | 9 | 2000 | 0.19667 | 0 | 1
8 | 10 | 2000 | 0.0033333 | 0 | 1
8 | 11 | 2000 | 0 | 0 | 0
8 | 12 | 2000 | 0 | 0 | 0
8 | 13 | 2000 | 0.07 | 0 | 1
8 | 14 | 2000 | 0.04 | 0 | 1
8 | 15 | 2000 | 0.0066667 | 0 | 1
8 | 16 | 2000 | 0 | 0 | 0
8 | 17 | 2000 | 0 | 0 | 0
8 | 18 | 2000 | 0.17333 | 0 | 1
8 | 19 | 2000 | 0 | 0 | 0
8 | 20 | 2000 | 0.0033333 | 0 | 1
8 | 21 | 2000 | 0 | 0 | 0
8 | 22 | 2000 | 0 | 0 | 0
8 | 23 | 2000 | 0 | 0 | 0
8 | 24 | 2000 | 0.0033333 | 0 | 1
8 | 25 | 2000 | 0.0033333 | 0 | 1
8 | 26 | 2000 | 0 | 0 | 0
8 | 27 | 2000 | 0.34667 | 0 | 1
8 | 28 | 2000 | 0.013333 | 0 | 1
8 | 29 | 2000 | 0.31667 | 0 | 1
8 | 30 | 2000 | 0.12 | 0 | 1
8 | 31 | 2000 | 0.45 | 0 | 1
9 | 1 | 2000 | 0.076667 | 0 | 1
9 | 2 | 2000 | 1.1633 | 0 | 1
9 | 3 | 2000 | 0.19333 | 0 | 1
9 | 4 | 2000 | 0.06 | 0 | 1
9 | 5 | 2000 | 0 | 0 | 0
9 | 6 | 2000 | 0 | 0 | 0
9 | 7 | 2000 | 0 | 0 | 0
9 | 8 | 2000 | 0 | 0 | 0
9 | 9 | 2000 | 0 | 0 | 0
9 | 10 | 2000 | 0 | 0 | 0
9 | 11 | 2000 | 0 | 0 | 0
9 | 12 | 2000 | 0 | 0 | 0
9 | 13 | 2000 | 0 | 0 | 0
9 | 14 | 2000 | 0.0066667 | 0 | 1
9 | 15 | 2000 | 0.0033333 | 0 | 1
9 | 16 | 2000 | 0.013333 | 0 | 1
9 | 17 | 2000 | 0 | 0 | 0
9 | 18 | 2000 | 0 | 0 | 0
9 | 19 | 2000 | 0.94333 | 0 | 1
9 | 20 | 2000 | 0 | 0 | 0
9 | 21 | 2000 | 0 | 0 | 0
9 | 22 | 2000 | 0 | 0 | 0
9 | 23 | 2000 | 0.0066667 | 0 | 1
9 | 24 | 2000 | 0 | 0 | 0
9 | 25 | 2000 | 2.1 | 1 | 0
9 | 26 | 2000 | 0.32 | 0 | 1
9 | 27 | 2000 | 0 | 0 | 0
9 | 28 | 2000 | 0 | 0 | 0
9 | 29 | 2000 | 0 | 0 | 0
9 | 30 | 2000 | 0 | 0 | 0
10 | 1 | 2000 | 0 | 0 | 0
10 | 2 | 2000 | 0 | 0 | 0
10 | 3 | 2000 | 0 | 0 | 0
10 | 4 | 2000 | 0 | 0 | 0
10 | 5 | 2000 | 0.0033333 | 0 | 1
10 | 6 | 2000 | 0 | 0 | 0
10 | 7 | 2000 | 0 | 0 | 0
10 | 8 | 2000 | 0 | 0 | 0
10 | 9 | 2000 | 0.0066667 | 0 | 1
10 | 10 | 2000 | 0 | 0 | 0
10 | 11 | 2000 | 0 | 0 | 0
10 | 12 | 2000 | 0 | 0 | 0
10 | 13 | 2000 | 0 | 0 | 0
10 | 14 | 2000 | 0 | 0 | 0
10 | 15 | 2000 | 0 | 0 | 0
10 | 16 | 2000 | 0 | 0 | 0
10 | 17 | 2000 | 0.0033333 | 0 | 1
10 | 18 | 2000 | 0.04 | 0 | 1
10 | 19 | 2000 | 0 | 0 | 0
10 | 20 | 2000 | 0 | 0 | 0
10 | 21 | 2000 | 0 | 0 | 0
10 | 22 | 2000 | 0 | 0 | 0
10 | 23 | 2000 | 0 | 0 | 0
10 | 24 | 2000 | 0 | 0 | 0
10 | 25 | 2000 | 0 | 0 | 0
10 | 26 | 2000 | 0 | 0 | 0
10 | 27 | 2000 | 0 | 0 | 0
10 | 28 | 2000 | 0 | 0 | 0
10 | 29 | 2000 | 0 | 0 | 0
10 | 30 | 2000 | 0 | 0 | 0
10 | 31 | 2000 | 0 | 0 | 0
11 | 1 | 2000 | 0 | 0 | 0
11 | 2 | 2000 | 0 | 0 | 0
11 | 3 | 2000 | 0 | 0 | 0
11 | 4 | 2000 | 0 | 0 | 0
11 | 5 | 2000 | 0 | 0 | 0
11 | 6 | 2000 | 0 | 0 | 0
11 | 7 | 2000 | 0 | 0 | 0
11 | 8 | 2000 | 0 | 0 | 0
11 | 9 | 2000 | 0.11333 | 0 | 1
11 | 10 | 2000 | 0.38333 | 0 | 1
11 | 11 | 2000 | 0 | 0 | 0
11 | 12 | 2000 | 0 | 0 | 0
11 | 13 | 2000 | 0 | 0 | 0
11 | 14 | 2000 | 0.24667 | 0 | 1
11 | 15 | 2000 | 0 | 0 | 0
11 | 16 | 2000 | 0.0033333 | 0 | 1
11 | 17 | 2000 | 0 | 0 | 0
11 | 18 | 2000 | 0 | 0 | 0
11 | 19 | 2000 | 0 | 0 | 0
11 | 20 | 2000 | 0.0033333 | 0 | 1
11 | 21 | 2000 | 0 | 0 | 0
11 | 22 | 2000 | 0 | 0 | 0
11 | 23 | 2000 | 0 | 0 | 0
11 | 24 | 2000 | 0 | 0 | 0
11 | 25 | 2000 | 0.45 | 0 | 1
11 | 26 | 2000 | 0.25667 | 0 | 1
11 | 27 | 2000 | 0.0033333 | 0 | 1
11 | 28 | 2000 | 0 | 0 | 0
11 | 29 | 2000 | 0.17333 | 0 | 1
11 | 30 | 2000 | 0 | 0 | 0
12 | 1 | 2000 | 0 | 0 | 0
12 | 2 | 2000 | 0 | 0 | 0
12 | 3 | 2000 | 0 | 0 | 0
12 | 4 | 2000 | 0 | 0 | 0
12 | 5 | 2000 | 0 | 0 | 0
12 | 6 | 2000 | 0 | 0 | 0
12 | 7 | 2000 | 0 | 0 | 0
12 | 8 | 2000 | 0 | 0 | 0
12 | 9 | 2000 | 0 | 0 | 0
12 | 10 | 2000 | 0.026667 | 0 | 1
12 | 11 | 2000 | 0 | 0 | 0
12 | 12 | 2000 | 0 | 0 | 0
12 | 13 | 2000 | 0.036667 | 0 | 1
12 | 14 | 2000 | 0.76 | 0 | 1
12 | 15 | 2000 | 0 | 0 | 0
12 | 16 | 2000 | 0.26 | 0 | 1
12 | 17 | 2000 | 0.93667 | 0 | 1
12 | 18 | 2000 | 0 | 0 | 0
12 | 19 | 2000 | 0.10667 | 0 | 1
12 | 20 | 2000 | 0 | 0 | 0
12 | 21 | 2000 | 0 | 0 | 0
12 | 22 | 2000 | 0 | 0 | 0
12 | 23 | 2000 | 0 | 0 | 0
12 | 24 | 2000 | 0 | 0 | 0
12 | 25 | 2000 | 0 | 0 | 0
12 | 26 | 2000 | 0 | 0 | 0
12 | 27 | 2000 | 0 | 0 | 0
12 | 28 | 2000 | 0 | 0 | 0
12 | 29 | 2000 | 0 | 0 | 1
12 | 30 | 2000 | 0 | 0 | 1
12 | 31 | 2000 | 0 | 0 | 1
1 | 1 | 2001 | 0 | 0 | 1
1 | 2 | 2001 | 0 | 0 | 1
1 | 3 | 2001 | 0 | 0 | 1
1 | 4 | 2001 | 0 | 0 | 1
1 | 5 | 2001 | 0.07 | 0 | 0
1 | 6 | 2001 | 0 | 0 | 0
1 | 7 | 2001 | 0 | 0 | 0
1 | 8 | 2001 | 0.18667 | 0 | 0
1 | 9 | 2001 | 0 | 0 | 0
1 | 10 | 2001 | 0 | 0 | 0
1 | 11 | 2001 | 0 | 0 | 0
1 | 12 | 2001 | 0 | 0 | 0
1 | 13 | 2001 | 0 | 0 | 0
1 | 14 | 2001 | 0.0066667 | 0 | 1
1 | 15 | 2001 | 0.013333 | 0 | 1
1 | 16 | 2001 | 0 | 0 | 1
1 | 17 | 2001 | 0 | 0 | 0
1 | 18 | 2001 | 0.023333 | 0 | 0
1 | 19 | 2001 | 1.1367 | 0 | 1
1 | 20 | 2001 | 0.33667 | 0 | 0
1 | 21 | 2001 | 0.14333 | 0 | 0
1 | 22 | 2001 | 0 | 0 | 0
1 | 23 | 2001 | 0 | 0 | 1
1 | 24 | 2001 | 0 | 0 | 0
1 | 25 | 2001 | 0 | 0 | 1
1 | 26 | 2001 | 0 | 0 | 1
1 | 27 | 2001 | 0 | 0 | 0
1 | 28 | 2001 | 0 | 0 | 0
1 | 29 | 2001 | 0 | 0 | 0
1 | 30 | 2001 | 0.56333 | 0 | 0
1 | 31 | 2001 | 0 | 0 | 0
2 | 1 | 2001 | 0 | 0 | 0
2 | 2 | 2001 | 0.0066667 | 0 | 0
2 | 3 | 2001 | 0 | 0 | 0
2 | 4 | 2001 | 0 | 0 | 1
2 | 5 | 2001 | 0.54333 | 0 | 0
2 | 6 | 2001 | 0 | 0 | 0
2 | 7 | 2001 | 0 | 0 | 0
2 | 8 | 2001 | 0 | 0 | 1
2 | 9 | 2001 | 0 | 0 | 0
2 | 10 | 2001 | 0 | 0 | 0
2 | 11 | 2001 | 0 | 0 | 0
2 | 12 | 2001 | 0.07 | 0 | 0
2 | 13 | 2001 | 0.0033333 | 0 | 0
2 | 14 | 2001 | 0.08 | 0 | 0
2 | 15 | 2001 | 0.12333 | 0 | 0
2 | 16 | 2001 | 0.72667 | 0 | 1
2 | 17 | 2001 | 0.016667 | 0 | 1
2 | 18 | 2001 | 0 | 0 | 0
2 | 19 | 2001 | 0 | 0 | 0
2 | 20 | 2001 | 0 | 0 | 0
2 | 21 | 2001 | 0 | 0 | 0
2 | 22 | 2001 | 0.23333 | 0 | 0
2 | 23 | 2001 | 0 | 0 | 0
2 | 24 | 2001 | 0 | 0 | 0
2 | 25 | 2001 | 0.15 | 0 | 0
2 | 26 | 2001 | 0 | 0 | 0
2 | 27 | 2001 | 0 | 0 | 0
2 | 28 | 2001 | 0 | 0 | 0
3 | 1 | 2001 | 0 | 0 | 0
3 | 2 | 2001 | 0 | 0 | 0
3 | 3 | 2001 | 0 | 0 | 0
3 | 4 | 2001 | 0.34333 | 0 | 0
3 | 5 | 2001 | 0.06 | 0 | 0
3 | 6 | 2001 | 0 | 0 | 0
3 | 7 | 2001 | 0 | 0 | 0
3 | 8 | 2001 | 0 | 0 | 0
3 | 9 | 2001 | 0.036667 | 0 | 0
3 | 10 | 2001 | 0 | 0 | 0
3 | 11 | 2001 | 0 | 0 | 1
3 | 12 | 2001 | 0.29 | 0 | 1
3 | 13 | 2001 | 0.1 | 0 | 0
3 | 14 | 2001 | 0 | 0 | 0
3 | 15 | 2001 | 0.27333 | 0 | 0
3 | 16 | 2001 | 0.016667 | 0 | 1
3 | 17 | 2001 | 0.053333 | 0 | 0
3 | 18 | 2001 | 0 | 0 | 1
3 | 19 | 2001 | 0 | 0 | 0
3 | 20 | 2001 | 0.18333 | 0 | 0
3 | 21 | 2001 | 1.2667 | 0 | 0
3 | 22 | 2001 | 0.0033333 | 0 | 1
3 | 23 | 2001 | 0 | 0 | 0
3 | 24 | 2001 | 0 | 0 | 0
3 | 25 | 2001 | 0 | 0 | 0
3 | 26 | 2001 | 0 | 0 | 0
3 | 27 | 2001 | 0 | 0 | 1
3 | 28 | 2001 | 0 | 0 | 1
3 | 29 | 2001 | 1.2733 | 0 | 1
3 | 30 | 2001 | 0.27333 | 0 | 0
3 | 31 | 2001 | 0.086667 | 0 | 1
4 | 1 | 2001 | 0.026667 | 0 | 0
4 | 2 | 2001 | 0 | 0 | 0
4 | 3 | 2001 | 0 | 0 | 0
4 | 4 | 2001 | 0 | 0 | 0
4 | 5 | 2001 | 0 | 0 | 0
4 | 6 | 2001 | 0.15333 | 0 | 0
4 | 7 | 2001 | 0.026667 | 0 | 0
4 | 8 | 2001 | 0.01 | 0 | 0
4 | 9 | 2001 | 0.18667 | 0 | 0
4 | 10 | 2001 | 0.22667 | 0 | 0
4 | 11 | 2001 | 0.51667 | 0 | 1
4 | 12 | 2001 | 0.0066667 | 0 | 0
4 | 13 | 2001 | 0.086667 | 0 | 0
4 | 14 | 2001 | 0 | 0 | 1
4 | 15 | 2001 | 0.21 | 0 | 1
4 | 16 | 2001 | 0.17 | 0 | 0
4 | 17 | 2001 | 0.03 | 0 | 1
4 | 18 | 2001 | 0.063333 | 0 | 1
4 | 19 | 2001 | 0 | 0 | 0
4 | 20 | 2001 | 0 | 0 | 1
4 | 21 | 2001 | 0.0033333 | 0 | 0
4 | 22 | 2001 | 0 | 0 | 0
4 | 23 | 2001 | 0 | 0 | 0
4 | 24 | 2001 | 0 | 0 | 0
4 | 25 | 2001 | 0 | 0 | 0
4 | 26 | 2001 | 0 | 0 | 0
4 | 27 | 2001 | 0 | 0 | 0
4 | 28 | 2001 | 0 | 0 | 0
4 | 29 | 2001 | 0 | 0 | 0
4 | 30 | 2001 | 0 | 0 | 0
5 | 1 | 2001 | 0 | 0 | 0
5 | 2 | 2001 | 0 | 0 | 0
5 | 3 | 2001 | 0 | 0 | 0
5 | 4 | 2001 | 0 | 0 | 0
5 | 5 | 2001 | 0 | 0 | 0
5 | 6 | 2001 | 0 | 0 | 0
5 | 7 | 2001 | 0 | 0 | 1
5 | 8 | 2001 | 0 | 0 | 0
5 | 9 | 2001 | 0.026667 | 0 | 0
5 | 10 | 2001 | 0 | 0 | 1
5 | 11 | 2001 | 0 | 0 | 0
5 | 12 | 2001 | 0.0066667 | 0 | 0
5 | 13 | 2001 | 0 | 0 | 0
5 | 14 | 2001 | 0 | 0 | 0
5 | 15 | 2001 | 0 | 0 | 0
5 | 16 | 2001 | 0.0033333 | 0 | 1
5 | 17 | 2001 | 0.013333 | 0 | 1
5 | 18 | 2001 | 0.24667 | 0 | 0
5 | 19 | 2001 | 0.58667 | 0 | 0
5 | 20 | 2001 | 0.23667 | 0 | 1
5 | 21 | 2001 | 0.45333 | 0 | 1
5 | 22 | 2001 | 1.5267 | 0 | 1
5 | 23 | 2001 | 0 | 0 | 1
5 | 24 | 2001 | 0 | 0 | 0
5 | 25 | 2001 | 0.30333 | 0 | 0
5 | 26 | 2001 | 1.17 | 0 | 0
5 | 27 | 2001 | 0.33333 | 0 | 0
5 | 28 | 2001 | 0.0033333 | 0 | 0
5 | 29 | 2001 | 0 | 0 | 0
5 | 30 | 2001 | 0 | 0 | 0
5 | 31 | 2001 | 0 | 0 | 0
6 | 1 | 2001 | 0.48333 | 0 | 1
6 | 2 | 2001 | 0.046667 | 0 | 0
6 | 3 | 2001 | 0.0033333 | 0 | 0
6 | 4 | 2001 | 0.15 | 0 | 1
6 | 5 | 2001 | 0.03 | 0 | 0
6 | 6 | 2001 | 0.12333 | 0 | 0
6 | 7 | 2001 | 1.0733 | 0 | 1
6 | 8 | 2001 | 0 | 0 | 0
6 | 9 | 2001 | 0 | 0 | 0
6 | 10 | 2001 | 0 | 0 | 0
6 | 11 | 2001 | 0 | 0 | 0
6 | 12 | 2001 | 0.0033333 | 0 | 0
6 | 13 | 2001 | 0.22667 | 0 | 0
6 | 14 | 2001 | 0 | 0 | 1
6 | 15 | 2001 | 0.26333 | 0 | 1
6 | 16 | 2001 | 0.77 | 0 | 1
6 | 17 | 2001 | 0.0033333 | 0 | 1
6 | 18 | 2001 | 0 | 0 | 1
6 | 19 | 2001 | 0 | 0 | 1
6 | 20 | 2001 | 0.013333 | 0 | 0
6 | 21 | 2001 | 0.013333 | 0 | 0
6 | 22 | 2001 | 1.0267 | 0 | 0
6 | 23 | 2001 | 0.036667 | 0 | 0
6 | 24 | 2001 | 0 | 0 | 1
6 | 25 | 2001 | 0 | 0 | 0
6 | 26 | 2001 | 0 | 0 | 0
6 | 27 | 2001 | 0 | 0 | 1
6 | 28 | 2001 | 0.016667 | 0 | 0
6 | 29 | 2001 | 0 | 0 | 0
6 | 30 | 2001 | 0.083333 | 0 | 0
7 | 1 | 2001 | 0.16667 | 0 | 0
7 | 2 | 2001 | 0 | 0 | 0
7 | 3 | 2001 | 0 | 0 | 0
7 | 4 | 2001 | 1.2433 | 0 | 1
7 | 5 | 2001 | 0.086667 | 0 | 1
7 | 6 | 2001 | 0 | 0 | 0
7 | 7 | 2001 | 0.013333 | 0 | 0
7 | 8 | 2001 | 0.48333 | 0 | 0
7 | 9 | 2001 | 0.01 | 0 | 1
7 | 10 | 2001 | 0.23 | 0 | 0
7 | 11 | 2001 | 0 | 0 | 0
7 | 12 | 2001 | 0 | 0 | 1
7 | 13 | 2001 | 0 | 0 | 1
7 | 14 | 2001 | 0 | 0 | 0
7 | 15 | 2001 | 0 | 0 | 1
7 | 16 | 2001 | 0 | 0 | 1
7 | 17 | 2001 | 0.0066667 | 0 | 1
7 | 18 | 2001 | 0.59 | 0 | 0
7 | 19 | 2001 | 0 | 0 | 0
7 | 20 | 2001 | 0 | 0 | 1
7 | 21 | 2001 | 0 | 0 | 1
7 | 22 | 2001 | 0 | 0 | 1
7 | 23 | 2001 | 0 | 0 | 0
7 | 24 | 2001 | 0 | 0 | 0
7 | 25 | 2001 | 0 | 0 | 0
7 | 26 | 2001 | 0.53667 | 0 | 0
7 | 27 | 2001 | 0 | 0 | 0
7 | 28 | 2001 | 0.0033333 | 0 | 0
7 | 29 | 2001 | 0.88333 | 0 | 1
7 | 30 | 2001 | 0.036667 | 0 | 1
7 | 31 | 2001 | 0 | 0 | 1
8 | 1 | 2001 | 0 | 0 | 1
8 | 2 | 2001 | 0 | 0 | 0
8 | 3 | 2001 | 0 | 0 | 0
8 | 4 | 2001 | 0.073333 | 0 | 0
8 | 5 | 2001 | 0 | 0 | 0
8 | 6 | 2001 | 0 | 0 | 1
8 | 7 | 2001 | 0 | 0 | 1
8 | 8 | 2001 | 0 | 0 | 1
8 | 9 | 2001 | 0 | 0 | 1
8 | 10 | 2001 | 0.2 | 0 | 1
8 | 11 | 2001 | 0.97333 | 0 | 1
8 | 12 | 2001 | 0.22 | 0 | 1
8 | 13 | 2001 | 0.20667 | 0 | 1
8 | 14 | 2001 | 0 | 0 | 0
8 | 15 | 2001 | 0.0033333 | 0 | 1
8 | 16 | 2001 | 0 | 0 | 1
8 | 17 | 2001 | 0.076667 | 0 | 1
8 | 18 | 2001 | 0 | 0 | 1
8 | 19 | 2001 | 0.17333 | 0 | 0
8 | 20 | 2001 | 0.16333 | 0 | 0
8 | 21 | 2001 | 0 | 0 | 1
8 | 22 | 2001 | 0 | 0 | 0
8 | 23 | 2001 | 0.81333 | 0 | 0
8 | 24 | 2001 | 0 | 0 | 0
8 | 25 | 2001 | 0 | 0 | 0
8 | 26 | 2001 | 0 | 0 | 0
8 | 27 | 2001 | 0 | 0 | 0
8 | 28 | 2001 | 0 | 0 | 0
8 | 29 | 2001 | 0 | 0 | 0
8 | 30 | 2001 | 1.17 | 0 | 0
8 | 31 | 2001 | 0.34 | 0 | 0
9 | 1 | 2001 | 0 | 0 | 0
9 | 2 | 2001 | 0 | 0 | 0
9 | 3 | 2001 | 0 | 0 | 0
9 | 4 | 2001 | 0 | 0 | 0
9 | 5 | 2001 | 0 | 0 | 0
9 | 6 | 2001 | 0 | 0 | 0
9 | 7 | 2001 | 0 | 0 | 0
9 | 8 | 2001 | 0 | 0 | 1
9 | 9 | 2001 | 0 | 0 | 0
9 | 10 | 2001 | 0.073333 | 0 | 0
9 | 11 | 2001 | 0 | 0 | 1
9 | 12 | 2001 | 0 | 0 | 0
9 | 13 | 2001 | 0 | 0 | 0
9 | 14 | 2001 | 0.14667 | 0 | 0
9 | 15 | 2001 | 0 | 0 | 1
9 | 16 | 2001 | 0 | 0 | 1
9 | 17 | 2001 | 0 | 0 | 1
9 | 18 | 2001 | 0 | 0 | 1
9 | 19 | 2001 | 0 | 0 | 1
9 | 20 | 2001 | 0.61333 | 0 | 1
9 | 21 | 2001 | 0.01 | 0 | 1
9 | 22 | 2001 | 0 | 0 | 0
9 | 23 | 2001 | 0 | 0 | 0
9 | 24 | 2001 | 0.88 | 0 | 1
9 | 25 | 2001 | 0.26667 | 0 | 1
9 | 26 | 2001 | 0 | 0 | 1
9 | 27 | 2001 | 0.04 | 0 | 1
9 | 28 | 2001 | 0 | 0 | 0
9 | 29 | 2001 | 0 | 0 | 0
9 | 30 | 2001 | 0.046667 | 0 | 0
10 | 1 | 2001 | 0.036667 | 0 | 1
10 | 2 | 2001 | 0 | 0 | 1
10 | 3 | 2001 | 0 | 0 | 1
10 | 4 | 2001 | 0 | 0 | 1
10 | 5 | 2001 | 0 | 0 | 1
10 | 6 | 2001 | 0.086667 | 0 | 1
10 | 7 | 2001 | 0 | 0 | 1
10 | 8 | 2001 | 0 | 0 | 0
10 | 9 | 2001 | 0 | 0 | 0
10 | 10 | 2001 | 0 | 0 | 0
10 | 11 | 2001 | 0 | 0 | 0
10 | 12 | 2001 | 0 | 0 | 1
10 | 13 | 2001 | 0 | 0 | 1
10 | 14 | 2001 | 0.63 | 0 | 0
10 | 15 | 2001 | 0 | 0 | 1
10 | 16 | 2001 | 0.21 | 0 | 1
10 | 17 | 2001 | 0 | 0 | 1
10 | 18 | 2001 | 0 | 0 | 0
10 | 19 | 2001 | 0 | 0 | 0
10 | 20 | 2001 | 0 | 0 | 1
10 | 21 | 2001 | 0 | 0 | 1
10 | 22 | 2001 | 0 | 0 | 1
10 | 23 | 2001 | 0 | 0 | 1
10 | 24 | 2001 | 0 | 0 | 0
10 | 25 | 2001 | 0 | 0 | 0
10 | 26 | 2001 | 0 | 0 | 0
10 | 27 | 2001 | 0 | 0 | 0
10 | 28 | 2001 | 0 | 0 | 1
10 | 29 | 2001 | 0 | 0 | 0
10 | 30 | 2001 | 0 | 0 | 1
10 | 31 | 2001 | 0 | 0 | 1
11 | 1 | 2001 | 0 | 0 | 0
11 | 2 | 2001 | 0 | 0 | 0
11 | 3 | 2001 | 0.01 | 0 | 1
11 | 4 | 2001 | 0 | 0 | 1
11 | 5 | 2001 | 0 | 0 | 0
11 | 6 | 2001 | 0 | 0 | 1
11 | 7 | 2001 | 0 | 0 | 1
11 | 8 | 2001 | 0 | 0 | 1
11 | 9 | 2001 | 0 | 0 | 1
11 | 10 | 2001 | 0 | 0 | 0
11 | 11 | 2001 | 0 | 0 | 0
11 | 12 | 2001 | 0 | 0 | 0
11 | 13 | 2001 | 0 | 0 | 0
11 | 14 | 2001 | 0 | 0 | 0
11 | 15 | 2001 | 0 | 0 | 0
11 | 16 | 2001 | 0 | 0 | 1
11 | 17 | 2001 | 0 | 0 | 1
11 | 18 | 2001 | 0 | 0 | 0
11 | 19 | 2001 | 0 | 0 | 0
11 | 20 | 2001 | 0.03 | 0 | 0
11 | 21 | 2001 | 0 | 0 | 0
11 | 22 | 2001 | 0 | 0 | 0
11 | 23 | 2001 | 0 | 0 | 0
11 | 24 | 2001 | 0.16 | 0 | 0
11 | 25 | 2001 | 0.57 | 0 | 1
11 | 26 | 2001 | 0 | 0 | 0
11 | 27 | 2001 | 0 | 0 | 1
11 | 28 | 2001 | 0 | 0 | 1
11 | 29 | 2001 | 0.01 | 0 | 1
11 | 30 | 2001 | 0.01 | 0 | 0
12 | 1 | 2001 | 0 | 0 | 0
12 | 2 | 2001 | 0 | 0 | 0
12 | 3 | 2001 | 0 | 0 | 0
12 | 4 | 2001 | 0 | 0 | 1
12 | 5 | 2001 | 0 | 0 | 0
12 | 6 | 2001 | 0 | 0 | 0
12 | 7 | 2001 | 0 | 0 | 0
12 | 8 | 2001 | 0.56 | 0 | 0
12 | 9 | 2001 | 0.01 | 0 | 0
12 | 10 | 2001 | 0.046667 | 0 | 1
12 | 11 | 2001 | 0.37333 | 0 | 1
12 | 12 | 2001 | 0.013333 | 0 | 1
12 | 13 | 2001 | 0.02 | 0 | 1
12 | 14 | 2001 | 0.12 | 0 | 0
12 | 15 | 2001 | 0 | 0 | 1
12 | 16 | 2001 | 0 | 0 | 0
12 | 17 | 2001 | 0.12 | 0 | 1
12 | 18 | 2001 | 0.043333 | 0 | 0
12 | 19 | 2001 | 0 | 0 | 1
12 | 20 | 2001 | 0 | 0 | 1
12 | 21 | 2001 | 0 | 0 | 0
12 | 22 | 2001 | 0 | 0 | 0
12 | 23 | 2001 | 0.16333 | 0 | 1
12 | 24 | 2001 | 0.13667 | 0 | 0
12 | 25 | 2001 | 0 | 0 | 0
12 | 26 | 2001 | 0 | 0 | 0
12 | 27 | 2001 | 0 | 0 | 0
12 | 28 | 2001 | 0 | 0 | 0
12 | 29 | 2001 | 0 | 0 | 0
12 | 30 | 2001 | 0 | 0 | 1
12 | 31 | 2001 | 0 | 0 | 1
1 | 1 | 2002 | 0 | 0 | 0
1 | 2 | 2002 | 0 | 0 | 0
1 | 3 | 2002 | 0 | 0 | 0
1 | 4 | 2002 | 0 | 0 | 0
1 | 5 | 2002 | 0 | 0 | 0
1 | 6 | 2002 | 0.66667 | 0 | 0
1 | 7 | 2002 | 0.0033333 | 0 | 0
1 | 8 | 2002 | 0 | 0 | 0
1 | 9 | 2002 | 0.016667 | 0 | 0
1 | 10 | 2002 | 0 | 0 | 1
1 | 11 | 2002 | 0.26 | 0 | 0
1 | 12 | 2002 | 0 | 0 | 0
1 | 13 | 2002 | 0 | 0 | 0
1 | 14 | 2002 | 0 | 0 | 1
1 | 15 | 2002 | 0 | 0 | 0
1 | 16 | 2002 | 0 | 0 | 0
1 | 17 | 2002 | 0 | 0 | 0
1 | 18 | 2002 | 0 | 0 | 0
1 | 19 | 2002 | 0.35 | 0 | 0
1 | 20 | 2002 | 0 | 0 | 1
1 | 21 | 2002 | 0.02 | 0 | 1
1 | 22 | 2002 | 0 | 0 | 0
1 | 23 | 2002 | 0.04 | 0 | 0
1 | 24 | 2002 | 0.12667 | 0 | 1
1 | 25 | 2002 | 0.03 | 0 | 1
1 | 26 | 2002 | 0 | 0 | 0
1 | 27 | 2002 | 0 | 0 | 1
1 | 28 | 2002 | 0 | 0 | 0
1 | 29 | 2002 | 0 | 0 | 0
1 | 30 | 2002 | 0.02 | 0 | 1
1 | 31 | 2002 | 0.043333 | 0 | 1
2 | 1 | 2002 | 0.023333 | 0 | 0
2 | 2 | 2002 | 0 | 0 | 0
2 | 3 | 2002 | 0 | 0 | 0
2 | 4 | 2002 | 0.03 | 0 | 0
2 | 5 | 2002 | 0 | 0 | 1
2 | 6 | 2002 | 0 | 0 | 0
2 | 7 | 2002 | 0.16667 | 0 | 0
2 | 8 | 2002 | 0 | 0 | 0
2 | 9 | 2002 | 0 | 0 | 0
2 | 10 | 2002 | 0.043333 | 0 | 0
2 | 11 | 2002 | 0.016667 | 0 | 0
2 | 12 | 2002 | 0 | 0 | 0
2 | 13 | 2002 | 0 | 0 | 1
2 | 14 | 2002 | 0 | 0 | 0
2 | 15 | 2002 | 0 | 0 | 1
2 | 16 | 2002 | 0 | 0 | 0
2 | 17 | 2002 | 0 | 0 | 0
2 | 18 | 2002 | 0 | 0 | 0
2 | 19 | 2002 | 0 | 0 | 0
2 | 20 | 2002 | 0.03 | 0 | 0
2 | 21 | 2002 | 0 | 0 | 0
2 | 22 | 2002 | 0 | 0 | 0
2 | 23 | 2002 | 0 | 0 | 0
2 | 24 | 2002 | 0 | 0 | 0
2 | 25 | 2002 | 0 | 0 | 0
2 | 26 | 2002 | 0.12 | 0 | 0
2 | 27 | 2002 | 0 | 0 | 0
2 | 28 | 2002 | 0 | 0 | 0
3 | 1 | 2002 | 0 | 0 | 0
3 | 2 | 2002 | 0.82667 | 0 | 0
3 | 3 | 2002 | 0.05 | 0 | 0
3 | 4 | 2002 | 0 | 0 | 0
3 | 5 | 2002 | 0 | 0 | 1
3 | 6 | 2002 | 0 | 0 | 0
3 | 7 | 2002 | 0 | 0 | 0
3 | 8 | 2002 | 0 | 0 | 0
3 | 9 | 2002 | 0.046667 | 0 | 0
3 | 10 | 2002 | 0.1 | 0 | 0
3 | 11 | 2002 | 0 | 0 | 0
3 | 12 | 2002 | 0.24667 | 0 | 0
3 | 13 | 2002 | 0.25667 | 0 | 0
3 | 14 | 2002 | 0 | 0 | 0
3 | 15 | 2002 | 0 | 0 | 0
3 | 16 | 2002 | 0.013333 | 0 | 0
3 | 17 | 2002 | 0.22333 | 0 | 0
3 | 18 | 2002 | 0.19 | 0 | 0
3 | 19 | 2002 | 0.13333 | 0 | 0
3 | 20 | 2002 | 0.59333 | 0 | 0
3 | 21 | 2002 | 0 | 0 | 0
3 | 22 | 2002 | 0 | 0 | 1
3 | 23 | 2002 | 0 | 0 | 0
3 | 24 | 2002 | 0 | 0 | 0
3 | 25 | 2002 | 0 | 0 | 0
3 | 26 | 2002 | 0.54333 | 0 | 1
3 | 27 | 2002 | 0 | 0 | 1
3 | 28 | 2002 | 0 | 0 | 0
3 | 29 | 2002 | 0 | 0 | 0
3 | 30 | 2002 | 0 | 0 | 0
3 | 31 | 2002 | 0.31 | 0 | 1
4 | 1 | 2002 | 0 | 0 | 1
4 | 2 | 2002 | 0 | 0 | 0
4 | 3 | 2002 | 0 | 0 | 0
4 | 4 | 2002 | 0 | 0 | 0
4 | 5 | 2002 | 0 | 0 | 0
4 | 6 | 2002 | 0 | 0 | 0
4 | 7 | 2002 | 0 | 0 | 0
4 | 8 | 2002 | 0 | 0 | 0
4 | 9 | 2002 | 0.40333 | 0 | 1
4 | 10 | 2002 | 0 | 0 | 1
4 | 11 | 2002 | 0 | 0 | 1
4 | 12 | 2002 | 0.0033333 | 0 | 1
4 | 13 | 2002 | 0.013333 | 0 | 1
4 | 14 | 2002 | 0.0033333 | 0 | 1
4 | 15 | 2002 | 0.07 | 0 | 1
4 | 16 | 2002 | 0.013333 | 0 | 0
4 | 17 | 2002 | 0 | 0 | 0
4 | 18 | 2002 | 0.51333 | 0 | 1
4 | 19 | 2002 | 0.18333 | 0 | 1
4 | 20 | 2002 | 0.023333 | 0 | 0
4 | 21 | 2002 | 0.35333 | 0 | 0
4 | 22 | 2002 | 0.31667 | 0 | 0
4 | 23 | 2002 | 0 | 0 | 0
4 | 24 | 2002 | 0 | 0 | 1
4 | 25 | 2002 | 0.13 | 0 | 1
4 | 26 | 2002 | 0 | 0 | 0
4 | 27 | 2002 | 0.14667 | 0 | 0
4 | 28 | 2002 | 1.4933 | 0 | 0
4 | 29 | 2002 | 0 | 0 | 0
4 | 30 | 2002 | 0 | 0 | 0
5 | 1 | 2002 | 0 | 0 | 0
5 | 2 | 2002 | 0.86667 | 0 | 0
5 | 3 | 2002 | 0 | 0 | 0
5 | 4 | 2002 | 0.11333 | 0 | 0
5 | 5 | 2002 | 0 | 0 | 0
5 | 6 | 2002 | 0.02 | 0 | 0
5 | 7 | 2002 | 0.023333 | 0 | 0
5 | 8 | 2002 | 0.02 | 0 | 1
5 | 9 | 2002 | 0.033333 | 0 | 1
5 | 10 | 2002 | 0 | 0 | 0
5 | 11 | 2002 | 0 | 0 | 1
5 | 12 | 2002 | 0.13667 | 0 | 0
5 | 13 | 2002 | 0.03 | 0 | 1
5 | 14 | 2002 | 0.0066667 | 0 | 0
5 | 15 | 2002 | 0 | 0 | 0
5 | 16 | 2002 | 0 | 0 | 0
5 | 17 | 2002 | 0.3 | 0 | 0
5 | 18 | 2002 | 0.64 | 0 | 0
5 | 19 | 2002 | 0 | 0 | 0
5 | 20 | 2002 | 0 | 0 | 0
5 | 21 | 2002 | 0 | 0 | 1
5 | 22 | 2002 | 0 | 0 | 0
5 | 23 | 2002 | 0 | 0 | 1
5 | 24 | 2002 | 0.013333 | 0 | 0
5 | 25 | 2002 | 0 | 0 | 1
5 | 26 | 2002 | 0.53 | 0 | 1
5 | 27 | 2002 | 0.55 | 0 | 1
5 | 28 | 2002 | 0 | 0 | 0
5 | 29 | 2002 | 0 | 0 | 0
5 | 30 | 2002 | 0 | 0 | 0
5 | 31 | 2002 | 0.013333 | 0 | 0
6 | 1 | 2002 | 0 | 0 | 1
6 | 2 | 2002 | 0 | 0 | 1
6 | 3 | 2002 | 0 | 0 | 1
6 | 4 | 2002 | 0.0066667 | 0 | 0
6 | 5 | 2002 | 0.46667 | 0 | 0
6 | 6 | 2002 | 0.53333 | 0 | 1
6 | 7 | 2002 | 0 | 0 | 0
6 | 8 | 2002 | 0 | 0 | 0
6 | 9 | 2002 | 0 | 0 | 1
6 | 10 | 2002 | 0 | 0 | 0
6 | 11 | 2002 | 0 | 0 | 0
6 | 12 | 2002 | 0 | 0 | 1
6 | 13 | 2002 | 1.06 | 0 | 1
6 | 14 | 2002 | 0.16333 | 0 | 0
6 | 15 | 2002 | 0.24667 | 0 | 0
6 | 16 | 2002 | 0 | 0 | 0
6 | 17 | 2002 | 0 | 0 | 0
6 | 18 | 2002 | 0.17667 | 0 | 0
6 | 19 | 2002 | 0.37667 | 0 | 0
6 | 20 | 2002 | 0 | 0 | 0
6 | 21 | 2002 | 0 | 0 | 0
6 | 22 | 2002 | 0 | 0 | 1
6 | 23 | 2002 | 0 | 0 | 0
6 | 24 | 2002 | 0 | 0 | 0
6 | 25 | 2002 | 0 | 0 | 0
6 | 26 | 2002 | 0.036667 | 0 | 0
6 | 27 | 2002 | 0.11 | 0 | 0
6 | 28 | 2002 | 0.093333 | 0 | 1
6 | 29 | 2002 | 0 | 0 | 0
6 | 30 | 2002 | 0 | 0 | 0
7 | 1 | 2002 | 0 | 0 | 0
7 | 2 | 2002 | 0 | 0 | 1
7 | 3 | 2002 | 0 | 0 | 1
7 | 4 | 2002 | 0 | 0 | 0
7 | 5 | 2002 | 0 | 0 | 0
7 | 6 | 2002 | 0 | 0 | 0
7 | 7 | 2002 | 0 | 0 | 0
7 | 8 | 2002 | 0 | 0 | 0
7 | 9 | 2002 | 0.27 | 0 | 1
7 | 10 | 2002 | 0.023333 | 0 | 1
7 | 11 | 2002 | 0 | 0 | 0
7 | 12 | 2002 | 0 | 0 | 1
7 | 13 | 2002 | 0.0066667 | 0 | 1
7 | 14 | 2002 | 1.23 | 0 | 0
7 | 15 | 2002 | 0 | 0 | 0
7 | 16 | 2002 | 0 | 0 | 1
7 | 17 | 2002 | 0 | 0 | 1
7 | 18 | 2002 | 0 | 0 | 1
7 | 19 | 2002 | 0 | 0 | 1
7 | 20 | 2002 | 0 | 0 | 1
7 | 21 | 2002 | 0 | 0 | 0
7 | 22 | 2002 | 0 | 0 | 0
7 | 23 | 2002 | 0.28667 | 0 | 0
7 | 24 | 2002 | 0.033333 | 0 | 0
7 | 25 | 2002 | 0.0033333 | 0 | 0
7 | 26 | 2002 | 0.45 | 0 | 1
7 | 27 | 2002 | 0.063333 | 0 | 0
7 | 28 | 2002 | 0 | 0 | 0
7 | 29 | 2002 | 0 | 0 | 0
7 | 30 | 2002 | 0 | 0 | 0
7 | 31 | 2002 | 0 | 0 | 1
8 | 1 | 2002 | 0 | 0 | 0
8 | 2 | 2002 | 0 | 0 | 0
8 | 3 | 2002 | 0.29 | 0 | 0
8 | 4 | 2002 | 0 | 0 | 0
8 | 5 | 2002 | 0.12667 | 0 | 0
8 | 6 | 2002 | 0.0066667 | 0 | 0
8 | 7 | 2002 | 0 | 0 | 0
8 | 8 | 2002 | 0 | 0 | 0
8 | 9 | 2002 | 0 | 0 | 1
8 | 10 | 2002 | 0 | 0 | 0
8 | 11 | 2002 | 0 | 0 | 0
8 | 12 | 2002 | 0 | 0 | 1
8 | 13 | 2002 | 0 | 0 | 1
8 | 14 | 2002 | 0 | 0 | 1
8 | 15 | 2002 | 0.023333 | 0 | 1
8 | 16 | 2002 | 0 | 0 | 1
8 | 17 | 2002 | 0 | 0 | 0
8 | 18 | 2002 | 0 | 0 | 1
8 | 19 | 2002 | 0 | 0 | 1
8 | 20 | 2002 | 0 | 0 | 1
8 | 21 | 2002 | 0 | 0 | 1
8 | 22 | 2002 | 0 | 0 | 1
8 | 23 | 2002 | 0 | 0 | 0
8 | 24 | 2002 | 0.16667 | 0 | 0
8 | 25 | 2002 | 0 | 0 | 1
8 | 26 | 2002 | 0.16333 | 0 | 0
8 | 27 | 2002 | 0 | 0 | 1
8 | 28 | 2002 | 1.7667 | 1 | 0
8 | 29 | 2002 | 0.14333 | 0 | 0
8 | 30 | 2002 | 0 | 0 | 0
8 | 31 | 2002 | 0.046667 | 0 | 0
9 | 1 | 2002 | 0.72667 | 0 | 1
9 | 2 | 2002 | 0 | 0 | 0
9 | 3 | 2002 | 0 | 0 | 1
9 | 4 | 2002 | 0 | 0 | 0
9 | 5 | 2002 | 0 | 0 | 1
9 | 6 | 2002 | 0 | 0 | 1
9 | 7 | 2002 | 0 | 0 | 1
9 | 8 | 2002 | 0 | 0 | 1
9 | 9 | 2002 | 0 | 0 | 0
9 | 10 | 2002 | 0 | 0 | 0
9 | 11 | 2002 | 0 | 0 | 1
9 | 12 | 2002 | 0 | 0 | 1
9 | 13 | 2002 | 0 | 0 | 1
9 | 14 | 2002 | 0.07 | 0 | 0
9 | 15 | 2002 | 0.11667 | 0 | 0
9 | 16 | 2002 | 0.013333 | 0 | 1
9 | 17 | 2002 | 0 | 0 | 1
9 | 18 | 2002 | 0 | 0 | 0
9 | 19 | 2002 | 0 | 0 | 0
9 | 20 | 2002 | 0 | 0 | 0
9 | 21 | 2002 | 0 | 0 | 0
9 | 22 | 2002 | 0.086667 | 0 | 0
9 | 23 | 2002 | 0.0066667 | 0 | 1
9 | 24 | 2002 | 0 | 0 | 0
9 | 25 | 2002 | 0 | 0 | 1
9 | 26 | 2002 | 1.3233 | 0 | 1
9 | 27 | 2002 | 0.35667 | 0 | 0
9 | 28 | 2002 | 0.0033333 | 0 | 0
9 | 29 | 2002 | 0 | 0 | 0
9 | 30 | 2002 | 0 | 0 | 1
10 | 1 | 2002 | 0 | 0 | 0
10 | 2 | 2002 | 0 | 0 | 0
10 | 3 | 2002 | 0 | 0 | 0
10 | 4 | 2002 | 0 | 0 | 1
10 | 5 | 2002 | 0 | 0 | 1
10 | 6 | 2002 | 0 | 0 | 1
10 | 7 | 2002 | 0 | 0 | 0
10 | 8 | 2002 | 0 | 0 | 0
10 | 9 | 2002 | 0.0066667 | 0 | 0
10 | 10 | 2002 | 0.62667 | 0 | 0
10 | 11 | 2002 | 0.94 | 0 | 0
10 | 12 | 2002 | 0.0033333 | 0 | 0
10 | 13 | 2002 | 0.0066667 | 0 | 1
10 | 14 | 2002 | 0 | 0 | 1
10 | 15 | 2002 | 0.14333 | 0 | 1
10 | 16 | 2002 | 1.3767 | 0 | 0
10 | 17 | 2002 | 0.086667 | 0 | 0
10 | 18 | 2002 | 0 | 0 | 1
10 | 19 | 2002 | 0 | 0 | 1
10 | 20 | 2002 | 0 | 0 | 0
10 | 21 | 2002 | 0 | 0 | 0
10 | 22 | 2002 | 0 | 0 | 0
10 | 23 | 2002 | 0 | 0 | 0
10 | 24 | 2002 | 0.0066667 | 0 | 0
10 | 25 | 2002 | 0.72667 | 0 | 0
10 | 26 | 2002 | 0.25667 | 0 | 1
10 | 27 | 2002 | 0 | 0 | 1
10 | 28 | 2002 | 0.043333 | 0 | 1
10 | 29 | 2002 | 0.79667 | 0 | 0
10 | 30 | 2002 | 0.31667 | 0 | 0
10 | 31 | 2002 | 0.013333 | 0 | 0
11 | 1 | 2002 | 0 | 0 | 0
11 | 2 | 2002 | 0 | 0 | 0
11 | 3 | 2002 | 0 | 0 | 0
11 | 4 | 2002 | 0 | 0 | 0
11 | 5 | 2002 | 0.69667 | 0 | 0
11 | 6 | 2002 | 0.09 | 0 | 0
11 | 7 | 2002 | 0 | 0 | 0
11 | 8 | 2002 | 0 | 0 | 1
11 | 9 | 2002 | 0 | 0 | 1
11 | 10 | 2002 | 0.0033333 | 0 | 0
11 | 11 | 2002 | 0.47667 | 0 | 0
11 | 12 | 2002 | 0.59667 | 0 | 1
11 | 13 | 2002 | 0 | 0 | 1
11 | 14 | 2002 | 0 | 0 | 0
11 | 15 | 2002 | 0 | 0 | 0
11 | 16 | 2002 | 1.5633 | 0 | 0
11 | 17 | 2002 | 0.52333 | 0 | 0
11 | 18 | 2002 | 0 | 0 | 0
11 | 19 | 2002 | 0.0033333 | 0 | 0
11 | 20 | 2002 | 0 | 0 | 0
11 | 21 | 2002 | 0.046667 | 0 | 0
11 | 22 | 2002 | 0.0033333 | 0 | 1
11 | 23 | 2002 | 0 | 0 | 1
11 | 24 | 2002 | 0 | 0 | 1
11 | 25 | 2002 | 0 | 0 | 1
11 | 26 | 2002 | 0.02 | 0 | 1
11 | 27 | 2002 | 0.016667 | 0 | 0
11 | 28 | 2002 | 0 | 0 | 0
11 | 29 | 2002 | 0 | 0 | 0
11 | 30 | 2002 | 0.043333 | 0 | 0
12 | 1 | 2002 | 0 | 0 | 0
12 | 2 | 2002 | 0 | 0 | 0
12 | 3 | 2002 | 0 | 0 | 1
12 | 4 | 2002 | 0 | 0 | 0
12 | 5 | 2002 | 0.70667 | 0 | 1
12 | 6 | 2002 | 0 | 0 | 1
12 | 7 | 2002 | 0 | 0 | 0
12 | 8 | 2002 | 0 | 0 | 0
12 | 9 | 2002 | 0 | 0 | 0
12 | 10 | 2002 | 0 | 0 | 0
12 | 11 | 2002 | 1.3533 | 0 | 0
12 | 12 | 2002 | 0 | 0 | 0
12 | 13 | 2002 | 0.57333 | 0 | 0
12 | 14 | 2002 | 0.033333 | 0 | 0
12 | 15 | 2002 | 0 | 0 | 1
12 | 16 | 2002 | 0 | 0 | 0
12 | 17 | 2002 | 0 | 0 | 0
12 | 18 | 2002 | 0 | 0 | 0
12 | 19 | 2002 | 0.026667 | 0 | 0
12 | 20 | 2002 | 0.61 | 0 | 0
12 | 21 | 2002 | 0 | 0 | 0
12 | 22 | 2002 | 0 | 0 | 0
12 | 23 | 2002 | 0 | 0 | 0
12 | 24 | 2002 | 0.19333 | 0 | 1
12 | 25 | 2002 | 0.84333 | 0 | 0
12 | 26 | 2002 | 0 | 0 | 1
12 | 27 | 2002 | 0 | 0 | 0
12 | 28 | 2002 | 0 | 0 | 1
12 | 29 | 2002 | 0 | 0 | 1
12 | 30 | 2002 | 0 | 0 | 0
12 | 31 | 2002 | 0 | 0 | 1
1 | 1 | 2003 | 1.6433 | 0 | 1
1 | 2 | 2003 | 0.04 | 0 | 0
1 | 3 | 2003 | 0.37333 | 0 | 0
1 | 4 | 2003 | 0 | 0 | 0
1 | 5 | 2003 | 0.25333 | 0 | 0
1 | 6 | 2003 | 0.03 | 0 | 0
1 | 7 | 2003 | 0 | 0 | 0
1 | 8 | 2003 | 0 | 0 | 0
1 | 9 | 2003 | 0 | 0 | 0
1 | 10 | 2003 | 0 | 0 | 0
1 | 11 | 2003 | 0 | 0 | 0
1 | 12 | 2003 | 0 | 0 | 0
1 | 13 | 2003 | 0 | 0 | 0
1 | 14 | 2003 | 0 | 0 | 1
1 | 15 | 2003 | 0 | 0 | 1
1 | 16 | 2003 | 0.04 | 0 | 1
1 | 17 | 2003 | 0 | 0 | 0
1 | 18 | 2003 | 0 | 0 | 0
1 | 19 | 2003 | 0 | 0 | 0
1 | 20 | 2003 | 0 | 0 | 0
1 | 21 | 2003 | 0.01 | 0 | 0
1 | 22 | 2003 | 0 | 0 | 1
1 | 23 | 2003 | 0 | 0 | 1
1 | 24 | 2003 | 0 | 0 | 0
1 | 25 | 2003 | 0 | 0 | 0
1 | 26 | 2003 | 0.0066667 | 0 | 1
1 | 27 | 2003 | 0 | 0 | 1
1 | 28 | 2003 | 0 | 0 | 1
1 | 29 | 2003 | 0.07 | 0 | 0
1 | 30 | 2003 | 0 | 0 | 0
1 | 31 | 2003 | 0.096667 | 0 | 0
2 | 1 | 2003 | 0.086667 | 0 | 0
2 | 2 | 2003 | 0 | 0 | 0
2 | 3 | 2003 | 0 | 0 | 0
2 | 4 | 2003 | 0.22 | 0 | 0
2 | 5 | 2003 | 0 | 0 | 0
2 | 6 | 2003 | 0.23333 | 0 | 0
2 | 7 | 2003 | 0.31 | 0 | 0
2 | 8 | 2003 | 0 | 0 | 1
2 | 9 | 2003 | 0 | 0 | 1
2 | 10 | 2003 | 0.056667 | 0 | 1
2 | 11 | 2003 | 0 | 0 | 1
2 | 12 | 2003 | 0 | 0 | 1
2 | 13 | 2003 | 0 | 0 | 0
2 | 14 | 2003 | 0.013333 | 0 | 1
2 | 15 | 2003 | 0.29 | 0 | 1
2 | 16 | 2003 | 2.16 | 1 | 0
2 | 17 | 2003 | 0.34 | 0 | 0
2 | 18 | 2003 | 0.036667 | 0 | 0
2 | 19 | 2003 | 0 | 0 | 0
2 | 20 | 2003 | 0 | 0 | 0
2 | 21 | 2003 | 0.31 | 0 | 0
2 | 22 | 2003 | 2.0867 | 1 | 0
2 | 23 | 2003 | 0.11667 | 0 | 1
2 | 24 | 2003 | 0 | 0 | 1
2 | 25 | 2003 | 0 | 0 | 1
2 | 26 | 2003 | 0.12333 | 0 | 0
2 | 27 | 2003 | 0.23333 | 0 | 1
2 | 28 | 2003 | 0.033333 | 0 | 1
3 | 1 | 2003 | 0.01 | 0 | 1
3 | 2 | 2003 | 0.34 | 0 | 1
3 | 3 | 2003 | 0 | 0 | 0
3 | 4 | 2003 | 0 | 0 | 0
3 | 5 | 2003 | 0.056667 | 0 | 0
3 | 6 | 2003 | 0.28333 | 0 | 0
3 | 7 | 2003 | 0 | 0 | 1
3 | 8 | 2003 | 0 | 0 | 1
3 | 9 | 2003 | 0 | 0 | 0
3 | 10 | 2003 | 0 | 0 | 0
3 | 11 | 2003 | 0 | 0 | 0
3 | 12 | 2003 | 0 | 0 | 1
3 | 13 | 2003 | 0.15667 | 0 | 1
3 | 14 | 2003 | 0 | 0 | 1
3 | 15 | 2003 | 0 | 0 | 0
3 | 16 | 2003 | 0.026667 | 0 | 0
3 | 17 | 2003 | 0.023333 | 0 | 0
3 | 18 | 2003 | 0 | 0 | 1
3 | 19 | 2003 | 0 | 0 | 1
3 | 20 | 2003 | 1.8633 | 1 | 0
3 | 21 | 2003 | 0.026667 | 0 | 1
3 | 22 | 2003 | 0 | 0 | 0
3 | 23 | 2003 | 0 | 0 | 1
3 | 24 | 2003 | 0 | 0 | 1
3 | 25 | 2003 | 0 | 0 | 0
3 | 26 | 2003 | 0.34667 | 0 | 0
3 | 27 | 2003 | 0 | 0 | 0
3 | 28 | 2003 | 0.063333 | 0 | 1
3 | 29 | 2003 | 0.29 | 0 | 1
3 | 30 | 2003 | 0.53333 | 0 | 0
3 | 31 | 2003 | 0 | 0 | 0
4 | 1 | 2003 | 0 | 0 | 1
4 | 2 | 2003 | 0 | 0 | 0
4 | 3 | 2003 | 0 | 0 | 0
4 | 4 | 2003 | 0 | 0 | 0
4 | 5 | 2003 | 0.01 | 0 | 0
4 | 6 | 2003 | 0 | 0 | 1
4 | 7 | 2003 | 0.67333 | 0 | 0
4 | 8 | 2003 | 0.013333 | 0 | 0
4 | 9 | 2003 | 0.47333 | 0 | 0
4 | 10 | 2003 | 0.056667 | 0 | 0
4 | 11 | 2003 | 0.24667 | 0 | 0
4 | 12 | 2003 | 0.0066667 | 0 | 1
4 | 13 | 2003 | 0 | 0 | 0
4 | 14 | 2003 | 0 | 0 | 1
4 | 15 | 2003 | 0 | 0 | 1
4 | 16 | 2003 | 0 | 0 | 0
4 | 17 | 2003 | 0 | 0 | 0
4 | 18 | 2003 | 0.23333 | 0 | 0
4 | 19 | 2003 | 0.07 | 0 | 0
4 | 20 | 2003 | 0 | 0 | 1
4 | 21 | 2003 | 0.01 | 0 | 1
4 | 22 | 2003 | 0.06 | 0 | 0
4 | 23 | 2003 | 0 | 0 | 0
4 | 24 | 2003 | 0 | 0 | 0
4 | 25 | 2003 | 0.31667 | 0 | 1
4 | 26 | 2003 | 0.28333 | 0 | 1
4 | 27 | 2003 | 0 | 0 | 0
4 | 28 | 2003 | 0 | 0 | 0
4 | 29 | 2003 | 0.0033333 | 0 | 0
4 | 30 | 2003 | 0.096667 | 0 | 0
5 | 1 | 2003 | 0 | 0 | 0
5 | 2 | 2003 | 0 | 0 | 0
5 | 3 | 2003 | 0 | 0 | 1
5 | 4 | 2003 | 0.0033333 | 0 | 1
5 | 5 | 2003 | 0.15333 | 0 | 1
5 | 6 | 2003 | 0.016667 | 0 | 0
5 | 7 | 2003 | 0.42 | 0 | 1
5 | 8 | 2003 | 0.15667 | 0 | 1
5 | 9 | 2003 | 0.35 | 0 | 0
5 | 10 | 2003 | 0.34333 | 0 | 0
5 | 11 | 2003 | 0.016667 | 0 | 0
5 | 12 | 2003 | 0.0066667 | 0 | 0
5 | 13 | 2003 | 0 | 0 | 0
5 | 14 | 2003 | 0 | 0 | 0
5 | 15 | 2003 | 0.84333 | 0 | 0
5 | 16 | 2003 | 1.2733 | 0 | 0
5 | 17 | 2003 | 0.14 | 0 | 0
5 | 18 | 2003 | 0.23667 | 0 | 1
5 | 19 | 2003 | 0 | 0 | 0
5 | 20 | 2003 | 0 | 0 | 0
5 | 21 | 2003 | 0.94333 | 0 | 0
5 | 22 | 2003 | 0.013333 | 0 | 0
5 | 23 | 2003 | 0.2 | 0 | 1
5 | 24 | 2003 | 0.26333 | 0 | 0
5 | 25 | 2003 | 0.16667 | 0 | 0
5 | 26 | 2003 | 1.32 | 0 | 0
5 | 27 | 2003 | 0.05 | 0 | 0
5 | 28 | 2003 | 0.18 | 0 | 1
5 | 29 | 2003 | 0.03 | 0 | 0
5 | 30 | 2003 | 0 | 0 | 0
5 | 31 | 2003 | 0.4 | 0 | 1
6 | 1 | 2003 | 0.0033333 | 0 | 0
6 | 2 | 2003 | 0 | 0 | 1
6 | 3 | 2003 | 0.44333 | 0 | 1
6 | 4 | 2003 | 0.31667 | 0 | 0
6 | 5 | 2003 | 0.043333 | 0 | 0
6 | 6 | 2003 | 0 | 0 | 1
6 | 7 | 2003 | 1.5633 | 0 | 0
6 | 8 | 2003 | 0.05 | 0 | 1
6 | 9 | 2003 | 0.20333 | 0 | 1
6 | 10 | 2003 | 0 | 0 | 0
6 | 11 | 2003 | 0.33333 | 0 | 0
6 | 12 | 2003 | 0.89 | 0 | 1
6 | 13 | 2003 | 0.24 | 0 | 0
6 | 14 | 2003 | 0.14333 | 0 | 0
6 | 15 | 2003 | 0.0033333 | 0 | 0
6 | 16 | 2003 | 0 | 0 | 1
6 | 17 | 2003 | 0.60333 | 0 | 1
6 | 18 | 2003 | 0.16 | 0 | 1
6 | 19 | 2003 | 1.5267 | 0 | 1
6 | 20 | 2003 | 0.71 | 0 | 1
6 | 21 | 2003 | 0.27333 | 0 | 0
6 | 22 | 2003 | 0 | 0 | 0
6 | 23 | 2003 | 0 | 0 | 1
6 | 24 | 2003 | 0 | 0 | 1
6 | 25 | 2003 | 0 | 0 | 1
6 | 26 | 2003 | 0 | 0 | 0
6 | 27 | 2003 | 0.036667 | 0 | 0
6 | 28 | 2003 | 0 | 0 | 1
6 | 29 | 2003 | 0 | 0 | 1
6 | 30 | 2003 | 0.17667 | 0 | 1
7 | 1 | 2003 | 0.42 | 0 | 1
7 | 2 | 2003 | 0.85667 | 0 | 1
7 | 3 | 2003 | 0.29667 | 0 | 0
7 | 4 | 2003 | 0 | 0 | 0
7 | 5 | 2003 | 0 | 0 | 1
7 | 6 | 2003 | 0.17 | 0 | 1
7 | 7 | 2003 | 0.33 | 0 | 0
7 | 8 | 2003 | 0.016667 | 0 | 0
7 | 9 | 2003 | 0.60333 | 0 | 0
7 | 10 | 2003 | 0.9 | 0 | 0
7 | 11 | 2003 | 0.013333 | 0 | 0
7 | 12 | 2003 | 0.21 | 0 | 0
7 | 13 | 2003 | 0 | 0 | 1
7 | 14 | 2003 | 0.01 | 0 | 0
7 | 15 | 2003 | 0 | 0 | 0
7 | 16 | 2003 | 0 | 0 | 1
7 | 17 | 2003 | 0 | 0 | 1
7 | 18 | 2003 | 0.033333 | 0 | 0
7 | 19 | 2003 | 0 | 0 | 0
7 | 20 | 2003 | 0 | 0 | 1
7 | 21 | 2003 | 0 | 0 | 1
7 | 22 | 2003 | 1.23 | 0 | 0
7 | 23 | 2003 | 0.0066667 | 0 | 0
7 | 24 | 2003 | 0 | 0 | 0
7 | 25 | 2003 | 0 | 0 | 0
7 | 26 | 2003 | 0 | 0 | 1
7 | 27 | 2003 | 0.016667 | 0 | 0
7 | 28 | 2003 | 0.66667 | 0 | 1
7 | 29 | 2003 | 0.01 | 0 | 1
7 | 30 | 2003 | 0.0033333 | 0 | 1
7 | 31 | 2003 | 0 | 0 | 0
8 | 1 | 2003 | 0.41333 | 0 | 0
8 | 2 | 2003 | 0.0033333 | 0 | 0
8 | 3 | 2003 | 0.37333 | 0 | 0
8 | 4 | 2003 | 0.05 | 0 | 0
8 | 5 | 2003 | 0.17 | 0 | 1
8 | 6 | 2003 | 0 | 0 | 0
8 | 7 | 2003 | 0.016667 | 0 | 1
8 | 8 | 2003 | 0.036667 | 0 | 1
8 | 9 | 2003 | 0.24667 | 0 | 1
8 | 10 | 2003 | 0.03 | 0 | 1
8 | 11 | 2003 | 0.21 | 0 | 1
8 | 12 | 2003 | 0.023333 | 0 | 1
8 | 13 | 2003 | 0.51667 | 0 | 0
8 | 14 | 2003 | 0 | 0 | 0
8 | 15 | 2003 | 0 | 0 | 0
8 | 16 | 2003 | 0.83 | 0 | 0
8 | 17 | 2003 | 0.19 | 0 | 0
8 | 18 | 2003 | 0 | 0 | 1
8 | 19 | 2003 | 0 | 0 | 1
8 | 20 | 2003 | 0 | 0 | 0
8 | 21 | 2003 | 0 | 0 | 1
8 | 22 | 2003 | 0.30667 | 0 | 1
8 | 23 | 2003 | 0 | 0 | 0
8 | 24 | 2003 | 0 | 0 | 0
8 | 25 | 2003 | 0 | 0 | 1
8 | 26 | 2003 | 0.74 | 0 | 1
8 | 27 | 2003 | 0.50333 | 0 | 0
8 | 28 | 2003 | 0.0033333 | 0 | 0
8 | 29 | 2003 | 0.14333 | 0 | 1
8 | 30 | 2003 | 0.13 | 0 | 1
8 | 31 | 2003 | 0 | 0 | 0
9 | 1 | 2003 | 0.20333 | 0 | 0
9 | 2 | 2003 | 0.13667 | 0 | 0
9 | 3 | 2003 | 0.43 | 0 | 1
9 | 4 | 2003 | 0.21333 | 0 | 1
9 | 5 | 2003 | 0 | 0 | 1
9 | 6 | 2003 | 0 | 0 | 1
9 | 7 | 2003 | 0 | 0 | 1
9 | 8 | 2003 | 0 | 0 | 1
9 | 9 | 2003 | 0 | 0 | 1
9 | 10 | 2003 | 0 | 0 | 1
9 | 11 | 2003 | 0 | 0 | 1
9 | 12 | 2003 | 0.78333 | 0 | 0
9 | 13 | 2003 | 0.43 | 0 | 0
9 | 14 | 2003 | 0.016667 | 0 | 1
9 | 15 | 2003 | 0.073333 | 0 | 1
9 | 16 | 2003 | 0 | 0 | 1
9 | 17 | 2003 | 0 | 0 | 1
9 | 18 | 2003 | 2.0567 | 1 | 0
9 | 19 | 2003 | 0.10333 | 0 | 0
9 | 20 | 2003 | 0 | 0 | 1
9 | 21 | 2003 | 0 | 0 | 1
9 | 22 | 2003 | 0.70667 | 0 | 1
9 | 23 | 2003 | 1.7433 | 1 | 0
9 | 24 | 2003 | 0 | 0 | 1
9 | 25 | 2003 | 0 | 0 | 1
9 | 26 | 2003 | 0 | 0 | 1
9 | 27 | 2003 | 0.27 | 0 | 1
9 | 28 | 2003 | 0.033333 | 0 | 1
9 | 29 | 2003 | 0 | 0 | 0
9 | 30 | 2003 | 0 | 0 | 1
10 | 1 | 2003 | 0 | 0 | 1
10 | 2 | 2003 | 0 | 0 | 0
10 | 3 | 2003 | 0 | 0 | 1
10 | 4 | 2003 | 0.023333 | 0 | 1
10 | 5 | 2003 | 0 | 0 | 1
10 | 6 | 2003 | 0 | 0 | 0
10 | 7 | 2003 | 0 | 0 | 1
10 | 8 | 2003 | 0 | 0 | 1
10 | 9 | 2003 | 0 | 0 | 1
10 | 10 | 2003 | 0 | 0 | 0
10 | 11 | 2003 | 0 | 0 | 1
10 | 12 | 2003 | 0 | 0 | 1
10 | 13 | 2003 | 0 | 0 | 1
10 | 14 | 2003 | 1.42 | 0 | 1
10 | 15 | 2003 | 0 | 0 | 1
10 | 16 | 2003 | 0 | 0 | 0
10 | 17 | 2003 | 0.0033333 | 0 | 1
10 | 18 | 2003 | 0 | 0 | 1
10 | 19 | 2003 | 0 | 0 | 1
10 | 20 | 2003 | 0 | 0 | 1
10 | 21 | 2003 | 0.01 | 0 | 1
10 | 22 | 2003 | 0.03 | 0 | 0
10 | 23 | 2003 | 0 | 0 | 0
10 | 24 | 2003 | 0 | 0 | 0
10 | 25 | 2003 | 0 | 0 | 0
10 | 26 | 2003 | 0.69333 | 0 | 0
10 | 27 | 2003 | 1.7167 | 1 | 0
10 | 28 | 2003 | 0.19667 | 0 | 0
10 | 29 | 2003 | 0.7 | 0 | 0
10 | 30 | 2003 | 0 | 0 | 1
10 | 31 | 2003 | 0 | 0 | 1
11 | 1 | 2003 | 0 | 0 | 1
11 | 2 | 2003 | 0 | 0 | 1
11 | 3 | 2003 | 0 | 0 | 0
11 | 4 | 2003 | 0 | 0 | 0
11 | 5 | 2003 | 1.0567 | 0 | 1
11 | 6 | 2003 | 0.39667 | 0 | 1
11 | 7 | 2003 | 0 | 0 | 1
11 | 8 | 2003 | 0 | 0 | 1
11 | 9 | 2003 | 0 | 0 | 1
11 | 10 | 2003 | 0 | 0 | 1
11 | 11 | 2003 | 0.0066667 | 0 | 1
11 | 12 | 2003 | 0.60333 | 0 | 0
11 | 13 | 2003 | 0 | 0 | 1
11 | 14 | 2003 | 0 | 0 | 0
11 | 15 | 2003 | 0 | 0 | 0
11 | 16 | 2003 | 0.013333 | 0 | 0
11 | 17 | 2003 | 0 | 0 | 1
11 | 18 | 2003 | 0 | 0 | 0
11 | 19 | 2003 | 1.6333 | 0 | 0
11 | 20 | 2003 | 0 | 0 | 0
11 | 21 | 2003 | 0 | 0 | 1
11 | 22 | 2003 | 0 | 0 | 1
11 | 23 | 2003 | 0 | 0 | 0
11 | 24 | 2003 | 0.26 | 0 | 0
11 | 25 | 2003 | 0 | 0 | 0
11 | 26 | 2003 | 0 | 0 | 1
11 | 27 | 2003 | 0 | 0 | 1
11 | 28 | 2003 | 0.79333 | 0 | 1
11 | 29 | 2003 | 0 | 0 | 1
11 | 30 | 2003 | 0 | 0 | 0
12 | 1 | 2003 | 0 | 0 | 1
12 | 2 | 2003 | 0 | 0 | 1
12 | 3 | 2003 | 0 | 0 | 1
12 | 4 | 2003 | 0.076667 | 0 | 1
12 | 5 | 2003 | 0.89333 | 0 | 1
12 | 6 | 2003 | 0.21 | 0 | 0
12 | 7 | 2003 | 0 | 0 | 1
12 | 8 | 2003 | 0 | 0 | 1
12 | 9 | 2003 | 0 | 0 | 1
12 | 10 | 2003 | 0.43333 | 0 | 1
12 | 11 | 2003 | 0.93333 | 0 | 1
12 | 12 | 2003 | 0 | 0 | 1
12 | 13 | 2003 | 0 | 0 | 1
12 | 14 | 2003 | 0.76667 | 0 | 0
12 | 15 | 2003 | 0 | 0 | 0
12 | 16 | 2003 | 0 | 0 | 1
12 | 17 | 2003 | 0.62333 | 0 | 1
12 | 18 | 2003 | 0 | 0 | 0
12 | 19 | 2003 | 0 | 0 | 0
12 | 20 | 2003 | 0 | 0 | 0
12 | 21 | 2003 | 0 | 0 | 0
12 | 22 | 2003 | 0 | 0 | 1
12 | 23 | 2003 | 0.06 | 0 | 0
12 | 24 | 2003 | 0.48333 | 0 | 0
12 | 25 | 2003 | 0 | 0 | 0
12 | 26 | 2003 | 0 | 0 | 1
12 | 27 | 2003 | 0 | 0 | 1
12 | 28 | 2003 | 0 | 0 | 1
12 | 29 | 2003 | 0 | 0 | 1
12 | 30 | 2003 | 0.053333 | 0 | 1
12 | 31 | 2003 | 0 | 0 | 0
1 | 1 | 2004 | 0 | 0 | 1
1 | 2 | 2004 | 0.17 | 0 | 1
1 | 3 | 2004 | 0 | 0 | 1
1 | 4 | 2004 | 0 | 0 | 1
1 | 5 | 2004 | 0.31667 | 0 | 0
1 | 6 | 2004 | 0 | 0 | 0
1 | 7 | 2004 | 0 | 0 | 0
1 | 8 | 2004 | 0 | 0 | 0
1 | 9 | 2004 | 0.01 | 0 | 0
1 | 10 | 2004 | 0 | 0 | 0
1 | 11 | 2004 | 0 | 0 | 0
1 | 12 | 2004 | 0 | 0 | 1
1 | 13 | 2004 | 0 | 0 | 1
1 | 14 | 2004 | 0 | 0 | 1
1 | 15 | 2004 | 0 | 0 | 1
1 | 16 | 2004 | 0 | 0 | 0
1 | 17 | 2004 | 0.09 | 0 | 0
1 | 18 | 2004 | 0.28333 | 0 | 1
1 | 19 | 2004 | 0 | 0 | 1
1 | 20 | 2004 | 0 | 0 | 0
1 | 21 | 2004 | 0 | 0 | 0
1 | 22 | 2004 | 0 | 0 | 1
1 | 23 | 2004 | 0 | 0 | 1
1 | 24 | 2004 | 0 | 0 | 0
1 | 25 | 2004 | 0.22667 | 0 | 0
1 | 26 | 2004 | 0.11667 | 0 | 0
1 | 27 | 2004 | 0.12667 | 0 | 1
1 | 28 | 2004 | 0 | 0 | 1
1 | 29 | 2004 | 0 | 0 | 0
1 | 30 | 2004 | 0 | 0 | 0
1 | 31 | 2004 | 0 | 0 | 0
2 | 1 | 2004 | 0 | 0 | 0
2 | 2 | 2004 | 0 | 0 | 0
2 | 3 | 2004 | 0.56667 | 0 | 1
2 | 4 | 2004 | 0 | 0 | 0
2 | 5 | 2004 | 0.073333 | 0 | 0
2 | 6 | 2004 | 1.4733 | 0 | 0
2 | 7 | 2004 | 0 | 0 | 0
2 | 8 | 2004 | 0 | 0 | 0
2 | 9 | 2004 | 0 | 0 | 0
2 | 10 | 2004 | 0 | 0 | 0
2 | 11 | 2004 | 0 | 0 | 0
2 | 12 | 2004 | 0 | 0 | 0
2 | 13 | 2004 | 0 | 0 | 1
2 | 14 | 2004 | 0 | 0 | 0
2 | 15 | 2004 | 0 | 0 | 0
2 | 16 | 2004 | 0 | 0 | 1
2 | 17 | 2004 | 0 | 0 | 0
2 | 18 | 2004 | 0 | 0 | 0
2 | 19 | 2004 | 0 | 0 | 0
2 | 20 | 2004 | 0 | 0 | 1
2 | 21 | 2004 | 0 | 0 | 1
2 | 22 | 2004 | 0 | 0 | 0
2 | 23 | 2004 | 0 | 0 | 0
2 | 24 | 2004 | 0.09 | 0 | 0
2 | 25 | 2004 | 0 | 0 | 1
2 | 26 | 2004 | 0 | 0 | 1
2 | 27 | 2004 | 0 | 0 | 1
2 | 28 | 2004 | 0 | 0 | 1
2 | 29 | 2004 | 0 | 0 | 0
3 | 1 | 2004 | 0 | 0 | 0
3 | 2 | 2004 | 0.15667 | 0 | 0
3 | 3 | 2004 | 0 | 0 | 0
3 | 4 | 2004 | 0.096667 | 0 | 0
3 | 5 | 2004 | 0 | 0 | 0
3 | 6 | 2004 | 1.04 | 0 | 1
3 | 7 | 2004 | 0.12667 | 0 | 1
3 | 8 | 2004 | 0.0033333 | 0 | 0
3 | 9 | 2004 | 0 | 0 | 0
3 | 10 | 2004 | 0.013333 | 0 | 0
3 | 11 | 2004 | 0 | 0 | 0
3 | 12 | 2004 | 0 | 0 | 1
3 | 13 | 2004 | 0 | 0 | 1
3 | 14 | 2004 | 0 | 0 | 0
3 | 15 | 2004 | 0 | 0 | 0
3 | 16 | 2004 | 0.34667 | 0 | 0
3 | 17 | 2004 | 0.03 | 0 | 1
3 | 18 | 2004 | 0.096667 | 0 | 0
3 | 19 | 2004 | 0.066667 | 0 | 0
3 | 20 | 2004 | 0.0033333 | 0 | 1
3 | 21 | 2004 | 0 | 0 | 0
3 | 22 | 2004 | 0 | 0 | 0
3 | 23 | 2004 | 0 | 0 | 0
3 | 24 | 2004 | 0 | 0 | 0
3 | 25 | 2004 | 0.09 | 0 | 1
3 | 26 | 2004 | 0 | 0 | 0
3 | 27 | 2004 | 0.11667 | 0 | 0
3 | 28 | 2004 | 0 | 0 | 0
3 | 29 | 2004 | 0 | 0 | 1
3 | 30 | 2004 | 0.0066667 | 0 | 0
3 | 31 | 2004 | 0.096667 | 0 | 0
4 | 1 | 2004 | 1.03 | 0 | 0
4 | 2 | 2004 | 0.56333 | 0 | 0
4 | 3 | 2004 | 0.033333 | 0 | 0
4 | 4 | 2004 | 0.07 | 0 | 1
4 | 5 | 2004 | 0 | 0 | 1
4 | 6 | 2004 | 0 | 0 | 1
4 | 7 | 2004 | 0 | 0 | 0
4 | 8 | 2004 | 0.013333 | 0 | 0
4 | 9 | 2004 | 0 | 0 | 0
4 | 10 | 2004 | 0 | 0 | 1
4 | 11 | 2004 | 0.02 | 0 | 1
4 | 12 | 2004 | 1.3167 | 0 | 0
4 | 13 | 2004 | 0.27667 | 0 | 0
4 | 14 | 2004 | 0.12667 | 0 | 1
4 | 15 | 2004 | 0 | 0 | 0
4 | 16 | 2004 | 0 | 0 | 0
4 | 17 | 2004 | 0 | 0 | 1
4 | 18 | 2004 | 0 | 0 | 0
4 | 19 | 2004 | 0 | 0 | 0
4 | 20 | 2004 | 0.026667 | 0 | 0
4 | 21 | 2004 | 0.0033333 | 0 | 0
4 | 22 | 2004 | 0 | 0 | 0
4 | 23 | 2004 | 0.47667 | 0 | 1
4 | 24 | 2004 | 0.0033333 | 0 | 1
4 | 25 | 2004 | 0.016667 | 0 | 0
4 | 26 | 2004 | 0.75 | 0 | 0
4 | 27 | 2004 | 0.01 | 0 | 0
4 | 28 | 2004 | 0 | 0 | 0
4 | 29 | 2004 | 0 | 0 | 0
4 | 30 | 2004 | 0 | 0 | 1
5 | 1 | 2004 | 0.09 | 0 | 0
5 | 2 | 2004 | 0.64 | 0 | 0
5 | 3 | 2004 | 0.33667 | 0 | 1
5 | 4 | 2004 | 0 | 0 | 0
5 | 5 | 2004 | 0.14 | 0 | 0
5 | 6 | 2004 | 0 | 0 | 1
5 | 7 | 2004 | 0.24 | 0 | 0
5 | 8 | 2004 | 0 | 0 | 0
5 | 9 | 2004 | 0.33 | 0 | 0
5 | 10 | 2004 | 0.03 | 0 | 1
5 | 11 | 2004 | 0 | 0 | 0
5 | 12 | 2004 | 0 | 0 | 0
5 | 13 | 2004 | 0 | 0 | 0
5 | 14 | 2004 | 0 | 0 | 0
5 | 15 | 2004 | 0.17 | 0 | 0
5 | 16 | 2004 | 0.18 | 0 | 0
5 | 17 | 2004 | 0.11 | 0 | 0
5 | 18 | 2004 | 0.056667 | 0 | 1
5 | 19 | 2004 | 0.063333 | 0 | 1
5 | 20 | 2004 | 0.0033333 | 0 | 0
5 | 21 | 2004 | 0.14667 | 0 | 0
5 | 22 | 2004 | 0 | 0 | 0
5 | 23 | 2004 | 0 | 0 | 0
5 | 24 | 2004 | 0 | 0 | 0
5 | 25 | 2004 | 0.47333 | 0 | 0
5 | 26 | 2004 | 0.16333 | 0 | 1
5 | 27 | 2004 | 0.046667 | 0 | 1
5 | 28 | 2004 | 0.10333 | 0 | 1
5 | 29 | 2004 | 0 | 0 | 0
5 | 30 | 2004 | 0.01 | 0 | 0
5 | 31 | 2004 | 0.36333 | 0 | 0
6 | 1 | 2004 | 0.096667 | 0 | 0
6 | 2 | 2004 | 0.046667 | 0 | 0
6 | 3 | 2004 | 0.013333 | 0 | 0
6 | 4 | 2004 | 0.12 | 0 | 1
6 | 5 | 2004 | 1.2233 | 0 | 0
6 | 6 | 2004 | 0.01 | 0 | 1
6 | 7 | 2004 | 0 | 0 | 1
6 | 8 | 2004 | 0 | 0 | 0
6 | 9 | 2004 | 0 | 0 | 0
6 | 10 | 2004 | 0.1 | 0 | 0
6 | 11 | 2004 | 0.83 | 0 | 0
6 | 12 | 2004 | 0 | 0 | 0
6 | 13 | 2004 | 0 | 0 | 0
6 | 14 | 2004 | 0 | 0 | 0
6 | 15 | 2004 | 0.096667 | 0 | 0
6 | 16 | 2004 | 0.04 | 0 | 0
6 | 17 | 2004 | 0.66 | 0 | 0
6 | 18 | 2004 | 0.06 | 0 | 0
6 | 19 | 2004 | 0 | 0 | 0
6 | 20 | 2004 | 0 | 0 | 0
6 | 21 | 2004 | 0 | 0 | 0
6 | 22 | 2004 | 0.62667 | 0 | 0
6 | 23 | 2004 | 0.056667 | 0 | 0
6 | 24 | 2004 | 0 | 0 | 0
6 | 25 | 2004 | 0.15333 | 0 | 1
6 | 26 | 2004 | 0.033333 | 0 | 0
6 | 27 | 2004 | 0 | 0 | 0
6 | 28 | 2004 | 0 | 0 | 0
6 | 29 | 2004 | 0 | 0 | 0
6 | 30 | 2004 | 0 | 0 | 0
7 | 1 | 2004 | 0 | 0 | 0
7 | 2 | 2004 | 0 | 0 | 1
7 | 3 | 2004 | 0 | 0 | 0
7 | 4 | 2004 | 1.2367 | 0 | 1
7 | 5 | 2004 | 0.15 | 0 | 0
7 | 6 | 2004 | 0.0033333 | 0 | 1
7 | 7 | 2004 | 0.72 | 0 | 1
7 | 8 | 2004 | 0.016667 | 0 | 1
7 | 9 | 2004 | 0 | 0 | 0
7 | 10 | 2004 | 0 | 0 | 1
7 | 11 | 2004 | 0 | 0 | 0
7 | 12 | 2004 | 0.06 | 0 | 0
7 | 13 | 2004 | 0.046667 | 0 | 0
7 | 14 | 2004 | 0.13667 | 0 | 0
7 | 15 | 2004 | 0 | 0 | 0
7 | 16 | 2004 | 0 | 0 | 1
7 | 17 | 2004 | 0.093333 | 0 | 1
7 | 18 | 2004 | 0.34333 | 0 | 1
7 | 19 | 2004 | 0.03 | 0 | 1
7 | 20 | 2004 | 0 | 0 | 1
7 | 21 | 2004 | 0 | 0 | 0
7 | 22 | 2004 | 0.63 | 0 | 0
7 | 23 | 2004 | 0.20333 | 0 | 0
7 | 24 | 2004 | 0.02 | 0 | 0
7 | 25 | 2004 | 0.0066667 | 0 | 1
7 | 26 | 2004 | 0.24333 | 0 | 0
7 | 27 | 2004 | 2.21 | 1 | 0
7 | 28 | 2004 | 0.31333 | 0 | 0
7 | 29 | 2004 | 0 | 0 | 0
7 | 30 | 2004 | 0 | 0 | 1
7 | 31 | 2004 | 0 | 0 | 1
8 | 1 | 2004 | 0.43 | 0 | 1
8 | 2 | 2004 | 0.54 | 0 | 1
8 | 3 | 2004 | 0.0066667 | 0 | 1
8 | 4 | 2004 | 0.39 | 0 | 1
8 | 5 | 2004 | 0.0066667 | 0 | 0
8 | 6 | 2004 | 0.013333 | 0 | 0
8 | 7 | 2004 | 0 | 0 | 0
8 | 8 | 2004 | 0 | 0 | 1
8 | 9 | 2004 | 0 | 0 | 0
8 | 10 | 2004 | 0 | 0 | 0
8 | 11 | 2004 | 0.53667 | 0 | 1
8 | 12 | 2004 | 1.3367 | 0 | 1
8 | 13 | 2004 | 0.026667 | 0 | 1
8 | 14 | 2004 | 0.35 | 0 | 1
8 | 15 | 2004 | 0 | 0 | 0
8 | 16 | 2004 | 0 | 0 | 0
8 | 17 | 2004 | 0.0066667 | 0 | 0
8 | 18 | 2004 | 0.076667 | 0 | 0
8 | 19 | 2004 | 0.0066667 | 0 | 0
8 | 20 | 2004 | 0 | 0 | 1
8 | 21 | 2004 | 0.10667 | 0 | 1
8 | 22 | 2004 | 0 | 0 | 0
8 | 23 | 2004 | 0 | 0 | 1
8 | 24 | 2004 | 0 | 0 | 1
8 | 25 | 2004 | 0 | 0 | 1
8 | 26 | 2004 | 0 | 0 | 1
8 | 27 | 2004 | 0 | 0 | 1
8 | 28 | 2004 | 0 | 0 | 0
8 | 29 | 2004 | 0 | 0 | 0
8 | 30 | 2004 | 0.026667 | 0 | 0
8 | 31 | 2004 | 0.0033333 | 0 | 1
9 | 1 | 2004 | 0 | 0 | 1
9 | 2 | 2004 | 0 | 0 | 1
9 | 3 | 2004 | 0 | 0 | 0
9 | 4 | 2004 | 0 | 0 | 1
9 | 5 | 2004 | 0.026667 | 0 | 0
9 | 6 | 2004 | 0.04 | 0 | 1
9 | 7 | 2004 | 0.063333 | 0 | 0
9 | 8 | 2004 | 0.56667 | 0 | 1
9 | 9 | 2004 | 0.26333 | 0 | 1
9 | 10 | 2004 | 0 | 0 | 0
9 | 11 | 2004 | 0 | 0 | 0
9 | 12 | 2004 | 0 | 0 | 0
9 | 13 | 2004 | 0 | 0 | 0
9 | 14 | 2004 | 0.11 | 0 | 1
9 | 15 | 2004 | 0.25 | 0 | 1
9 | 16 | 2004 | 0 | 0 | 1
9 | 17 | 2004 | 0.85333 | 0 | 1
9 | 18 | 2004 | 0.58333 | 0 | 1
9 | 19 | 2004 | 0 | 0 | 1
9 | 20 | 2004 | 0 | 0 | 1
9 | 21 | 2004 | 0 | 0 | 0
9 | 22 | 2004 | 0 | 0 | 0
9 | 23 | 2004 | 0 | 0 | 0
9 | 24 | 2004 | 0 | 0 | 1
9 | 25 | 2004 | 0 | 0 | 1
9 | 26 | 2004 | 0 | 0 | 1
9 | 27 | 2004 | 0 | 0 | 1
9 | 28 | 2004 | 1.82 | 1 | 0
9 | 29 | 2004 | 0 | 0 | 1
9 | 30 | 2004 | 0 | 0 | 1
10 | 1 | 2004 | 0 | 0 | 1
10 | 2 | 2004 | 0.36667 | 0 | 1
10 | 3 | 2004 | 0 | 0 | 1
10 | 4 | 2004 | 0 | 0 | 1
10 | 5 | 2004 | 0 | 0 | 1
10 | 6 | 2004 | 0 | 0 | 1
10 | 7 | 2004 | 0 | 0 | 0
10 | 8 | 2004 | 0 | 0 | 0
10 | 9 | 2004 | 0 | 0 | 0
10 | 10 | 2004 | 0 | 0 | 1
10 | 11 | 2004 | 0 | 0 | 1
10 | 12 | 2004 | 0 | 0 | 0
10 | 13 | 2004 | 0.043333 | 0 | 0
10 | 14 | 2004 | 0.18667 | 0 | 0
10 | 15 | 2004 | 0.10333 | 0 | 1
10 | 16 | 2004 | 0.026667 | 0 | 1
10 | 17 | 2004 | 0 | 0 | 1
10 | 18 | 2004 | 0.01 | 0 | 1
10 | 19 | 2004 | 0.18333 | 0 | 0
10 | 20 | 2004 | 0.23 | 0 | 0
10 | 21 | 2004 | 0.12 | 0 | 0
10 | 22 | 2004 | 0.0033333 | 0 | 1
10 | 23 | 2004 | 0 | 0 | 1
10 | 24 | 2004 | 0.08 | 0 | 0
10 | 25 | 2004 | 0 | 0 | 1
10 | 26 | 2004 | 0 | 0 | 1
10 | 27 | 2004 | 0 | 0 | 0
10 | 28 | 2004 | 0 | 0 | 0
10 | 29 | 2004 | 0.046667 | 0 | 0
10 | 30 | 2004 | 0.0066667 | 0 | 0
10 | 31 | 2004 | 0 | 0 | 0
11 | 1 | 2004 | 0 | 0 | 0
11 | 2 | 2004 | 0 | 0 | 0
11 | 3 | 2004 | 0 | 0 | 1
11 | 4 | 2004 | 1.58 | 0 | 1
11 | 5 | 2004 | 0 | 0 | 1
11 | 6 | 2004 | 0 | 0 | 1
11 | 7 | 2004 | 0 | 0 | 1
11 | 8 | 2004 | 0 | 0 | 0
11 | 9 | 2004 | 0 | 0 | 0
11 | 10 | 2004 | 0 | 0 | 0
11 | 11 | 2004 | 0 | 0 | 1
11 | 12 | 2004 | 1.9067 | 1 | 0
11 | 13 | 2004 | 0.03 | 0 | 1
11 | 14 | 2004 | 0 | 0 | 0
11 | 15 | 2004 | 0 | 0 | 0
11 | 16 | 2004 | 0 | 0 | 1
11 | 17 | 2004 | 0 | 0 | 1
11 | 18 | 2004 | 0.023333 | 0 | 1
11 | 19 | 2004 | 0.023333 | 0 | 0
11 | 20 | 2004 | 0.18333 | 0 | 0
11 | 21 | 2004 | 0 | 0 | 1
11 | 22 | 2004 | 0.016667 | 0 | 1
11 | 23 | 2004 | 0 | 0 | 1
11 | 24 | 2004 | 0.21 | 0 | 1
11 | 25 | 2004 | 0.093333 | 0 | 1
11 | 26 | 2004 | 0 | 0 | 1
11 | 27 | 2004 | 0.063333 | 0 | 1
11 | 28 | 2004 | 0.38333 | 0 | 0
11 | 29 | 2004 | 0 | 0 | 0
11 | 30 | 2004 | 0.03 | 0 | 0
12 | 1 | 2004 | 0.43 | 0 | 1
12 | 2 | 2004 | 0 | 0 | 1
12 | 3 | 2004 | 0 | 0 | 1
12 | 4 | 2004 | 0 | 0 | 1
12 | 5 | 2004 | 0 | 0 | 1
12 | 6 | 2004 | 0.0033333 | 0 | 1
12 | 7 | 2004 | 0.45 | 0 | 0
12 | 8 | 2004 | 0 | 0 | 0
12 | 9 | 2004 | 0.66 | 0 | 0
12 | 10 | 2004 | 0.16667 | 0 | 0
12 | 11 | 2004 | 0.12333 | 0 | 1
12 | 12 | 2004 | 0 | 0 | 1
12 | 13 | 2004 | 0 | 0 | 1
12 | 14 | 2004 | 0 | 0 | 1
12 | 15 | 2004 | 0 | 0 | 0
12 | 16 | 2004 | 0 | 0 | 0
12 | 17 | 2004 | 0 | 0 | 1
12 | 18 | 2004 | 0 | 0 | 1
12 | 19 | 2004 | 0.086667 | 0 | 1
12 | 20 | 2004 | 0 | 0 | 0
12 | 21 | 2004 | 0 | 0 | 1
12 | 22 | 2004 | 0 | 0 | 0
12 | 23 | 2004 | 1.0733 | 0 | 0
12 | 24 | 2004 | 0 | 0 | 0
12 | 25 | 2004 | 0 | 0 | 0
12 | 26 | 2004 | 0 | 0 | 0
12 | 27 | 2004 | 0 | 0 | 0
12 | 28 | 2004 | 0 | 0 | 0
12 | 29 | 2004 | 0 | 0 | 0
12 | 30 | 2004 | 0 | 0 | 1
12 | 31 | 2004 | 0.0033333 | 0 | 1
1 | 1 | 2005 | 0 | 0 | 0
1 | 2 | 2005 | 0 | 0 | 0
1 | 3 | 2005 | 0.01 | 0 | 0
1 | 4 | 2005 | 0.0033333 | 0 | 0
1 | 5 | 2005 | 0.24667 | 0 | 1
1 | 6 | 2005 | 0.0066667 | 0 | 1
1 | 7 | 2005 | 0.0066667 | 0 | 1
1 | 8 | 2005 | 0.2 | 0 | 1
1 | 9 | 2005 | 0 | 0 | 1
1 | 10 | 2005 | 0 | 0 | 0
1 | 11 | 2005 | 0.046667 | 0 | 0
1 | 12 | 2005 | 0 | 0 | 0
1 | 13 | 2005 | 0.22667 | 0 | 0
1 | 14 | 2005 | 1.85 | 1 | 0
1 | 15 | 2005 | 0 | 0 | 1
1 | 16 | 2005 | 0 | 0 | 0
1 | 17 | 2005 | 0 | 0 | 1
1 | 18 | 2005 | 0 | 0 | 1
1 | 19 | 2005 | 0.063333 | 0 | 0
1 | 20 | 2005 | 0 | 0 | 0
1 | 21 | 2005 | 0 | 0 | 0
1 | 22 | 2005 | 0.34 | 0 | 0
1 | 23 | 2005 | 0 | 0 | 0
1 | 24 | 2005 | 0.0066667 | 0 | 0
1 | 25 | 2005 | 0 | 0 | 0
1 | 26 | 2005 | 0 | 0 | 0
1 | 27 | 2005 | 0 | 0 | 0
1 | 28 | 2005 | 0 | 0 | 1
1 | 29 | 2005 | 0.083333 | 0 | 0
1 | 30 | 2005 | 0.31 | 0 | 0
1 | 31 | 2005 | 0 | 0 | 0
2 | 1 | 2005 | 0 | 0 | 1
2 | 2 | 2005 | 0 | 0 | 0
2 | 3 | 2005 | 0.063333 | 0 | 0
2 | 4 | 2005 | 0.0033333 | 0 | 0
2 | 5 | 2005 | 0 | 0 | 0
2 | 6 | 2005 | 0 | 0 | 0
2 | 7 | 2005 | 0 | 0 | 0
2 | 8 | 2005 | 0 | 0 | 0
2 | 9 | 2005 | 0.01 | 0 | 0
2 | 10 | 2005 | 0.10667 | 0 | 0
2 | 11 | 2005 | 0 | 0 | 0
2 | 12 | 2005 | 0 | 0 | 1
2 | 13 | 2005 | 0 | 0 | 1
2 | 14 | 2005 | 0.5 | 0 | 1
2 | 15 | 2005 | 0 | 0 | 1
2 | 16 | 2005 | 0.01 | 0 | 0
2 | 17 | 2005 | 0 | 0 | 1
2 | 18 | 2005 | 0 | 0 | 1
2 | 19 | 2005 | 0 | 0 | 1
2 | 20 | 2005 | 0.013333 | 0 | 1
2 | 21 | 2005 | 0.21333 | 0 | 1
2 | 22 | 2005 | 0.0066667 | 0 | 0
2 | 23 | 2005 | 0 | 0 | 1
2 | 24 | 2005 | 0.25 | 0 | 0
2 | 25 | 2005 | 0.013333 | 0 | 0
2 | 26 | 2005 | 0 | 0 | 0
2 | 27 | 2005 | 0 | 0 | 0
2 | 28 | 2005 | 0.37667 | 0 | 1
3 | 1 | 2005 | 0.0066667 | 0 | 1
3 | 2 | 2005 | 0 | 0 | 0
3 | 3 | 2005 | 0 | 0 | 0
3 | 4 | 2005 | 0 | 0 | 0
3 | 5 | 2005 | 0 | 0 | 0
3 | 6 | 2005 | 0 | 0 | 1
3 | 7 | 2005 | 0 | 0 | 0
3 | 8 | 2005 | 0.51 | 0 | 0
3 | 9 | 2005 | 0 | 0 | 0
3 | 10 | 2005 | 0 | 0 | 0
3 | 11 | 2005 | 0.016667 | 0 | 0
3 | 12 | 2005 | 0 | 0 | 0
3 | 13 | 2005 | 0 | 0 | 0
3 | 14 | 2005 | 0 | 0 | 1
3 | 15 | 2005 | 0 | 0 | 1
3 | 16 | 2005 | 0 | 0 | 0
3 | 17 | 2005 | 0 | 0 | 0
3 | 18 | 2005 | 0 | 0 | 0
3 | 19 | 2005 | 0 | 0 | 0
3 | 20 | 2005 | 0.16333 | 0 | 1
3 | 21 | 2005 | 0 | 0 | 1
3 | 22 | 2005 | 0.01 | 0 | 1
3 | 23 | 2005 | 2.0267 | 1 | 0
3 | 24 | 2005 | 0 | 0 | 1
3 | 25 | 2005 | 0.03 | 0 | 0
3 | 26 | 2005 | 0.016667 | 0 | 1
3 | 27 | 2005 | 0.16333 | 0 | 1
3 | 28 | 2005 | 1.5633 | 0 | 0
3 | 29 | 2005 | 0 | 0 | 1
3 | 30 | 2005 | 0 | 0 | 1
3 | 31 | 2005 | 0 | 0 | 0
4 | 1 | 2005 | 0.29667 | 0 | 1
4 | 2 | 2005 | 1.83 | 1 | 0
4 | 3 | 2005 | 0.1 | 0 | 0
4 | 4 | 2005 | 0 | 0 | 0
4 | 5 | 2005 | 0 | 0 | 0
4 | 6 | 2005 | 0 | 0 | 0
4 | 7 | 2005 | 0.10333 | 0 | 1
4 | 8 | 2005 | 0.12 | 0 | 1
4 | 9 | 2005 | 0 | 0 | 0
4 | 10 | 2005 | 0 | 0 | 1
4 | 11 | 2005 | 0 | 0 | 1
4 | 12 | 2005 | 0.0066667 | 0 | 1
4 | 13 | 2005 | 0.0066667 | 0 | 0
4 | 14 | 2005 | 0 | 0 | 0
4 | 15 | 2005 | 0 | 0 | 0
4 | 16 | 2005 | 0 | 0 | 0
4 | 17 | 2005 | 0 | 0 | 0
4 | 18 | 2005 | 0 | 0 | 0
4 | 19 | 2005 | 0 | 0 | 0
4 | 20 | 2005 | 0 | 0 | 1
4 | 21 | 2005 | 0.073333 | 0 | 0
4 | 22 | 2005 | 0.28667 | 0 | 0
4 | 23 | 2005 | 0.26667 | 0 | 0
4 | 24 | 2005 | 0 | 0 | 1
4 | 25 | 2005 | 0 | 0 | 0
4 | 26 | 2005 | 0 | 0 | 0
4 | 27 | 2005 | 0.01 | 0 | 0
4 | 28 | 2005 | 0 | 0 | 0
4 | 29 | 2005 | 0.016667 | 0 | 0
4 | 30 | 2005 | 1.0433 | 0 | 0
5 | 1 | 2005 | 0.08 | 0 | 0
5 | 2 | 2005 | 0.0033333 | 0 | 1
5 | 3 | 2005 | 0 | 0 | 0
5 | 4 | 2005 | 0 | 0 | 0
5 | 5 | 2005 | 0 | 0 | 1
5 | 6 | 2005 | 0 | 0 | 1
5 | 7 | 2005 | 0 | 0 | 1
5 | 8 | 2005 | 0 | 0 | 1
5 | 9 | 2005 | 0 | 0 | 1
5 | 10 | 2005 | 0 | 0 | 1
5 | 11 | 2005 | 0 | 0 | 0
5 | 12 | 2005 | 0 | 0 | 0
5 | 13 | 2005 | 0 | 0 | 1
5 | 14 | 2005 | 0.84 | 0 | 0
5 | 15 | 2005 | 0.0033333 | 0 | 1
5 | 16 | 2005 | 0 | 0 | 1
5 | 17 | 2005 | 0 | 0 | 0
5 | 18 | 2005 | 0 | 0 | 0
5 | 19 | 2005 | 0.21667 | 0 | 0
5 | 20 | 2005 | 2.1533 | 1 | 0
5 | 21 | 2005 | 0.0066667 | 0 | 1
5 | 22 | 2005 | 0.0066667 | 0 | 0
5 | 23 | 2005 | 0.13667 | 0 | 0
5 | 24 | 2005 | 0.53333 | 0 | 1
5 | 25 | 2005 | 0.01 | 0 | 0
5 | 26 | 2005 | 0 | 0 | 1
5 | 27 | 2005 | 0 | 0 | 0
5 | 28 | 2005 | 0.02 | 0 | 0
5 | 29 | 2005 | 0 | 0 | 0
5 | 30 | 2005 | 0.026667 | 0 | 0
5 | 31 | 2005 | 0 | 0 | 1
6 | 1 | 2005 | 0 | 0 | 1
6 | 2 | 2005 | 0.02 | 0 | 0
6 | 3 | 2005 | 0.58333 | 0 | 0
6 | 4 | 2005 | 0 | 0 | 0
6 | 5 | 2005 | 0 | 0 | 1
6 | 6 | 2005 | 0.89 | 0 | 1
6 | 7 | 2005 | 0.0033333 | 0 | 0
6 | 8 | 2005 | 0 | 0 | 0
6 | 9 | 2005 | 0.026667 | 0 | 0
6 | 10 | 2005 | 0 | 0 | 0
6 | 11 | 2005 | 0 | 0 | 1
6 | 12 | 2005 | 0 | 0 | 1
6 | 13 | 2005 | 0.09 | 0 | 0
6 | 14 | 2005 | 0.03 | 0 | 0
6 | 15 | 2005 | 0 | 0 | 0
6 | 16 | 2005 | 0 | 0 | 1
6 | 17 | 2005 | 0 | 0 | 0
6 | 18 | 2005 | 0 | 0 | 1
6 | 19 | 2005 | 0.026667 | 0 | 0
6 | 20 | 2005 | 0 | 0 | 0
6 | 21 | 2005 | 0 | 0 | 0
6 | 22 | 2005 | 0.02 | 0 | 1
6 | 23 | 2005 | 0 | 0 | 1
6 | 24 | 2005 | 0 | 0 | 1
6 | 25 | 2005 | 0 | 0 | 0
6 | 26 | 2005 | 0 | 0 | 1
6 | 27 | 2005 | 0.12333 | 0 | 1
6 | 28 | 2005 | 0.15333 | 0 | 0
6 | 29 | 2005 | 0.87333 | 0 | 0
6 | 30 | 2005 | 0.0033333 | 0 | 1
7 | 1 | 2005 | 0.063333 | 0 | 1
7 | 2 | 2005 | 0 | 0 | 0
7 | 3 | 2005 | 0 | 0 | 0
7 | 4 | 2005 | 0 | 0 | 0
7 | 5 | 2005 | 0.83 | 0 | 0
7 | 6 | 2005 | 0 | 0 | 0
7 | 7 | 2005 | 0.78 | 0 | 0
7 | 8 | 2005 | 1.9967 | 1 | 0
7 | 9 | 2005 | 0 | 0 | 0
7 | 10 | 2005 | 0 | 0 | 0
7 | 11 | 2005 | 0 | 0 | 1
7 | 12 | 2005 | 0 | 0 | 0
7 | 13 | 2005 | 0.32 | 0 | 0
7 | 14 | 2005 | 0.09 | 0 | 0
7 | 15 | 2005 | 1.0767 | 0 | 0
7 | 16 | 2005 | 1.0433 | 0 | 0
7 | 17 | 2005 | 0.0033333 | 0 | 0
7 | 18 | 2005 | 0 | 0 | 0
7 | 19 | 2005 | 0 | 0 | 0
7 | 20 | 2005 | 0 | 0 | 1
7 | 21 | 2005 | 0.12 | 0 | 0
7 | 22 | 2005 | 0 | 0 | 1
7 | 23 | 2005 | 0.29 | 0 | 1
7 | 24 | 2005 | 0.0033333 | 0 | 0
7 | 25 | 2005 | 0.21667 | 0 | 1
7 | 26 | 2005 | 0 | 0 | 1
7 | 27 | 2005 | 0.40667 | 0 | 1
7 | 28 | 2005 | 0 | 0 | 1
7 | 29 | 2005 | 0.32 | 0 | 0
7 | 30 | 2005 | 0 | 0 | 0
7 | 31 | 2005 | 0 | 0 | 0
8 | 1 | 2005 | 0 | 0 | 1
8 | 2 | 2005 | 0 | 0 | 1
8 | 3 | 2005 | 0 | 0 | 1
8 | 4 | 2005 | 0 | 0 | 0
8 | 5 | 2005 | 0.20333 | 0 | 0
8 | 6 | 2005 | 0.0066667 | 0 | 0
8 | 7 | 2005 | 0 | 0 | 1
8 | 8 | 2005 | 1.0367 | 0 | 1
8 | 9 | 2005 | 0.16667 | 0 | 0
8 | 10 | 2005 | 0 | 0 | 0
8 | 11 | 2005 | 0 | 0 | 0
8 | 12 | 2005 | 0 | 0 | 1
8 | 13 | 2005 | 0 | 0 | 1
8 | 14 | 2005 | 0 | 0 | 0
8 | 15 | 2005 | 0 | 0 | 0
8 | 16 | 2005 | 0.34 | 0 | 0
8 | 17 | 2005 | 0 | 0 | 0
8 | 18 | 2005 | 0 | 0 | 0
8 | 19 | 2005 | 0.25 | 0 | 0
8 | 20 | 2005 | 0 | 0 | 0
8 | 21 | 2005 | 0 | 0 | 1
8 | 22 | 2005 | 0 | 0 | 1
8 | 23 | 2005 | 0 | 0 | 1
8 | 24 | 2005 | 0 | 0 | 0
8 | 25 | 2005 | 0 | 0 | 0
8 | 26 | 2005 | 0 | 0 | 0
8 | 27 | 2005 | 0.36667 | 0 | 1
8 | 28 | 2005 | 0.41333 | 0 | 0
8 | 29 | 2005 | 0 | 0 | 1
8 | 30 | 2005 | 0.0033333 | 0 | 1
8 | 31 | 2005 | 0 | 0 | 1
9 | 1 | 2005 | 0 | 0 | 1
9 | 2 | 2005 | 0 | 0 | 0
9 | 3 | 2005 | 0 | 0 | 0
9 | 4 | 2005 | 0 | 0 | 0
9 | 5 | 2005 | 0 | 0 | 0
9 | 6 | 2005 | 0 | 0 | 0
9 | 7 | 2005 | 0 | 0 | 0
9 | 8 | 2005 | 0 | 0 | 0
9 | 9 | 2005 | 0 | 0 | 0
9 | 10 | 2005 | 0 | 0 | 0
9 | 11 | 2005 | 0 | 0 | 0
9 | 12 | 2005 | 0 | 0 | 0
9 | 13 | 2005 | 0 | 0 | 1
9 | 14 | 2005 | 0.076667 | 0 | 1
9 | 15 | 2005 | 0.11 | 0 | 0
9 | 16 | 2005 | 0.0033333 | 0 | 0
9 | 17 | 2005 | 0 | 0 | 0
9 | 18 | 2005 | 0 | 0 | 1
9 | 19 | 2005 | 0 | 0 | 1
9 | 20 | 2005 | 0 | 0 | 1
9 | 21 | 2005 | 0 | 0 | 1
9 | 22 | 2005 | 0 | 0 | 1
9 | 23 | 2005 | 0.0033333 | 0 | 1
9 | 24 | 2005 | 0 | 0 | 1
9 | 25 | 2005 | 0 | 0 | 0
9 | 26 | 2005 | 0.11 | 0 | 0
9 | 27 | 2005 | 0 | 0 | 1
9 | 28 | 2005 | 0 | 0 | 0
9 | 29 | 2005 | 0.0066667 | 0 | 1
9 | 30 | 2005 | 0 | 0 | 0
10 | 1 | 2005 | 0 | 0 | 0
10 | 2 | 2005 | 0 | 0 | 1
10 | 3 | 2005 | 0 | 0 | 1
10 | 4 | 2005 | 0 | 0 | 0
10 | 5 | 2005 | 0 | 0 | 0
10 | 6 | 2005 | 0.14667 | 0 | 1
10 | 7 | 2005 | 3.1367 | 1 | 0
10 | 8 | 2005 | 3.61 | 1 | 0
10 | 9 | 2005 | 0 | 0 | 1
10 | 10 | 2005 | 0 | 0 | 0
10 | 11 | 2005 | 0.12 | 0 | 0
10 | 12 | 2005 | 0.016667 | 0 | 0
10 | 13 | 2005 | 0.22667 | 0 | 1
10 | 14 | 2005 | 0.013333 | 0 | 1
10 | 15 | 2005 | 0 | 0 | 0
10 | 16 | 2005 | 0 | 0 | 0
10 | 17 | 2005 | 0 | 0 | 0
10 | 18 | 2005 | 0 | 0 | 0
10 | 19 | 2005 | 0 | 0 | 1
10 | 20 | 2005 | 0 | 0 | 0
10 | 21 | 2005 | 0.18 | 0 | 0
10 | 22 | 2005 | 0.64667 | 0 | 1
10 | 23 | 2005 | 0 | 0 | 0
10 | 24 | 2005 | 0.51 | 0 | 0
10 | 25 | 2005 | 0.68 | 0 | 0
10 | 26 | 2005 | 0 | 0 | 0
10 | 27 | 2005 | 0 | 0 | 1
10 | 28 | 2005 | 0 | 0 | 1
10 | 29 | 2005 | 0 | 0 | 1
10 | 30 | 2005 | 0 | 0 | 1
10 | 31 | 2005 | 0 | 0 | 1
11 | 1 | 2005 | 0 | 0 | 0
11 | 2 | 2005 | 0 | 0 | 0
11 | 3 | 2005 | 0 | 0 | 0
11 | 4 | 2005 | 0 | 0 | 1
11 | 5 | 2005 | 0 | 0 | 0
11 | 6 | 2005 | 0.0033333 | 0 | 1
11 | 7 | 2005 | 0 | 0 | 1
11 | 8 | 2005 | 0.06 | 0 | 0
11 | 9 | 2005 | 0 | 0 | 0
11 | 10 | 2005 | 0 | 0 | 0
11 | 11 | 2005 | 0 | 0 | 0
11 | 12 | 2005 | 0 | 0 | 1
11 | 13 | 2005 | 0 | 0 | 1
11 | 14 | 2005 | 0.0033333 | 0 | 1
11 | 15 | 2005 | 0.0066667 | 0 | 1
11 | 16 | 2005 | 0.60333 | 0 | 1
11 | 17 | 2005 | 0 | 0 | 0
11 | 18 | 2005 | 0 | 0 | 0
11 | 19 | 2005 | 0 | 0 | 0
11 | 20 | 2005 | 0 | 0 | 1
11 | 21 | 2005 | 0.73333 | 0 | 0
11 | 22 | 2005 | 0.21333 | 0 | 1
11 | 23 | 2005 | 0.043333 | 0 | 1
11 | 24 | 2005 | 0.0033333 | 0 | 1
11 | 25 | 2005 | 0 | 0 | 0
11 | 26 | 2005 | 0 | 0 | 1
11 | 27 | 2005 | 0.023333 | 0 | 0
11 | 28 | 2005 | 0.026667 | 0 | 1
11 | 29 | 2005 | 0.45667 | 0 | 0
11 | 30 | 2005 | 0 | 0 | 0
12 | 1 | 2005 | 0 | 0 | 0
12 | 2 | 2005 | 0 | 0 | 0
12 | 3 | 2005 | 0.03 | 0 | 0
12 | 4 | 2005 | 0.21333 | 0 | 0
12 | 5 | 2005 | 0.13 | 0 | 1
12 | 6 | 2005 | 0.036667 | 0 | 1
12 | 7 | 2005 | 0 | 0 | 0
12 | 8 | 2005 | 0 | 0 | 1
12 | 9 | 2005 | 0.61 | 0 | 1
12 | 10 | 2005 | 0 | 0 | 0
12 | 11 | 2005 | 0 | 0 | 0
12 | 12 | 2005 | 0 | 0 | 0
12 | 13 | 2005 | 0 | 0 | 0
12 | 14 | 2005 | 0 | 0 | 0
12 | 15 | 2005 | 1.0767 | 0 | 0
12 | 16 | 2005 | 0.21667 | 0 | 1
12 | 17 | 2005 | 0 | 0 | 0
12 | 18 | 2005 | 0 | 0 | 0
12 | 19 | 2005 | 0 | 0 | 1
12 | 20 | 2005 | 0 | 0 | 0
12 | 21 | 2005 | 0 | 0 | 0
12 | 22 | 2005 | 0 | 0 | 0
12 | 23 | 2005 | 0 | 0 | 0
12 | 24 | 2005 | 0 | 0 | 0
12 | 25 | 2005 | 0.74333 | 0 | 0
12 | 26 | 2005 | 0.016667 | 0 | 0
12 | 27 | 2005 | 0 | 0 | 1
12 | 28 | 2005 | 0 | 0 | 1
12 | 29 | 2005 | 0.31 | 0 | 0
12 | 30 | 2005 | 0 | 0 | 1
12 | 31 | 2005 | 0.0033333 | 0 | 0
1 | 1 | 2006 | 0 | 0 | 0
1 | 2 | 2006 | 0.34667 | 0 | 0
1 | 3 | 2006 | 0.13 | 0 | 0
1 | 4 | 2006 | 0 | 0 | 0
1 | 5 | 2006 | 0 | 0 | 0
1 | 6 | 2006 | 0 | 0 | 0
1 | 7 | 2006 | 0 | 0 | 0
1 | 8 | 2006 | 0 | 0 | 0
1 | 9 | 2006 | 0 | 0 | 0
1 | 10 | 2006 | 0 | 0 | 0
1 | 11 | 2006 | 0.23667 | 0 | 0
1 | 12 | 2006 | 0 | 0 | 0
1 | 13 | 2006 | 0 | 0 | 0
1 | 14 | 2006 | 0.48 | 0 | 1
1 | 15 | 2006 | 0 | 0 | 1
1 | 16 | 2006 | 0 | 0 | 1
1 | 17 | 2006 | 0.0033333 | 0 | 0
1 | 18 | 2006 | 0.65667 | 0 | 0
1 | 19 | 2006 | 0 | 0 | 0
1 | 20 | 2006 | 0 | 0 | 0
1 | 21 | 2006 | 0 | 0 | 0
1 | 22 | 2006 | 0.19 | 0 | 0
1 | 23 | 2006 | 0.71 | 0 | 1
1 | 24 | 2006 | 0.036667 | 0 | 0
1 | 25 | 2006 | 0 | 0 | 0
1 | 26 | 2006 | 0 | 0 | 1
1 | 27 | 2006 | 0 | 0 | 0
1 | 28 | 2006 | 0 | 0 | 0
1 | 29 | 2006 | 0.05 | 0 | 1
1 | 30 | 2006 | 0 | 0 | 0
1 | 31 | 2006 | 0.2 | 0 | 0
2 | 1 | 2006 | 0 | 0 | 0
2 | 2 | 2006 | 0.026667 | 0 | 0
2 | 3 | 2006 | 0.47667 | 0 | 0
2 | 4 | 2006 | 0.80333 | 0 | 0
2 | 5 | 2006 | 0 | 0 | 1
2 | 6 | 2006 | 0 | 0 | 1
2 | 7 | 2006 | 0 | 0 | 1
2 | 8 | 2006 | 0 | 0 | 0
2 | 9 | 2006 | 0 | 0 | 0
2 | 10 | 2006 | 0 | 0 | 1
2 | 11 | 2006 | 0.40333 | 0 | 1
2 | 12 | 2006 | 0.6 | 0 | 1
2 | 13 | 2006 | 0 | 0 | 1
2 | 14 | 2006 | 0 | 0 | 0
2 | 15 | 2006 | 0 | 0 | 0
2 | 16 | 2006 | 0 | 0 | 0
2 | 17 | 2006 | 0 | 0 | 0
2 | 18 | 2006 | 0 | 0 | 0
2 | 19 | 2006 | 0 | 0 | 0
2 | 20 | 2006 | 0 | 0 | 1
2 | 21 | 2006 | 0 | 0 | 1
2 | 22 | 2006 | 0.18333 | 0 | 0
2 | 23 | 2006 | 0 | 0 | 1
2 | 24 | 2006 | 0 | 0 | 1
2 | 25 | 2006 | 0 | 0 | 0
2 | 26 | 2006 | 0 | 0 | 0
2 | 27 | 2006 | 0 | 0 | 0
2 | 28 | 2006 | 0 | 0 | 0
3 | 1 | 2006 | 0 | 0 | 0
3 | 2 | 2006 | 0.066667 | 0 | 0
3 | 3 | 2006 | 0 | 0 | 0
3 | 4 | 2006 | 0 | 0 | 0
3 | 5 | 2006 | 0 | 0 | 0
3 | 6 | 2006 | 0 | 0 | 0
3 | 7 | 2006 | 0 | 0 | 0
3 | 8 | 2006 | 0 | 0 | 1
3 | 9 | 2006 | 0 | 0 | 0
3 | 10 | 2006 | 0 | 0 | 1
3 | 11 | 2006 | 0 | 0 | 0
3 | 12 | 2006 | 0.0033333 | 0 | 0
3 | 13 | 2006 | 0 | 0 | 0
3 | 14 | 2006 | 0.013333 | 0 | 0
3 | 15 | 2006 | 0 | 0 | 0
3 | 16 | 2006 | 0 | 0 | 1
3 | 17 | 2006 | 0 | 0 | 1
3 | 18 | 2006 | 0 | 0 | 1
3 | 19 | 2006 | 0 | 0 | 0
3 | 20 | 2006 | 0 | 0 | 0
3 | 21 | 2006 | 0.0033333 | 0 | 0
3 | 22 | 2006 | 0 | 0 | 0
3 | 23 | 2006 | 0 | 0 | 1
3 | 24 | 2006 | 0 | 0 | 1
3 | 25 | 2006 | 0 | 0 | 1
3 | 26 | 2006 | 0 | 0 | 1
3 | 27 | 2006 | 0 | 0 | 0
3 | 28 | 2006 | 0.013333 | 0 | 0
3 | 29 | 2006 | 0 | 0 | 1
3 | 30 | 2006 | 0 | 0 | 1
3 | 31 | 2006 | 0 | 0 | 1
4 | 1 | 2006 | 0.0066667 | 0 | 0
4 | 2 | 2006 | 0 | 0 | 0
4 | 3 | 2006 | 0.5 | 0 | 0
4 | 4 | 2006 | 0 | 0 | 1
4 | 5 | 2006 | 0.01 | 0 | 1
4 | 6 | 2006 | 0 | 0 | 1
4 | 7 | 2006 | 0.21333 | 0 | 1
4 | 8 | 2006 | 0.58333 | 0 | 0
4 | 9 | 2006 | 0 | 0 | 0
4 | 10 | 2006 | 0 | 0 | 1
4 | 11 | 2006 | 0 | 0 | 0
4 | 12 | 2006 | 0 | 0 | 0
4 | 13 | 2006 | 0.036667 | 0 | 0
4 | 14 | 2006 | 0.0066667 | 0 | 0
4 | 15 | 2006 | 0 | 0 | 0
4 | 16 | 2006 | 0.013333 | 0 | 1
4 | 17 | 2006 | 0.25 | 0 | 1
4 | 18 | 2006 | 0 | 0 | 0
4 | 19 | 2006 | 0 | 0 | 0
4 | 20 | 2006 | 0 | 0 | 0
4 | 21 | 2006 | 0.28333 | 0 | 0
4 | 22 | 2006 | 1.56 | 0 | 0
4 | 23 | 2006 | 0.22333 | 0 | 0
4 | 24 | 2006 | 0 | 0 | 0
4 | 25 | 2006 | 0.033333 | 0 | 0
4 | 26 | 2006 | 0.023333 | 0 | 1
4 | 27 | 2006 | 0 | 0 | 1
4 | 28 | 2006 | 0 | 0 | 0
4 | 29 | 2006 | 0 | 0 | 0
4 | 30 | 2006 | 0 | 0 | 1
5 | 1 | 2006 | 0 | 0 | 0
5 | 2 | 2006 | 0 | 0 | 1
5 | 3 | 2006 | 0 | 0 | 0
5 | 4 | 2006 | 0 | 0 | 1
5 | 5 | 2006 | 0 | 0 | 1
5 | 6 | 2006 | 0 | 0 | 0
5 | 7 | 2006 | 0.10667 | 0 | 0
5 | 8 | 2006 | 0.06 | 0 | 0
5 | 9 | 2006 | 0 | 0 | 0
5 | 10 | 2006 | 0 | 0 | 0
5 | 11 | 2006 | 0.88 | 0 | 0
5 | 12 | 2006 | 0.096667 | 0 | 0
5 | 13 | 2006 | 0.05 | 0 | 1
5 | 14 | 2006 | 0.2 | 0 | 0
5 | 15 | 2006 | 0.26667 | 0 | 0
5 | 16 | 2006 | 0 | 0 | 1
5 | 17 | 2006 | 0.05 | 0 | 0
5 | 18 | 2006 | 0.066667 | 0 | 0
5 | 19 | 2006 | 0.03 | 0 | 1
5 | 20 | 2006 | 0 | 0 | 1
5 | 21 | 2006 | 0 | 0 | 0
5 | 22 | 2006 | 0 | 0 | 0
5 | 23 | 2006 | 0 | 0 | 0
5 | 24 | 2006 | 0 | 0 | 1
5 | 25 | 2006 | 0 | 0 | 1
5 | 26 | 2006 | 0.063333 | 0 | 1
5 | 27 | 2006 | 0 | 0 | 0
5 | 28 | 2006 | 0 | 0 | 0
5 | 29 | 2006 | 0 | 0 | 0
5 | 30 | 2006 | 0 | 0 | 0
5 | 31 | 2006 | 0 | 0 | 1
6 | 1 | 2006 | 0.086667 | 0 | 0
6 | 2 | 2006 | 0.073333 | 0 | 1
6 | 3 | 2006 | 0.023333 | 0 | 0
6 | 4 | 2006 | 0 | 0 | 1
6 | 5 | 2006 | 0 | 0 | 1
6 | 6 | 2006 | 0 | 0 | 1
6 | 7 | 2006 | 0.053333 | 0 | 0
6 | 8 | 2006 | 0.086667 | 0 | 0
6 | 9 | 2006 | 0.093333 | 0 | 0
6 | 10 | 2006 | 0 | 0 | 0
6 | 11 | 2006 | 0 | 0 | 0
6 | 12 | 2006 | 0.32667 | 0 | 0
6 | 13 | 2006 | 0 | 0 | 1
6 | 14 | 2006 | 0.0033333 | 0 | 1
6 | 15 | 2006 | 0 | 0 | 0
6 | 16 | 2006 | 0 | 0 | 0
6 | 17 | 2006 | 0 | 0 | 0
6 | 18 | 2006 | 0 | 0 | 0
6 | 19 | 2006 | 0.86 | 0 | 0
6 | 20 | 2006 | 0.016667 | 0 | 0
6 | 21 | 2006 | 0 | 0 | 0
6 | 22 | 2006 | 0.50333 | 0 | 0
6 | 23 | 2006 | 0.27333 | 0 | 0
6 | 24 | 2006 | 0.22333 | 0 | 1
6 | 25 | 2006 | 4.6267 | 1 | 0
6 | 26 | 2006 | 2.3233 | 1 | 0
6 | 27 | 2006 | 1.19 | 0 | 0
6 | 28 | 2006 | 0.24667 | 0 | 0
6 | 29 | 2006 | 0.033333 | 0 | 0
6 | 30 | 2006 | 0 | 0 | 0
7 | 1 | 2006 | 0 | 0 | 0
7 | 2 | 2006 | 0.26 | 0 | 1
7 | 3 | 2006 | 0 | 0 | 0
7 | 4 | 2006 | 0.21333 | 0 | 0
7 | 5 | 2006 | 0.76 | 0 | 0
7 | 6 | 2006 | 0.45 | 0 | 0
7 | 7 | 2006 | 0 | 0 | 0
7 | 8 | 2006 | 0 | 0 | 0
7 | 9 | 2006 | 0 | 0 | 0
7 | 10 | 2006 | 0 | 0 | 0
7 | 11 | 2006 | 0 | 0 | 0
7 | 12 | 2006 | 0.37333 | 0 | 1
7 | 13 | 2006 | 0.013333 | 0 | 0
7 | 14 | 2006 | 0.29 | 0 | 1
7 | 15 | 2006 | 0.0033333 | 0 | 0
7 | 16 | 2006 | 0 | 0 | 0
7 | 17 | 2006 | 0 | 0 | 0
7 | 18 | 2006 | 0 | 0 | 0
7 | 19 | 2006 | 0 | 0 | 0
7 | 20 | 2006 | 0 | 0 | 0
7 | 21 | 2006 | 0 | 0 | 1
7 | 22 | 2006 | 0.20667 | 0 | 0
7 | 23 | 2006 | 0.0033333 | 0 | 0
7 | 24 | 2006 | 0 | 0 | 0
7 | 25 | 2006 | 0.033333 | 0 | 0
7 | 26 | 2006 | 0 | 0 | 0
7 | 27 | 2006 | 0 | 0 | 0
7 | 28 | 2006 | 0.016667 | 0 | 1
7 | 29 | 2006 | 0 | 0 | 0
7 | 30 | 2006 | 0 | 0 | 0
7 | 31 | 2006 | 0 | 0 | 0
8 | 1 | 2006 | 0 | 0 | 1
8 | 2 | 2006 | 0 | 0 | 0
8 | 3 | 2006 | 0 | 0 | 1
8 | 4 | 2006 | 0 | 0 | 0
8 | 5 | 2006 | 0 | 0 | 1
8 | 6 | 2006 | 0 | 0 | 0
8 | 7 | 2006 | 0.90333 | 0 | 1
8 | 8 | 2006 | 0 | 0 | 1
8 | 9 | 2006 | 0 | 0 | 0
8 | 10 | 2006 | 0.13333 | 0 | 0
8 | 11 | 2006 | 0 | 0 | 0
8 | 12 | 2006 | 0 | 0 | 0
8 | 13 | 2006 | 0 | 0 | 1
8 | 14 | 2006 | 0 | 0 | 1
8 | 15 | 2006 | 0 | 0 | 0
8 | 16 | 2006 | 0 | 0 | 1
8 | 17 | 2006 | 0 | 0 | 1
8 | 18 | 2006 | 0 | 0 | 0
8 | 19 | 2006 | 0 | 0 | 0
8 | 20 | 2006 | 0.15667 | 0 | 0
8 | 21 | 2006 | 0 | 0 | 1
8 | 22 | 2006 | 0 | 0 | 1
8 | 23 | 2006 | 0 | 0 | 1
8 | 24 | 2006 | 0 | 0 | 0
8 | 25 | 2006 | 0 | 0 | 1
8 | 26 | 2006 | 0.0033333 | 0 | 1
8 | 27 | 2006 | 0 | 0 | 0
8 | 28 | 2006 | 0.0066667 | 0 | 0
8 | 29 | 2006 | 0.0066667 | 0 | 0
8 | 30 | 2006 | 0.03 | 0 | 0
8 | 31 | 2006 | 0 | 0 | 0
9 | 1 | 2006 | 2.3667 | 1 | 0
9 | 2 | 2006 | 0.82333 | 0 | 0
9 | 3 | 2006 | 0 | 0 | 0
9 | 4 | 2006 | 0.0066667 | 0 | 0
9 | 5 | 2006 | 1.6333 | 0 | 0
9 | 6 | 2006 | 0 | 0 | 1
9 | 7 | 2006 | 0 | 0 | 1
9 | 8 | 2006 | 0.24333 | 0 | 0
9 | 9 | 2006 | 0 | 0 | 0
9 | 10 | 2006 | 0 | 0 | 1
9 | 11 | 2006 | 0.016667 | 0 | 1
9 | 12 | 2006 | 0 | 0 | 1
9 | 13 | 2006 | 0.01 | 0 | 1
9 | 14 | 2006 | 0.75 | 0 | 1
9 | 15 | 2006 | 0.17667 | 0 | 0
9 | 16 | 2006 | 0.02 | 0 | 1
9 | 17 | 2006 | 0 | 0 | 1
9 | 18 | 2006 | 0 | 0 | 1
9 | 19 | 2006 | 0 | 0 | 0
9 | 20 | 2006 | 0 | 0 | 0
9 | 21 | 2006 | 0 | 0 | 0
9 | 22 | 2006 | 0 | 0 | 0
9 | 23 | 2006 | 0 | 0 | 0
9 | 24 | 2006 | 0.01 | 0 | 0
9 | 25 | 2006 | 0 | 0 | 1
9 | 26 | 2006 | 0 | 0 | 0
9 | 27 | 2006 | 0 | 0 | 0
9 | 28 | 2006 | 0.91333 | 0 | 0
9 | 29 | 2006 | 0 | 0 | 0
9 | 30 | 2006 | 0.026667 | 0 | 0
10 | 1 | 2006 | 0.13667 | 0 | 1
10 | 2 | 2006 | 0 | 0 | 1
10 | 3 | 2006 | 0 | 0 | 1
10 | 4 | 2006 | 0 | 0 | 0
10 | 5 | 2006 | 0.51667 | 0 | 0
10 | 6 | 2006 | 1.22 | 0 | 0
10 | 7 | 2006 | 0.3 | 0 | 1
10 | 8 | 2006 | 0 | 0 | 1
10 | 9 | 2006 | 0 | 0 | 1
10 | 10 | 2006 | 0 | 0 | 0
10 | 11 | 2006 | 0 | 0 | 0
10 | 12 | 2006 | 0.12333 | 0 | 1
10 | 13 | 2006 | 0 | 0 | 0
10 | 14 | 2006 | 0 | 0 | 1
10 | 15 | 2006 | 0 | 0 | 0
10 | 16 | 2006 | 0 | 0 | 0
10 | 17 | 2006 | 0.77 | 0 | 0
10 | 18 | 2006 | 0 | 0 | 0
10 | 19 | 2006 | 0.063333 | 0 | 1
10 | 20 | 2006 | 0.33 | 0 | 1
10 | 21 | 2006 | 0 | 0 | 0
10 | 22 | 2006 | 0 | 0 | 1
10 | 23 | 2006 | 0 | 0 | 1
10 | 24 | 2006 | 0 | 0 | 1
10 | 25 | 2006 | 0 | 0 | 1
10 | 26 | 2006 | 0 | 0 | 1
10 | 27 | 2006 | 0.79 | 0 | 1
10 | 28 | 2006 | 0.96 | 0 | 1
10 | 29 | 2006 | 0 | 0 | 1
10 | 30 | 2006 | 0 | 0 | 0
10 | 31 | 2006 | 0 | 0 | 0
11 | 1 | 2006 | 0.0033333 | 0 | 1
11 | 2 | 2006 | 0.36333 | 0 | 0
11 | 3 | 2006 | 0 | 0 | 1
11 | 4 | 2006 | 0 | 0 | 1
11 | 5 | 2006 | 0 | 0 | 1
11 | 6 | 2006 | 0 | 0 | 0
11 | 7 | 2006 | 0.22333 | 0 | 0
11 | 8 | 2006 | 1.4833 | 0 | 0
11 | 9 | 2006 | 0 | 0 | 0
11 | 10 | 2006 | 0 | 0 | 0
11 | 11 | 2006 | 0.016667 | 0 | 1
11 | 12 | 2006 | 0.80667 | 0 | 1
11 | 13 | 2006 | 0.083333 | 0 | 1
11 | 14 | 2006 | 0 | 0 | 1
11 | 15 | 2006 | 0 | 0 | 0
11 | 16 | 2006 | 1.51 | 0 | 0
11 | 17 | 2006 | 0 | 0 | 0
11 | 18 | 2006 | 0 | 0 | 0
11 | 19 | 2006 | 0.0033333 | 0 | 0
11 | 20 | 2006 | 0 | 0 | 0
11 | 21 | 2006 | 0 | 0 | 1
11 | 22 | 2006 | 0.98333 | 0 | 1
11 | 23 | 2006 | 0.096667 | 0 | 0
11 | 24 | 2006 | 0 | 0 | 1
11 | 25 | 2006 | 0 | 0 | 0
11 | 26 | 2006 | 0 | 0 | 0
11 | 27 | 2006 | 0 | 0 | 1
11 | 28 | 2006 | 0 | 0 | 0
11 | 29 | 2006 | 0 | 0 | 0
11 | 30 | 2006 | 0 | 0 | 0
12 | 1 | 2006 | 0.056667 | 0 | 0
12 | 2 | 2006 | 0 | 0 | 0
12 | 3 | 2006 | 0 | 0 | 0
12 | 4 | 2006 | 0 | 0 | 0
12 | 5 | 2006 | 0 | 0 | 0
12 | 6 | 2006 | 0 | 0 | 0
12 | 7 | 2006 | 0 | 0 | 1
12 | 8 | 2006 | 0 | 0 | 0
12 | 9 | 2006 | 0 | 0 | 0
12 | 10 | 2006 | 0 | 0 | 1
12 | 11 | 2006 | 0 | 0 | 0
12 | 12 | 2006 | 0 | 0 | 0
12 | 13 | 2006 | 0.12 | 0 | 0
12 | 14 | 2006 | 0 | 0 | 0
12 | 15 | 2006 | 0 | 0 | 0
12 | 16 | 2006 | 0 | 0 | 0
12 | 17 | 2006 | 0 | 0 | 0
12 | 18 | 2006 | 0 | 0 | 0
12 | 19 | 2006 | 0 | 0 | 0
12 | 20 | 2006 | 0 | 0 | 1
12 | 21 | 2006 | 0 | 0 | 0
12 | 22 | 2006 | 0.83333 | 0 | 0
12 | 23 | 2006 | 0.063333 | 0 | 0
12 | 24 | 2006 | 0 | 0 | 0
12 | 25 | 2006 | 0.52667 | 0 | 0
12 | 26 | 2006 | 0.056667 | 0 | 1
12 | 27 | 2006 | 0 | 0 | 0
12 | 28 | 2006 | 0 | 0 | 1
12 | 29 | 2006 | 0 | 0 | 1
12 | 30 | 2006 | 0 | 0 | 1
12 | 31 | 2006 | 0.07 | 0 | 0
1 | 1 | 2007 | 0.92667 | 0 | 1
1 | 2 | 2007 | 0 | 0 | 1
1 | 3 | 2007 | 0 | 0 | 0
1 | 4 | 2007 | 0 | 0 | 1
1 | 5 | 2007 | 0.26333 | 0 | 1
1 | 6 | 2007 | 0.02 | 0 | 0
1 | 7 | 2007 | 0.32 | 0 | 0
1 | 8 | 2007 | 0.43 | 0 | 1
1 | 9 | 2007 | 0.01 | 0 | 0
1 | 10 | 2007 | 0 | 0 | 0
1 | 11 | 2007 | 0 | 0 | 1
1 | 12 | 2007 | 0.033333 | 0 | 0
1 | 13 | 2007 | 0.0033333 | 0 | 1
1 | 14 | 2007 | 0.07 | 0 | 1
1 | 15 | 2007 | 0 | 0 | 1
1 | 16 | 2007 | 0 | 0 | 1
1 | 17 | 2007 | 0 | 0 | 0
1 | 18 | 2007 | 0 | 0 | 0
1 | 19 | 2007 | 0 | 0 | 0
1 | 20 | 2007 | 0 | 0 | 0
1 | 21 | 2007 | 0.23333 | 0 | 0
1 | 22 | 2007 | 0.013333 | 0 | 0
1 | 23 | 2007 | 0 | 0 | 0
1 | 24 | 2007 | 0.0033333 | 0 | 1
1 | 25 | 2007 | 0 | 0 | 0
1 | 26 | 2007 | 0 | 0 | 0
1 | 27 | 2007 | 0 | 0 | 0
1 | 28 | 2007 | 0.023333 | 0 | 1
1 | 29 | 2007 | 0 | 0 | 0
1 | 30 | 2007 | 0 | 0 | 1
1 | 31 | 2007 | 0 | 0 | 1
2 | 1 | 2007 | 0.0033333 | 0 | 0
2 | 2 | 2007 | 0.096667 | 0 | 0
2 | 3 | 2007 | 0 | 0 | 0
2 | 4 | 2007 | 0 | 0 | 1
2 | 5 | 2007 | 0 | 0 | 1
2 | 6 | 2007 | 0.016667 | 0 | 1
2 | 7 | 2007 | 0.04 | 0 | 0
2 | 8 | 2007 | 0 | 0 | 0
2 | 9 | 2007 | 0 | 0 | 0
2 | 10 | 2007 | 0 | 0 | 0
2 | 11 | 2007 | 0 | 0 | 1
2 | 12 | 2007 | 0.0033333 | 0 | 0
2 | 13 | 2007 | 0.22667 | 0 | 0
2 | 14 | 2007 | 0.93667 | 0 | 0
2 | 15 | 2007 | 0 | 0 | 0
2 | 16 | 2007 | 0 | 0 | 1
2 | 17 | 2007 | 0 | 0 | 0
2 | 18 | 2007 | 0 | 0 | 1
2 | 19 | 2007 | 0 | 0 | 1
2 | 20 | 2007 | 0.19667 | 0 | 0
2 | 21 | 2007 | 0 | 0 | 0
2 | 22 | 2007 | 0.0033333 | 0 | 0
2 | 23 | 2007 | 0 | 0 | 0
2 | 24 | 2007 | 0 | 0 | 0
2 | 25 | 2007 | 0.74333 | 0 | 0
2 | 26 | 2007 | 0 | 0 | 1
2 | 27 | 2007 | 0 | 0 | 1
2 | 28 | 2007 | 0 | 0 | 0
3 | 1 | 2007 | 0.19333 | 0 | 0
3 | 2 | 2007 | 0.58333 | 0 | 0
3 | 3 | 2007 | 0 | 0 | 1
3 | 4 | 2007 | 0 | 0 | 1
3 | 5 | 2007 | 0 | 0 | 0
3 | 6 | 2007 | 0 | 0 | 0
3 | 7 | 2007 | 0.11667 | 0 | 0
3 | 8 | 2007 | 0 | 0 | 0
3 | 9 | 2007 | 0 | 0 | 1
3 | 10 | 2007 | 0.066667 | 0 | 1
3 | 11 | 2007 | 0.033333 | 0 | 0
3 | 12 | 2007 | 0 | 0 | 0
3 | 13 | 2007 | 0 | 0 | 1
3 | 14 | 2007 | 0 | 0 | 1
3 | 15 | 2007 | 0.46667 | 0 | 1
3 | 16 | 2007 | 1.83 | 1 | 0
3 | 17 | 2007 | 0 | 0 | 0
3 | 18 | 2007 | 0 | 0 | 1
3 | 19 | 2007 | 0 | 0 | 0
3 | 20 | 2007 | 0 | 0 | 0
3 | 21 | 2007 | 0 | 0 | 1
3 | 22 | 2007 | 0.0066667 | 0 | 0
3 | 23 | 2007 | 0.05 | 0 | 0
3 | 24 | 2007 | 0.083333 | 0 | 1
3 | 25 | 2007 | 0 | 0 | 1
3 | 26 | 2007 | 0 | 0 | 0
3 | 27 | 2007 | 0 | 0 | 0
3 | 28 | 2007 | 0 | 0 | 0
3 | 29 | 2007 | 0 | 0 | 0
3 | 30 | 2007 | 0 | 0 | 0
3 | 31 | 2007 | 0 | 0 | 0
4 | 1 | 2007 | 0 | 0 | 0
4 | 2 | 2007 | 0.02 | 0 | 1
4 | 3 | 2007 | 0 | 0 | 0
4 | 4 | 2007 | 0.33667 | 0 | 0
4 | 5 | 2007 | 0 | 0 | 0
4 | 6 | 2007 | 0 | 0 | 0
4 | 7 | 2007 | 0.046667 | 0 | 0
4 | 8 | 2007 | 0 | 0 | 0
4 | 9 | 2007 | 0 | 0 | 0
4 | 10 | 2007 | 0 | 0 | 0
4 | 11 | 2007 | 0.26333 | 0 | 0
4 | 12 | 2007 | 0.66333 | 0 | 0
4 | 13 | 2007 | 0 | 0 | 0
4 | 14 | 2007 | 0.20667 | 0 | 1
4 | 15 | 2007 | 2.2867 | 1 | 0
4 | 16 | 2007 | 0.0033333 | 0 | 0
4 | 17 | 2007 | 0 | 0 | 0
4 | 18 | 2007 | 0 | 0 | 0
4 | 19 | 2007 | 0 | 0 | 0
4 | 20 | 2007 | 0 | 0 | 0
4 | 21 | 2007 | 0 | 0 | 0
4 | 22 | 2007 | 0 | 0 | 0
4 | 23 | 2007 | 0 | 0 | 1
4 | 24 | 2007 | 0 | 0 | 1
4 | 25 | 2007 | 0 | 0 | 0
4 | 26 | 2007 | 0.073333 | 0 | 1
4 | 27 | 2007 | 0.28333 | 0 | 1
4 | 28 | 2007 | 0 | 0 | 0
4 | 29 | 2007 | 0 | 0 | 0
4 | 30 | 2007 | 0 | 0 | 0
5 | 1 | 2007 | 0.01 | 0 | 0
5 | 2 | 2007 | 0 | 0 | 1
5 | 3 | 2007 | 0 | 0 | 1
5 | 4 | 2007 | 0 | 0 | 0
5 | 5 | 2007 | 0.026667 | 0 | 0
5 | 6 | 2007 | 0 | 0 | 0
5 | 7 | 2007 | 0 | 0 | 1
5 | 8 | 2007 | 0 | 0 | 1
5 | 9 | 2007 | 0 | 0 | 1
5 | 10 | 2007 | 0.0033333 | 0 | 1
5 | 11 | 2007 | 0 | 0 | 1
5 | 12 | 2007 | 0.45 | 0 | 0
5 | 13 | 2007 | 0.016667 | 0 | 0
5 | 14 | 2007 | 0 | 0 | 1
5 | 15 | 2007 | 0 | 0 | 1
5 | 16 | 2007 | 0.35 | 0 | 1
5 | 17 | 2007 | 0 | 0 | 0
5 | 18 | 2007 | 0.0033333 | 0 | 0
5 | 19 | 2007 | 0.0033333 | 0 | 0
5 | 20 | 2007 | 0.013333 | 0 | 0
5 | 21 | 2007 | 0 | 0 | 0
5 | 22 | 2007 | 0 | 0 | 0
5 | 23 | 2007 | 0 | 0 | 1
5 | 24 | 2007 | 0 | 0 | 1
5 | 25 | 2007 | 0 | 0 | 0
5 | 26 | 2007 | 0 | 0 | 1
5 | 27 | 2007 | 0.13333 | 0 | 0
5 | 28 | 2007 | 0 | 0 | 0
5 | 29 | 2007 | 0 | 0 | 0
5 | 30 | 2007 | 0 | 0 | 1
5 | 31 | 2007 | 0 | 0 | 0
6 | 1 | 2007 | 0 | 0 | 0
6 | 2 | 2007 | 0 | 0 | 0
6 | 3 | 2007 | 0.80333 | 0 | 1
6 | 4 | 2007 | 0.17333 | 0 | 1
6 | 5 | 2007 | 0 | 0 | 0
6 | 6 | 2007 | 0.0033333 | 0 | 0
6 | 7 | 2007 | 0 | 0 | 0
6 | 8 | 2007 | 0.016667 | 0 | 1
6 | 9 | 2007 | 0 | 0 | 1
6 | 10 | 2007 | 0.10667 | 0 | 0
6 | 11 | 2007 | 0 | 0 | 0
6 | 12 | 2007 | 0.11 | 0 | 0
6 | 13 | 2007 | 0.44333 | 0 | 0
6 | 14 | 2007 | 0.013333 | 0 | 1
6 | 15 | 2007 | 0 | 0 | 1
6 | 16 | 2007 | 0 | 0 | 1
6 | 17 | 2007 | 0 | 0 | 0
6 | 18 | 2007 | 0 | 0 | 0
6 | 19 | 2007 | 0.046667 | 0 | 0
6 | 20 | 2007 | 0.023333 | 0 | 0
6 | 21 | 2007 | 0.076667 | 0 | 0
6 | 22 | 2007 | 0 | 0 | 1
6 | 23 | 2007 | 0 | 0 | 0
6 | 24 | 2007 | 0 | 0 | 1
6 | 25 | 2007 | 0.0066667 | 0 | 0
6 | 26 | 2007 | 0.063333 | 0 | 0
6 | 27 | 2007 | 0 | 0 | 1
6 | 28 | 2007 | 0.27333 | 0 | 0
6 | 29 | 2007 | 0.0066667 | 0 | 0
6 | 30 | 2007 | 0 | 0 | 0
7 | 1 | 2007 | 0 | 0 | 1
7 | 2 | 2007 | 0 | 0 | 1
7 | 3 | 2007 | 0.036667 | 0 | 0
7 | 4 | 2007 | 0.45 | 0 | 0
7 | 5 | 2007 | 0.11333 | 0 | 0
7 | 6 | 2007 | 0 | 0 | 0
7 | 7 | 2007 | 0 | 0 | 1
7 | 8 | 2007 | 0 | 0 | 0
7 | 9 | 2007 | 0 | 0 | 0
7 | 10 | 2007 | 0.85667 | 0 | 1
7 | 11 | 2007 | 0.16667 | 0 | 1
7 | 12 | 2007 | 0 | 0 | 0
7 | 13 | 2007 | 0 | 0 | 0
7 | 14 | 2007 | 0.01 | 0 | 0
7 | 15 | 2007 | 0 | 0 | 1
7 | 16 | 2007 | 0 | 0 | 1
7 | 17 | 2007 | 0 | 0 | 0
7 | 18 | 2007 | 0 | 0 | 0
7 | 19 | 2007 | 0.046667 | 0 | 0
7 | 20 | 2007 | 0 | 0 | 0
7 | 21 | 2007 | 0 | 0 | 0
7 | 22 | 2007 | 0 | 0 | 1
7 | 23 | 2007 | 0 | 0 | 1
7 | 24 | 2007 | 0.016667 | 0 | 1
7 | 25 | 2007 | 0 | 0 | 0
7 | 26 | 2007 | 0 | 0 | 0
7 | 27 | 2007 | 0.20333 | 0 | 0
7 | 28 | 2007 | 0.026667 | 0 | 0
7 | 29 | 2007 | 0.53 | 0 | 0
7 | 30 | 2007 | 0.03 | 0 | 0
7 | 31 | 2007 | 0 | 0 | 0
8 | 1 | 2007 | 0 | 0 | 0
8 | 2 | 2007 | 0 | 0 | 1
8 | 3 | 2007 | 0 | 0 | 0
8 | 4 | 2007 | 0 | 0 | 1
8 | 5 | 2007 | 0.066667 | 0 | 0
8 | 6 | 2007 | 0.12333 | 0 | 0
8 | 7 | 2007 | 0 | 0 | 1
8 | 8 | 2007 | 0 | 0 | 0
8 | 9 | 2007 | 0.23 | 0 | 0
8 | 10 | 2007 | 0 | 0 | 0
8 | 11 | 2007 | 0 | 0 | 1
8 | 12 | 2007 | 0 | 0 | 1
8 | 13 | 2007 | 0.026667 | 0 | 0
8 | 14 | 2007 | 0 | 0 | 1
8 | 15 | 2007 | 0 | 0 | 1
8 | 16 | 2007 | 0.093333 | 0 | 1
8 | 17 | 2007 | 0.043333 | 0 | 0
8 | 18 | 2007 | 0 | 0 | 0
8 | 19 | 2007 | 0.05 | 0 | 0
8 | 20 | 2007 | 0.66333 | 0 | 0
8 | 21 | 2007 | 0.90333 | 0 | 0
8 | 22 | 2007 | 0.01 | 0 | 0
8 | 23 | 2007 | 0 | 0 | 0
8 | 24 | 2007 | 0 | 0 | 0
8 | 25 | 2007 | 0.45 | 0 | 0
8 | 26 | 2007 | 0.08 | 0 | 1
8 | 27 | 2007 | 0 | 0 | 1
8 | 28 | 2007 | 0 | 0 | 0
8 | 29 | 2007 | 0 | 0 | 0
8 | 30 | 2007 | 0 | 0 | 0
8 | 31 | 2007 | 0 | 0 | 1
9 | 1 | 2007 | 0 | 0 | 0
9 | 2 | 2007 | 0 | 0 | 0
9 | 3 | 2007 | 0 | 0 | 0
9 | 4 | 2007 | 0 | 0 | 1
9 | 5 | 2007 | 0 | 0 | 0
9 | 6 | 2007 | 0 | 0 | 0
9 | 7 | 2007 | 0 | 0 | 0
9 | 8 | 2007 | 0 | 0 | 0
9 | 9 | 2007 | 0 | 0 | 1
9 | 10 | 2007 | 0.36 | 0 | 0
9 | 11 | 2007 | 0.1 | 0 | 1
9 | 12 | 2007 | 0 | 0 | 1
9 | 13 | 2007 | 0 | 0 | 0
9 | 14 | 2007 | 0.12 | 0 | 0
9 | 15 | 2007 | 0.0066667 | 0 | 1
9 | 16 | 2007 | 0 | 0 | 0
9 | 17 | 2007 | 0 | 0 | 1
9 | 18 | 2007 | 0 | 0 | 1
9 | 19 | 2007 | 0 | 0 | 1
9 | 20 | 2007 | 0 | 0 | 0
9 | 21 | 2007 | 0 | 0 | 0
9 | 22 | 2007 | 0 | 0 | 0
9 | 23 | 2007 | 0 | 0 | 0
9 | 24 | 2007 | 0 | 0 | 0
9 | 25 | 2007 | 0 | 0 | 0
9 | 26 | 2007 | 0 | 0 | 1
9 | 27 | 2007 | 0.19667 | 0 | 0
9 | 28 | 2007 | 0 | 0 | 0
9 | 29 | 2007 | 0 | 0 | 0
9 | 30 | 2007 | 0 | 0 | 0
10 | 1 | 2007 | 0 | 0 | 0
10 | 2 | 2007 | 0 | 0 | 0
10 | 3 | 2007 | 0 | 0 | 1
10 | 4 | 2007 | 0 | 0 | 1
10 | 5 | 2007 | 0 | 0 | 0
10 | 6 | 2007 | 0 | 0 | 1
10 | 7 | 2007 | 0 | 0 | 0
10 | 8 | 2007 | 0 | 0 | 1
10 | 9 | 2007 | 0 | 0 | 0
10 | 10 | 2007 | 0.033333 | 0 | 1
10 | 11 | 2007 | 0 | 0 | 0
10 | 12 | 2007 | 0.01 | 0 | 1
10 | 13 | 2007 | 0 | 0 | 1
10 | 14 | 2007 | 0 | 0 | 1
10 | 15 | 2007 | 0 | 0 | 0
10 | 16 | 2007 | 0 | 0 | 0
10 | 17 | 2007 | 0 | 0 | 0
10 | 18 | 2007 | 0 | 0 | 0
10 | 19 | 2007 | 0.33333 | 0 | 1
10 | 20 | 2007 | 0 | 0 | 1
10 | 21 | 2007 | 0 | 0 | 1
10 | 22 | 2007 | 0 | 0 | 0
10 | 23 | 2007 | 0.0033333 | 0 | 0
10 | 24 | 2007 | 1.18 | 0 | 0
10 | 25 | 2007 | 0.53333 | 0 | 1
10 | 26 | 2007 | 2.04 | 1 | 0
10 | 27 | 2007 | 1.1733 | 0 | 0
10 | 28 | 2007 | 0 | 0 | 1
10 | 29 | 2007 | 0 | 0 | 1
10 | 30 | 2007 | 0 | 0 | 0
10 | 31 | 2007 | 0 | 0 | 0
11 | 1 | 2007 | 0 | 0 | 0
11 | 2 | 2007 | 0 | 0 | 1
11 | 3 | 2007 | 0 | 0 | 1
11 | 4 | 2007 | 0 | 0 | 1
11 | 5 | 2007 | 0.073333 | 0 | 0
11 | 6 | 2007 | 0.076667 | 0 | 0
11 | 7 | 2007 | 0 | 0 | 0
11 | 8 | 2007 | 0 | 0 | 0
11 | 9 | 2007 | 0.1 | 0 | 1
11 | 10 | 2007 | 0.0033333 | 0 | 1
11 | 11 | 2007 | 0.03 | 0 | 0
11 | 12 | 2007 | 0.22 | 0 | 0
11 | 13 | 2007 | 0.1 | 0 | 1
11 | 14 | 2007 | 0 | 0 | 0
11 | 15 | 2007 | 0.73667 | 0 | 0
11 | 16 | 2007 | 0 | 0 | 0
11 | 17 | 2007 | 0 | 0 | 0
11 | 18 | 2007 | 0 | 0 | 1
11 | 19 | 2007 | 0 | 0 | 0
11 | 20 | 2007 | 0 | 0 | 0
11 | 21 | 2007 | 0 | 0 | 0
11 | 22 | 2007 | 0 | 0 | 0
11 | 23 | 2007 | 0 | 0 | 1
11 | 24 | 2007 | 0 | 0 | 0
11 | 25 | 2007 | 0 | 0 | 0
11 | 26 | 2007 | 0.15 | 0 | 1
11 | 27 | 2007 | 0 | 0 | 1
11 | 28 | 2007 | 0 | 0 | 1
11 | 29 | 2007 | 0 | 0 | 1
11 | 30 | 2007 | 0 | 0 | 0
12 | 1 | 2007 | 0 | 0 | 0
12 | 2 | 2007 | 0.35 | 0 | 0
12 | 3 | 2007 | 0.02 | 0 | 0
12 | 4 | 2007 | 0 | 0 | 0
12 | 5 | 2007 | 0.25 | 0 | 1
12 | 6 | 2007 | 0 | 0 | 1
12 | 7 | 2007 | 0.063333 | 0 | 0
12 | 8 | 2007 | 0.16333 | 0 | 0
12 | 9 | 2007 | 0.15333 | 0 | 1
12 | 10 | 2007 | 0.043333 | 0 | 0
12 | 11 | 2007 | 0.0033333 | 0 | 0
12 | 12 | 2007 | 0 | 0 | 0
12 | 13 | 2007 | 0.033333 | 0 | 1
12 | 14 | 2007 | 0 | 0 | 0
12 | 15 | 2007 | 0.19667 | 0 | 0
12 | 16 | 2007 | 0.77667 | 0 | 1
12 | 17 | 2007 | 0 | 0 | 1
12 | 18 | 2007 | 0 | 0 | 0
12 | 19 | 2007 | 0 | 0 | 1
12 | 20 | 2007 | 0 | 0 | 1
12 | 21 | 2007 | 0 | 0 | 1
12 | 22 | 2007 | 0 | 0 | 1
12 | 23 | 2007 | 0.27667 | 0 | 0
12 | 24 | 2007 | 0 | 0 | 0
12 | 25 | 2007 | 0 | 0 | 1
12 | 26 | 2007 | 0.33333 | 0 | 1
12 | 27 | 2007 | 0 | 0 | 0
12 | 28 | 2007 | 0.42333 | 0 | 0
12 | 29 | 2007 | 0.11 | 0 | 0
12 | 30 | 2007 | 0.21 | 0 | 0
12 | 31 | 2007 | 0.02 | 0 | 0
1 | 1 | 2008 | 0 | 0 | 0
1 | 2 | 2008 | 0 | 0 | 0
1 | 3 | 2008 | 0 | 0 | 0
1 | 4 | 2008 | 0 | 0 | 0
1 | 5 | 2008 | 0.0033333 | 0 | 0
1 | 6 | 2008 | 0.20333 | 0 | 0
1 | 7 | 2008 | 0 | 0 | 0
1 | 8 | 2008 | 0 | 0 | 0
1 | 9 | 2008 | 0.0033333 | 0 | 0
1 | 10 | 2008 | 0.14333 | 0 | 1
1 | 11 | 2008 | 0.11333 | 0 | 1
1 | 12 | 2008 | 0 | 0 | 0
1 | 13 | 2008 | 0.033333 | 0 | 0
1 | 14 | 2008 | 0.0066667 | 0 | 1
1 | 15 | 2008 | 0 | 0 | 1
1 | 16 | 2008 | 0 | 0 | 0
1 | 17 | 2008 | 0.73667 | 0 | 0
1 | 18 | 2008 | 0 | 0 | 0
1 | 19 | 2008 | 0 | 0 | 0
1 | 20 | 2008 | 0 | 0 | 0
1 | 21 | 2008 | 0 | 0 | 0
1 | 22 | 2008 | 0.0066667 | 0 | 0
1 | 23 | 2008 | 0 | 0 | 0
1 | 24 | 2008 | 0 | 0 | 0
1 | 25 | 2008 | 0 | 0 | 0
1 | 26 | 2008 | 0 | 0 | 0
1 | 27 | 2008 | 0 | 0 | 1
1 | 28 | 2008 | 0 | 0 | 0
1 | 29 | 2008 | 0.08 | 0 | 0
1 | 30 | 2008 | 0.036667 | 0 | 0
1 | 31 | 2008 | 0 | 0 | 0
2 | 1 | 2008 | 1.7633 | 1 | 0
2 | 2 | 2008 | 0 | 0 | 0
2 | 3 | 2008 | 0 | 0 | 0
2 | 4 | 2008 | 0.023333 | 0 | 0
2 | 5 | 2008 | 0 | 0 | 0
2 | 6 | 2008 | 0.053333 | 0 | 0
2 | 7 | 2008 | 0 | 0 | 0
2 | 8 | 2008 | 0 | 0 | 0
2 | 9 | 2008 | 0 | 0 | 1
2 | 10 | 2008 | 0.0033333 | 0 | 0
2 | 11 | 2008 | 0 | 0 | 1
2 | 12 | 2008 | 0.17667 | 0 | 0
2 | 13 | 2008 | 1.0267 | 0 | 0
2 | 14 | 2008 | 0 | 0 | 0
2 | 15 | 2008 | 0 | 0 | 0
2 | 16 | 2008 | 0 | 0 | 0
2 | 17 | 2008 | 0 | 0 | 0
2 | 18 | 2008 | 0.15333 | 0 | 1
2 | 19 | 2008 | 0 | 0 | 0
2 | 20 | 2008 | 0.013333 | 0 | 0
2 | 21 | 2008 | 0 | 0 | 0
2 | 22 | 2008 | 0.22 | 0 | 1
2 | 23 | 2008 | 0 | 0 | 1
2 | 24 | 2008 | 0.01 | 0 | 1
2 | 25 | 2008 | 0 | 0 | 1
2 | 26 | 2008 | 0.10333 | 0 | 1
2 | 27 | 2008 | 0 | 0 | 0
2 | 28 | 2008 | 0 | 0 | 0
3 | 1 | 2008 | 0 | 0 | 0
3 | 2 | 2008 | 0.0066667 | 0 | 0
3 | 3 | 2008 | 0 | 0 | 0
3 | 4 | 2008 | 0 | 0 | 0
3 | 5 | 2008 | 0.33 | 0 | 0
3 | 6 | 2008 | 0.39333 | 0 | 0
3 | 7 | 2008 | 0 | 0 | 1
3 | 8 | 2008 | 0.58667 | 0 | 1
3 | 9 | 2008 | 0.21667 | 0 | 0
3 | 10 | 2008 | 0 | 0 | 0
3 | 11 | 2008 | 0.01 | 0 | 1
3 | 12 | 2008 | 0 | 0 | 1
3 | 13 | 2008 | 0 | 0 | 1
3 | 14 | 2008 | 0 | 0 | 1
3 | 15 | 2008 | 0.0033333 | 0 | 1
3 | 16 | 2008 | 0.036667 | 0 | 0
3 | 17 | 2008 | 0.28667 | 0 | 1
3 | 18 | 2008 | 0 | 0 | 0
3 | 19 | 2008 | 0.016667 | 0 | 0
3 | 20 | 2008 | 0.49 | 0 | 0
3 | 21 | 2008 | 0.036667 | 0 | 0
3 | 22 | 2008 | 0 | 0 | 0
3 | 23 | 2008 | 0.01 | 0 | 0
3 | 24 | 2008 | 0 | 0 | 0
3 | 25 | 2008 | 0 | 0 | 0
3 | 26 | 2008 | 0 | 0 | 0
3 | 27 | 2008 | 0 | 0 | 0
3 | 28 | 2008 | 0.03 | 0 | 1
3 | 29 | 2008 | 0 | 0 | 0
3 | 30 | 2008 | 0 | 0 | 0
3 | 31 | 2008 | 0 | 0 | 0
4 | 1 | 2008 | 0.093333 | 0 | 0
4 | 2 | 2008 | 0.10333 | 0 | 0
4 | 3 | 2008 | 0 | 0 | 1
4 | 4 | 2008 | 0.65333 | 0 | 1
4 | 5 | 2008 | 0.08 | 0 | 0
4 | 6 | 2008 | 0.0033333 | 0 | 1
4 | 7 | 2008 | 0.33333 | 0 | 0
4 | 8 | 2008 | 0.0033333 | 0 | 1
4 | 9 | 2008 | 0 | 0 | 1
4 | 10 | 2008 | 0 | 0 | 1
4 | 11 | 2008 | 0 | 0 | 1
4 | 12 | 2008 | 0.16 | 0 | 1
4 | 13 | 2008 | 0.09 | 0 | 0
4 | 14 | 2008 | 0.01 | 0 | 1
4 | 15 | 2008 | 0.0033333 | 0 | 0
4 | 16 | 2008 | 0 | 0 | 1
4 | 17 | 2008 | 0 | 0 | 1
4 | 18 | 2008 | 0 | 0 | 0
4 | 19 | 2008 | 0 | 0 | 0
4 | 20 | 2008 | 0 | 0 | 0
4 | 21 | 2008 | 1.65 | 0 | 0
4 | 22 | 2008 | 0.97667 | 0 | 0
4 | 23 | 2008 | 0 | 0 | 0
4 | 24 | 2008 | 0 | 0 | 1
4 | 25 | 2008 | 0 | 0 | 0
4 | 26 | 2008 | 0 | 0 | 0
4 | 27 | 2008 | 0.33 | 0 | 1
4 | 28 | 2008 | 0.06 | 0 | 0
4 | 29 | 2008 | 0.79667 | 0 | 1
4 | 30 | 2008 | 0 | 0 | 1
5 | 1 | 2008 | 0 | 0 | 1
5 | 2 | 2008 | 0.03 | 0 | 1
5 | 3 | 2008 | 0 | 0 | 0
5 | 4 | 2008 | 0.0033333 | 0 | 0
5 | 5 | 2008 | 0 | 0 | 0
5 | 6 | 2008 | 0 | 0 | 0
5 | 7 | 2008 | 0 | 0 | 1
5 | 8 | 2008 | 0 | 0 | 1
5 | 9 | 2008 | 1.04 | 0 | 0
5 | 10 | 2008 | 1.64 | 0 | 0
5 | 11 | 2008 | 0.26 | 0 | 1
5 | 12 | 2008 | 2.6167 | 1 | 0
5 | 13 | 2008 | 1.4333 | 0 | 1
5 | 14 | 2008 | 0 | 0 | 0
5 | 15 | 2008 | 0 | 0 | 1
5 | 16 | 2008 | 0.19 | 0 | 1
5 | 17 | 2008 | 0.56 | 0 | 0
5 | 18 | 2008 | 0.0033333 | 0 | 0
5 | 19 | 2008 | 0.063333 | 0 | 1
5 | 20 | 2008 | 0 | 0 | 0
5 | 21 | 2008 | 0.64667 | 0 | 0
5 | 22 | 2008 | 0.023333 | 0 | 0
5 | 23 | 2008 | 0 | 0 | 0
5 | 24 | 2008 | 0 | 0 | 1
5 | 25 | 2008 | 0 | 0 | 0
5 | 26 | 2008 | 0 | 0 | 0
5 | 27 | 2008 | 0.0033333 | 0 | 0
5 | 28 | 2008 | 0 | 0 | 0
5 | 29 | 2008 | 0 | 0 | 0
5 | 30 | 2008 | 0 | 0 | 0
5 | 31 | 2008 | 0 | 0 | 1
6 | 1 | 2008 | 0.75667 | 0 | 1
6 | 2 | 2008 | 0.06 | 0 | 0
6 | 3 | 2008 | 0 | 0 | 1
6 | 4 | 2008 | 0.65667 | 0 | 0
6 | 5 | 2008 | 1.32 | 0 | 0
6 | 6 | 2008 | 0 | 0 | 1
6 | 7 | 2008 | 0 | 0 | 0
6 | 8 | 2008 | 0.18333 | 0 | 1
6 | 9 | 2008 | 0 | 0 | 0
6 | 10 | 2008 | 0 | 0 | 0
6 | 11 | 2008 | 0.16 | 0 | 0
6 | 12 | 2008 | 0 | 0 | 1
6 | 13 | 2008 | 0 | 0 | 0
6 | 14 | 2008 | 0 | 0 | 1
6 | 15 | 2008 | 0.24667 | 0 | 1
6 | 16 | 2008 | 0 | 0 | 0
6 | 17 | 2008 | 0.73 | 0 | 0
6 | 18 | 2008 | 0 | 0 | 0
6 | 19 | 2008 | 0.02 | 0 | 0
6 | 20 | 2008 | 0 | 0 | 1
6 | 21 | 2008 | 0 | 0 | 0
6 | 22 | 2008 | 0.03 | 0 | 1
6 | 23 | 2008 | 0.02 | 0 | 0
6 | 24 | 2008 | 0.17667 | 0 | 1
6 | 25 | 2008 | 0 | 0 | 0
6 | 26 | 2008 | 0 | 0 | 1
6 | 27 | 2008 | 0 | 0 | 0
6 | 28 | 2008 | 0.31333 | 0 | 1
6 | 29 | 2008 | 0.17 | 0 | 0
6 | 30 | 2008 | 0.033333 | 0 | 0
7 | 1 | 2008 | 0.11667 | 0 | 0
7 | 2 | 2008 | 0 | 0 | 1
7 | 3 | 2008 | 0 | 0 | 0
7 | 4 | 2008 | 0 | 0 | 0
7 | 5 | 2008 | 0.096667 | 0 | 1
7 | 6 | 2008 | 0.056667 | 0 | 1
7 | 7 | 2008 | 0.08 | 0 | 0
7 | 8 | 2008 | 0 | 0 | 1
7 | 9 | 2008 | 0 | 0 | 1
7 | 10 | 2008 | 0.15 | 0 | 0
7 | 11 | 2008 | 0 | 0 | 1
7 | 12 | 2008 | 0 | 0 | 0
7 | 13 | 2008 | 0 | 0 | 0
7 | 14 | 2008 | 0.78333 | 0 | 0
7 | 15 | 2008 | 0.40667 | 0 | 1
7 | 16 | 2008 | 0 | 0 | 1
7 | 17 | 2008 | 0 | 0 | 1
7 | 18 | 2008 | 0.086667 | 0 | 0
7 | 19 | 2008 | 0 | 0 | 1
7 | 20 | 2008 | 0 | 0 | 1
7 | 21 | 2008 | 0.083333 | 0 | 1
7 | 22 | 2008 | 0.0066667 | 0 | 0
7 | 23 | 2008 | 0.083333 | 0 | 1
7 | 24 | 2008 | 1.2967 | 0 | 0
7 | 25 | 2008 | 0.013333 | 0 | 0
7 | 26 | 2008 | 0 | 0 | 0
7 | 27 | 2008 | 0 | 0 | 0
7 | 28 | 2008 | 0.54 | 0 | 1
7 | 29 | 2008 | 0 | 0 | 0
7 | 30 | 2008 | 0.066667 | 0 | 0
7 | 31 | 2008 | 0 | 0 | 0
8 | 1 | 2008 | 0 | 0 | 1
8 | 2 | 2008 | 0 | 0 | 1
8 | 3 | 2008 | 0.28 | 0 | 0
8 | 4 | 2008 | 0 | 0 | 1
8 | 5 | 2008 | 0 | 0 | 1
8 | 6 | 2008 | 0 | 0 | 1
8 | 7 | 2008 | 0.0033333 | 0 | 1
8 | 8 | 2008 | 0.043333 | 0 | 1
8 | 9 | 2008 | 0 | 0 | 0
8 | 10 | 2008 | 0 | 0 | 0
8 | 11 | 2008 | 0 | 0 | 0
8 | 12 | 2008 | 0 | 0 | 1
8 | 13 | 2008 | 0 | 0 | 1
8 | 14 | 2008 | 0 | 0 | 1
8 | 15 | 2008 | 0.46333 | 0 | 1
8 | 16 | 2008 | 0.0033333 | 0 | 0
8 | 17 | 2008 | 0 | 0 | 0
8 | 18 | 2008 | 0 | 0 | 0
8 | 19 | 2008 | 0 | 0 | 0
8 | 20 | 2008 | 0 | 0 | 0
8 | 21 | 2008 | 0 | 0 | 1
8 | 22 | 2008 | 0 | 0 | 1
8 | 23 | 2008 | 0 | 0 | 0
8 | 24 | 2008 | 0 | 0 | 0
8 | 25 | 2008 | 0 | 0 | 0
8 | 26 | 2008 | 0 | 0 | 0
8 | 27 | 2008 | 0 | 0 | 1
8 | 28 | 2008 | 0 | 0 | 1
8 | 29 | 2008 | 0.42667 | 0 | 1
8 | 30 | 2008 | 0.51 | 0 | 0
8 | 31 | 2008 | 0 | 0 | 0
9 | 1 | 2008 | 0 | 0 | 1
9 | 2 | 2008 | 0 | 0 | 0
9 | 3 | 2008 | 0 | 0 | 1
9 | 4 | 2008 | 0 | 0 | 0
9 | 5 | 2008 | 0 | 0 | 0
9 | 6 | 2008 | 0.26333 | 0 | 0
9 | 7 | 2008 | 3.4167 | 1 | 0
9 | 8 | 2008 | 0 | 0 | 1
9 | 9 | 2008 | 0 | 0 | 1
9 | 10 | 2008 | 0.17667 | 0 | 1
9 | 11 | 2008 | 0 | 0 | 1
9 | 12 | 2008 | 0 | 0 | 1
9 | 13 | 2008 | 0.15 | 0 | 0
9 | 14 | 2008 | 0 | 0 | 0
9 | 15 | 2008 | 0 | 0 | 1
9 | 16 | 2008 | 0 | 0 | 1
9 | 17 | 2008 | 0 | 0 | 1
9 | 18 | 2008 | 0 | 0 | 1
9 | 19 | 2008 | 0 | 0 | 0
9 | 20 | 2008 | 0 | 0 | 1
9 | 21 | 2008 | 0 | 0 | 1
9 | 22 | 2008 | 0 | 0 | 0
9 | 23 | 2008 | 0 | 0 | 0
9 | 24 | 2008 | 0 | 0 | 0
9 | 25 | 2008 | 0 | 0 | 0
9 | 26 | 2008 | 0.32333 | 0 | 1
9 | 27 | 2008 | 0.48 | 0 | 0
9 | 28 | 2008 | 1.3 | 0 | 0
9 | 29 | 2008 | 0.34667 | 0 | 0
9 | 30 | 2008 | 0 | 0 | 0
10 | 1 | 2008 | 0.48 | 0 | 1
10 | 2 | 2008 | 0.11667 | 0 | 1
10 | 3 | 2008 | 0 | 0 | 0
10 | 4 | 2008 | 0 | 0 | 1
10 | 5 | 2008 | 0 | 0 | 1
10 | 6 | 2008 | 0 | 0 | 0
10 | 7 | 2008 | 0 | 0 | 0
10 | 8 | 2008 | 0 | 0 | 1
10 | 9 | 2008 | 0 | 0 | 0
10 | 10 | 2008 | 0 | 0 | 0
10 | 11 | 2008 | 0 | 0 | 1
10 | 12 | 2008 | 0 | 0 | 0
10 | 13 | 2008 | 0 | 0 | 0
10 | 14 | 2008 | 0 | 0 | 0
10 | 15 | 2008 | 0 | 0 | 1
10 | 16 | 2008 | 0 | 0 | 0
10 | 17 | 2008 | 0 | 0 | 1
10 | 18 | 2008 | 0 | 0 | 0
10 | 19 | 2008 | 0 | 0 | 1
10 | 20 | 2008 | 0 | 0 | 0
10 | 21 | 2008 | 0 | 0 | 0
10 | 22 | 2008 | 0 | 0 | 1
10 | 23 | 2008 | 0 | 0 | 1
10 | 24 | 2008 | 0 | 0 | 1
10 | 25 | 2008 | 0 | 0 | 0
10 | 26 | 2008 | 0.88667 | 0 | 0
10 | 27 | 2008 | 0 | 0 | 0
10 | 28 | 2008 | 0.13 | 0 | 1
10 | 29 | 2008 | 0.10333 | 0 | 1
10 | 30 | 2008 | 0 | 0 | 1
10 | 31 | 2008 | 0 | 0 | 1
11 | 1 | 2008 | 0 | 0 | 0
11 | 2 | 2008 | 0 | 0 | 0
11 | 3 | 2008 | 0 | 0 | 0
11 | 4 | 2008 | 0 | 0 | 1
11 | 5 | 2008 | 0.086667 | 0 | 1
11 | 6 | 2008 | 0.026667 | 0 | 1
11 | 7 | 2008 | 0.04 | 0 | 0
11 | 8 | 2008 | 0 | 0 | 0
11 | 9 | 2008 | 0.01 | 0 | 1
11 | 10 | 2008 | 0 | 0 | 0
11 | 11 | 2008 | 0 | 0 | 0
11 | 12 | 2008 | 0 | 0 | 0
11 | 13 | 2008 | 0.0066667 | 0 | 1
11 | 14 | 2008 | 0.78 | 0 | 1
11 | 15 | 2008 | 0.01 | 0 | 0
11 | 16 | 2008 | 0.62333 | 0 | 0
11 | 17 | 2008 | 0 | 0 | 1
11 | 18 | 2008 | 0.0033333 | 0 | 0
11 | 19 | 2008 | 0 | 0 | 0
11 | 20 | 2008 | 0 | 0 | 1
11 | 21 | 2008 | 0 | 0 | 1
11 | 22 | 2008 | 0 | 0 | 1
11 | 23 | 2008 | 0 | 0 | 1
11 | 24 | 2008 | 0 | 0 | 1
11 | 25 | 2008 | 0.1 | 0 | 0
11 | 26 | 2008 | 0 | 0 | 0
11 | 27 | 2008 | 0 | 0 | 1
11 | 28 | 2008 | 0 | 0 | 0
11 | 29 | 2008 | 0 | 0 | 1
11 | 30 | 2008 | 0 | 0 | 0
12 | 1 | 2008 | 0.66333 | 0 | 0
12 | 2 | 2008 | 0.016667 | 0 | 0
12 | 3 | 2008 | 0 | 0 | 1
12 | 4 | 2008 | 0 | 0 | 0
12 | 5 | 2008 | 0.033333 | 0 | 0
12 | 6 | 2008 | 0 | 0 | 0
12 | 7 | 2008 | 0.016667 | 0 | 1
12 | 8 | 2008 | 0 | 0 | 1
12 | 9 | 2008 | 0 | 0 | 0
12 | 10 | 2008 | 0.013333 | 0 | 0
12 | 11 | 2008 | 0.10667 | 0 | 0
12 | 12 | 2008 | 1.48 | 0 | 0
12 | 13 | 2008 | 0.053333 | 0 | 0
12 | 14 | 2008 | 0 | 0 | 0
12 | 15 | 2008 | 0 | 0 | 1
12 | 16 | 2008 | 0.063333 | 0 | 1
12 | 17 | 2008 | 0.54 | 0 | 0
12 | 18 | 2008 | 0.12667 | 0 | 0
12 | 19 | 2008 | 0 | 0 | 0
12 | 20 | 2008 | 0.36667 | 0 | 0
12 | 21 | 2008 | 0 | 0 | 0
12 | 22 | 2008 | 0.053333 | 0 | 0
12 | 23 | 2008 | 0 | 0 | 0
12 | 24 | 2008 | 0 | 0 | 0
12 | 25 | 2008 | 0.01 | 0 | 0
12 | 26 | 2008 | 0 | 0 | 0
12 | 27 | 2008 | 0.043333 | 0 | 0
12 | 28 | 2008 | 0 | 0 | 0
12 | 29 | 2008 | 0 | 0 | 1
12 | 30 | 2008 | 0 | 0 | 1
12 | 31 | 2008 | 0 | 0 | 0
1 | 1 | 2009 | 0 | 0 | 0
1 | 2 | 2009 | 0 | 0 | 0
1 | 3 | 2009 | 0 | 0 | 0
1 | 4 | 2009 | 0 | 0 | 0
1 | 5 | 2009 | 0 | 0 | 0
1 | 6 | 2009 | 0 | 0 | 1
1 | 7 | 2009 | 0.55667 | 0 | 1
1 | 8 | 2009 | 1.2667 | 0 | 0
1 | 9 | 2009 | 0 | 0 | 0
1 | 10 | 2009 | 0 | 0 | 1
1 | 11 | 2009 | 0.13333 | 0 | 0
1 | 12 | 2009 | 0.07 | 0 | 0
1 | 13 | 2009 | 0 | 0 | 1
1 | 14 | 2009 | 0 | 0 | 0
1 | 15 | 2009 | 0 | 0 | 0
1 | 16 | 2009 | 0 | 0 | 0
1 | 17 | 2009 | 0 | 0 | 0
1 | 18 | 2009 | 0 | 0 | 0
1 | 19 | 2009 | 0 | 0 | 0
1 | 20 | 2009 | 0.0066667 | 0 | 0
1 | 21 | 2009 | 0 | 0 | 0
1 | 22 | 2009 | 0 | 0 | 0
1 | 23 | 2009 | 0 | 0 | 0
1 | 24 | 2009 | 0 | 0 | 0
1 | 25 | 2009 | 0 | 0 | 0
1 | 26 | 2009 | 0 | 0 | 1
1 | 27 | 2009 | 0 | 0 | 1
1 | 28 | 2009 | 0.36667 | 0 | 1
1 | 29 | 2009 | 0.28333 | 0 | 1
1 | 30 | 2009 | 0 | 0 | 0
1 | 31 | 2009 | 0 | 0 | 1
2 | 1 | 2009 | 0 | 0 | 1
2 | 2 | 2009 | 0 | 0 | 0
2 | 3 | 2009 | 0.01 | 0 | 0
2 | 4 | 2009 | 0.023333 | 0 | 0
2 | 5 | 2009 | 0 | 0 | 0
2 | 6 | 2009 | 0 | 0 | 0
2 | 7 | 2009 | 0 | 0 | 0
2 | 8 | 2009 | 0 | 0 | 0
2 | 9 | 2009 | 0 | 0 | 0
2 | 10 | 2009 | 0 | 0 | 0
2 | 11 | 2009 | 0 | 0 | 0
2 | 12 | 2009 | 0.076667 | 0 | 0
2 | 13 | 2009 | 0 | 0 | 0
2 | 14 | 2009 | 0 | 0 | 0
2 | 15 | 2009 | 0 | 0 | 0
2 | 16 | 2009 | 0 | 0 | 0
2 | 17 | 2009 | 0 | 0 | 0
2 | 18 | 2009 | 0 | 0 | 0
2 | 19 | 2009 | 0.12667 | 0 | 0
2 | 20 | 2009 | 0 | 0 | 0
2 | 21 | 2009 | 0 | 0 | 0
2 | 22 | 2009 | 0 | 0 | 0
2 | 23 | 2009 | 0.016667 | 0 | 0
2 | 24 | 2009 | 0 | 0 | 0
2 | 25 | 2009 | 0 | 0 | 1
2 | 26 | 2009 | 0 | 0 | 0
2 | 27 | 2009 | 0 | 0 | 1
2 | 28 | 2009 | 0.036667 | 0 | 1
3 | 1 | 2009 | 0.03 | 0 | 0
3 | 2 | 2009 | 0.2 | 0 | 0
3 | 3 | 2009 | 0.3 | 0 | 0
3 | 4 | 2009 | 0 | 0 | 0
3 | 5 | 2009 | 0 | 0 | 0
3 | 6 | 2009 | 0 | 0 | 0
3 | 7 | 2009 | 0 | 0 | 1
3 | 8 | 2009 | 0 | 0 | 1
3 | 9 | 2009 | 0 | 0 | 1
3 | 10 | 2009 | 0 | 0 | 0
3 | 11 | 2009 | 0 | 0 | 1
3 | 12 | 2009 | 0 | 0 | 0
3 | 13 | 2009 | 0 | 0 | 0
3 | 14 | 2009 | 0 | 0 | 0
3 | 15 | 2009 | 0.083333 | 0 | 1
3 | 16 | 2009 | 0.063333 | 0 | 1
3 | 17 | 2009 | 0.073333 | 0 | 1
3 | 18 | 2009 | 0.053333 | 0 | 1
3 | 19 | 2009 | 0 | 0 | 0
3 | 20 | 2009 | 0.063333 | 0 | 1
3 | 21 | 2009 | 0 | 0 | 0
3 | 22 | 2009 | 0 | 0 | 0
3 | 23 | 2009 | 0 | 0 | 0
3 | 24 | 2009 | 0 | 0 | 0
3 | 25 | 2009 | 0 | 0 | 0
3 | 26 | 2009 | 0 | 0 | 0
3 | 27 | 2009 | 0.34 | 0 | 1
3 | 28 | 2009 | 0.2 | 0 | 0
3 | 29 | 2009 | 0.69 | 0 | 0
3 | 30 | 2009 | 0.083333 | 0 | 0
3 | 31 | 2009 | 0 | 0 | 0
4 | 1 | 2009 | 0 | 0 | 0
4 | 2 | 2009 | 0.073333 | 0 | 1
4 | 3 | 2009 | 0.083333 | 0 | 1
4 | 4 | 2009 | 0.93667 | 0 | 0
4 | 5 | 2009 | 0 | 0 | 0
4 | 6 | 2009 | 0 | 0 | 1
4 | 7 | 2009 | 0.13333 | 0 | 0
4 | 8 | 2009 | 0 | 0 | 1
4 | 9 | 2009 | 0 | 0 | 0
4 | 10 | 2009 | 0 | 0 | 0
4 | 11 | 2009 | 0 | 0 | 1
4 | 12 | 2009 | 0.67 | 0 | 1
4 | 13 | 2009 | 0 | 0 | 1
4 | 14 | 2009 | 0.043333 | 0 | 1
4 | 15 | 2009 | 0.22333 | 0 | 0
4 | 16 | 2009 | 0.75667 | 0 | 0
4 | 17 | 2009 | 0 | 0 | 1
4 | 18 | 2009 | 0 | 0 | 1
4 | 19 | 2009 | 0 | 0 | 1
4 | 20 | 2009 | 0.0033333 | 0 | 0
4 | 21 | 2009 | 1.42 | 0 | 1
4 | 22 | 2009 | 0.16 | 0 | 0
4 | 23 | 2009 | 0.033333 | 0 | 1
4 | 24 | 2009 | 0 | 0 | 0
4 | 25 | 2009 | 0 | 0 | 0
4 | 26 | 2009 | 0.0066667 | 0 | 1
4 | 27 | 2009 | 0 | 0 | 0
4 | 28 | 2009 | 0 | 0 | 1
4 | 29 | 2009 | 0 | 0 | 0
4 | 30 | 2009 | 0.16667 | 0 | 0
5 | 1 | 2009 | 0.0033333 | 0 | 0
5 | 2 | 2009 | 0.023333 | 0 | 0
5 | 3 | 2009 | 0.023333 | 0 | 0
5 | 4 | 2009 | 0.83 | 0 | 0
5 | 5 | 2009 | 0.78333 | 0 | 0
5 | 6 | 2009 | 0.32667 | 0 | 0
5 | 7 | 2009 | 0.94667 | 0 | 0
5 | 8 | 2009 | 0.43667 | 0 | 0
5 | 9 | 2009 | 0 | 0 | 1
5 | 10 | 2009 | 0.0066667 | 0 | 1
5 | 11 | 2009 | 0 | 0 | 0
5 | 12 | 2009 | 0.27333 | 0 | 0
5 | 13 | 2009 | 0 | 0 | 1
5 | 14 | 2009 | 0 | 0 | 1
5 | 15 | 2009 | 0.54 | 0 | 0
5 | 16 | 2009 | 0.056667 | 0 | 0
5 | 17 | 2009 | 0.47667 | 0 | 0
5 | 18 | 2009 | 0.036667 | 0 | 0
5 | 19 | 2009 | 0 | 0 | 0
5 | 20 | 2009 | 0 | 0 | 0
5 | 21 | 2009 | 0 | 0 | 0
5 | 22 | 2009 | 0 | 0 | 1
5 | 23 | 2009 | 0 | 0 | 0
5 | 24 | 2009 | 0 | 0 | 0
5 | 25 | 2009 | 0.063333 | 0 | 0
5 | 26 | 2009 | 0.13333 | 0 | 0
5 | 27 | 2009 | 2.51 | 1 | 0
5 | 28 | 2009 | 0.0066667 | 0 | 0
5 | 29 | 2009 | 0.41 | 0 | 0
5 | 30 | 2009 | 0.85 | 0 | 1
5 | 31 | 2009 | 0 | 0 | 1
6 | 1 | 2009 | 0.17667 | 0 | 0
6 | 2 | 2009 | 0 | 0 | 0
6 | 3 | 2009 | 0 | 0 | 0
6 | 4 | 2009 | 1.7633 | 1 | 0
6 | 5 | 2009 | 0.57 | 0 | 1
6 | 6 | 2009 | 0.66333 | 0 | 1
6 | 7 | 2009 | 0 | 0 | 0
6 | 8 | 2009 | 0 | 0 | 0
6 | 9 | 2009 | 0 | 0 | 0
6 | 10 | 2009 | 0.5 | 0 | 0
6 | 11 | 2009 | 0.59667 | 0 | 0
6 | 12 | 2009 | 0.066667 | 0 | 0
6 | 13 | 2009 | 0.013333 | 0 | 0
6 | 14 | 2009 | 0.03 | 0 | 1
6 | 15 | 2009 | 0 | 0 | 0
6 | 16 | 2009 | 0 | 0 | 0
6 | 17 | 2009 | 0 | 0 | 0
6 | 18 | 2009 | 0.17 | 0 | 0
6 | 19 | 2009 | 1.0633 | 0 | 0
6 | 20 | 2009 | 0 | 0 | 0
6 | 21 | 2009 | 0.39 | 0 | 1
6 | 22 | 2009 | 0 | 0 | 0
6 | 23 | 2009 | 0 | 0 | 0
6 | 24 | 2009 | 0 | 0 | 0
6 | 25 | 2009 | 0 | 0 | 1
6 | 26 | 2009 | 0 | 0 | 0
6 | 27 | 2009 | 0.12667 | 0 | 0
6 | 28 | 2009 | 0 | 0 | 0
6 | 29 | 2009 | 0 | 0 | 0
6 | 30 | 2009 | 0 | 0 | 1
7 | 1 | 2009 | 0.07 | 0 | 1
7 | 2 | 2009 | 0.14667 | 0 | 1
7 | 3 | 2009 | 0.02 | 0 | 1
7 | 4 | 2009 | 0.0066667 | 0 | 0
7 | 5 | 2009 | 0 | 0 | 0
7 | 6 | 2009 | 0 | 0 | 0
7 | 7 | 2009 | 0 | 0 | 0
7 | 8 | 2009 | 0 | 0 | 0
7 | 9 | 2009 | 0 | 0 | 0
7 | 10 | 2009 | 0 | 0 | 0
7 | 11 | 2009 | 0 | 0 | 0
7 | 12 | 2009 | 0.01 | 0 | 0
7 | 13 | 2009 | 0 | 0 | 0
7 | 14 | 2009 | 0 | 0 | 0
7 | 15 | 2009 | 0 | 0 | 1
7 | 16 | 2009 | 0 | 0 | 1
7 | 17 | 2009 | 0 | 0 | 1
7 | 18 | 2009 | 0.073333 | 0 | 1
7 | 19 | 2009 | 0 | 0 | 0
7 | 20 | 2009 | 0 | 0 | 1
7 | 21 | 2009 | 0 | 0 | 0
7 | 22 | 2009 | 0 | 0 | 0
7 | 23 | 2009 | 0 | 0 | 0
7 | 24 | 2009 | 0.82333 | 0 | 0
7 | 25 | 2009 | 0 | 0 | 0
7 | 26 | 2009 | 0.25667 | 0 | 0
7 | 27 | 2009 | 0.063333 | 0 | 1
7 | 28 | 2009 | 0 | 0 | 1
7 | 29 | 2009 | 0.12333 | 0 | 1
7 | 30 | 2009 | 0.14 | 0 | 1
7 | 31 | 2009 | 0 | 0 | 0
8 | 1 | 2009 | 0.51667 | 0 | 0
8 | 2 | 2009 | 0.073333 | 0 | 1
8 | 3 | 2009 | 0.25667 | 0 | 1
8 | 4 | 2009 | 0 | 0 | 1
8 | 5 | 2009 | 0 | 0 | 0
8 | 6 | 2009 | 0 | 0 | 0
8 | 7 | 2009 | 0.07 | 0 | 1
8 | 8 | 2009 | 0 | 0 | 0
8 | 9 | 2009 | 0 | 0 | 0
8 | 10 | 2009 | 0 | 0 | 0
8 | 11 | 2009 | 0.31333 | 0 | 0
8 | 12 | 2009 | 0 | 0 | 1
8 | 13 | 2009 | 0.0066667 | 0 | 0
8 | 14 | 2009 | 0.10333 | 0 | 1
8 | 15 | 2009 | 0 | 0 | 1
8 | 16 | 2009 | 0 | 0 | 1
8 | 17 | 2009 | 0 | 0 | 0
8 | 18 | 2009 | 0 | 0 | 0
8 | 19 | 2009 | 0.07 | 0 | 0
8 | 20 | 2009 | 0.056667 | 0 | 1
8 | 21 | 2009 | 0 | 0 | 1
8 | 22 | 2009 | 0.80667 | 0 | 1
8 | 23 | 2009 | 0.96333 | 0 | 1
8 | 24 | 2009 | 0 | 0 | 0
8 | 25 | 2009 | 0 | 0 | 0
8 | 26 | 2009 | 0 | 0 | 1
8 | 27 | 2009 | 0 | 0 | 0
8 | 28 | 2009 | 0.01 | 0 | 0
8 | 29 | 2009 | 0.55667 | 0 | 0
8 | 30 | 2009 | 0.033333 | 0 | 1
8 | 31 | 2009 | 0.0033333 | 0 | 1
9 | 1 | 2009 | 0 | 0 | 1
9 | 2 | 2009 | 0 | 0 | 1
9 | 3 | 2009 | 0 | 0 | 1
9 | 4 | 2009 | 0 | 0 | 1
9 | 5 | 2009 | 0 | 0 | 1
9 | 6 | 2009 | 0 | 0 | 1
9 | 7 | 2009 | 0.14667 | 0 | 1
9 | 8 | 2009 | 0.13333 | 0 | 0
9 | 9 | 2009 | 0.033333 | 0 | 1
9 | 10 | 2009 | 0.016667 | 0 | 0
9 | 11 | 2009 | 0 | 0 | 1
9 | 12 | 2009 | 0.90333 | 0 | 0
9 | 13 | 2009 | 0.0033333 | 0 | 0
9 | 14 | 2009 | 0 | 0 | 1
9 | 15 | 2009 | 0 | 0 | 1
9 | 16 | 2009 | 0.07 | 0 | 1
9 | 17 | 2009 | 0.013333 | 0 | 1
9 | 18 | 2009 | 0.066667 | 0 | 0
9 | 19 | 2009 | 0 | 0 | 0
9 | 20 | 2009 | 0 | 0 | 0
9 | 21 | 2009 | 0 | 0 | 0
9 | 22 | 2009 | 0 | 0 | 0
9 | 23 | 2009 | 0 | 0 | 0
9 | 24 | 2009 | 0 | 0 | 1
9 | 25 | 2009 | 0.016667 | 0 | 1
9 | 26 | 2009 | 0.06 | 0 | 1
9 | 27 | 2009 | 1.1233 | 0 | 1
9 | 28 | 2009 | 0.22667 | 0 | 1
9 | 29 | 2009 | 0.023333 | 0 | 1
9 | 30 | 2009 | 0 | 0 | 0
10 | 1 | 2009 | 0.036667 | 0 | 1
10 | 2 | 2009 | 0 | 0 | 0
10 | 3 | 2009 | 0.033333 | 0 | 0
10 | 4 | 2009 | 0 | 0 | 1
10 | 5 | 2009 | 0 | 0 | 1
10 | 6 | 2009 | 0 | 0 | 1
10 | 7 | 2009 | 0 | 0 | 0
10 | 8 | 2009 | 0.0066667 | 0 | 0
10 | 9 | 2009 | 0.0033333 | 0 | 0
10 | 10 | 2009 | 0.02 | 0 | 1
10 | 11 | 2009 | 0 | 0 | 1
10 | 12 | 2009 | 0 | 0 | 1
10 | 13 | 2009 | 0 | 0 | 1
10 | 14 | 2009 | 0 | 0 | 1
10 | 15 | 2009 | 0.066667 | 0 | 0
10 | 16 | 2009 | 0.61333 | 0 | 0
10 | 17 | 2009 | 0.41333 | 0 | 0
10 | 18 | 2009 | 1.2333 | 0 | 1
10 | 19 | 2009 | 0.35667 | 0 | 1
10 | 20 | 2009 | 0 | 0 | 0
10 | 21 | 2009 | 0 | 0 | 1
10 | 22 | 2009 | 0 | 0 | 0
10 | 23 | 2009 | 0 | 0 | 0
10 | 24 | 2009 | 0.033333 | 0 | 0
10 | 25 | 2009 | 1.1833 | 0 | 0
10 | 26 | 2009 | 0 | 0 | 0
10 | 27 | 2009 | 0.0066667 | 0 | 1
10 | 28 | 2009 | 1.08 | 0 | 0
10 | 29 | 2009 | 0.76 | 0 | 0
10 | 30 | 2009 | 0 | 0 | 0
10 | 31 | 2009 | 0 | 0 | 1
11 | 1 | 2009 | 0.073333 | 0 | 1
11 | 2 | 2009 | 0.53667 | 0 | 1
11 | 3 | 2009 | 0 | 0 | 1
11 | 4 | 2009 | 0 | 0 | 0
11 | 5 | 2009 | 0 | 0 | 0
11 | 6 | 2009 | 0.0033333 | 0 | 0
11 | 7 | 2009 | 0 | 0 | 0
11 | 8 | 2009 | 0 | 0 | 0
11 | 9 | 2009 | 0 | 0 | 0
11 | 10 | 2009 | 0 | 0 | 0
11 | 11 | 2009 | 0 | 0 | 1
11 | 12 | 2009 | 0.85333 | 0 | 0
11 | 13 | 2009 | 0.52333 | 0 | 0
11 | 14 | 2009 | 0.36 | 0 | 0
11 | 15 | 2009 | 0.05 | 0 | 0
11 | 16 | 2009 | 0 | 0 | 0
11 | 17 | 2009 | 0 | 0 | 1
11 | 18 | 2009 | 0 | 0 | 0
11 | 19 | 2009 | 0 | 0 | 0
11 | 20 | 2009 | 0.56 | 0 | 0
11 | 21 | 2009 | 0.073333 | 0 | 0
11 | 22 | 2009 | 0 | 0 | 0
11 | 23 | 2009 | 0 | 0 | 1
11 | 24 | 2009 | 0.46667 | 0 | 0
11 | 25 | 2009 | 0.46667 | 0 | 1
11 | 26 | 2009 | 0.17667 | 0 | 1
11 | 27 | 2009 | 0.053333 | 0 | 0
11 | 28 | 2009 | 0.016667 | 0 | 1
11 | 29 | 2009 | 0 | 0 | 1
11 | 30 | 2009 | 0 | 0 | 0
12 | 1 | 2009 | 0.22 | 0 | 1
12 | 2 | 2009 | 0 | 0 | 1
12 | 3 | 2009 | 0.5 | 0 | 1
12 | 4 | 2009 | 0.32 | 0 | 0
12 | 5 | 2009 | 0 | 0 | 0
12 | 6 | 2009 | 0.70333 | 0 | 0
12 | 7 | 2009 | 0 | 0 | 1
12 | 8 | 2009 | 0 | 0 | 0
12 | 9 | 2009 | 0.33667 | 0 | 0
12 | 10 | 2009 | 1.21 | 0 | 0
12 | 11 | 2009 | 0 | 0 | 1
12 | 12 | 2009 | 0 | 0 | 0
12 | 13 | 2009 | 0 | 0 | 1
12 | 14 | 2009 | 0.56 | 0 | 1
12 | 15 | 2009 | 0 | 0 | 0
12 | 16 | 2009 | 0 | 0 | 0
12 | 17 | 2009 | 0 | 0 | 0
12 | 18 | 2009 | 0 | 0 | 0
12 | 19 | 2009 | 0.10333 | 0 | 1
12 | 20 | 2009 | 1.4067 | 0 | 1
12 | 21 | 2009 | 0 | 0 | 0
12 | 22 | 2009 | 0 | 0 | 1
12 | 23 | 2009 | 0 | 0 | 1
12 | 24 | 2009 | 0 | 0 | 0
12 | 25 | 2009 | 0 | 0 | 0
12 | 26 | 2009 | 0.63667 | 0 | 0
12 | 27 | 2009 | 0.77 | 0 | 0
12 | 28 | 2009 | 0 | 0 | 1
12 | 29 | 2009 | 0 | 0 | 1
12 | 30 | 2009 | 0 | 0 | 1
12 | 31 | 2009 | 0 | 0 | 1
1 | 1 | 2010 | 0.39667 | 0 | 0
1 | 2 | 2010 | 0.01 | 0 | 0
1 | 3 | 2010 | 0 | 0 | 0
1 | 4 | 2010 | 0 | 0 | 0
1 | 5 | 2010 | 0 | 0 | 0
1 | 6 | 2010 | 0 | 0 | 0
1 | 7 | 2010 | 0 | 0 | 1
1 | 8 | 2010 | 0.0066667 | 0 | 1
1 | 9 | 2010 | 0.05 | 0 | 1
1 | 10 | 2010 | 0 | 0 | 1
1 | 11 | 2010 | 0 | 0 | 0
1 | 12 | 2010 | 0 | 0 | 1
1 | 13 | 2010 | 0 | 0 | 1
1 | 14 | 2010 | 0 | 0 | 0
1 | 15 | 2010 | 0 | 0 | 0
1 | 16 | 2010 | 0 | 0 | 1
1 | 17 | 2010 | 0 | 0 | 1
1 | 18 | 2010 | 0.68667 | 0 | 1
1 | 19 | 2010 | 0 | 0 | 0
1 | 20 | 2010 | 0 | 0 | 0
1 | 21 | 2010 | 0.053333 | 0 | 0
1 | 22 | 2010 | 0.10667 | 0 | 0
1 | 23 | 2010 | 0.096667 | 0 | 0
1 | 24 | 2010 | 0 | 0 | 0
1 | 25 | 2010 | 0.23 | 0 | 1
1 | 26 | 2010 | 0.41667 | 0 | 1
1 | 27 | 2010 | 0 | 0 | 1
1 | 28 | 2010 | 0 | 0 | 1
1 | 29 | 2010 | 0 | 0 | 1
1 | 30 | 2010 | 0 | 0 | 0
1 | 31 | 2010 | 0.28 | 0 | 1
2 | 1 | 2010 | 0 | 0 | 0
2 | 2 | 2010 | 0 | 0 | 1
2 | 3 | 2010 | 0.24333 | 0 | 0
2 | 4 | 2010 | 0.053333 | 0 | 0
2 | 5 | 2010 | 0 | 0 | 0
2 | 6 | 2010 | 1.07 | 0 | 0
2 | 7 | 2010 | 1.43 | 0 | 1
2 | 8 | 2010 | 0 | 0 | 1
2 | 9 | 2010 | 0 | 0 | 1
2 | 10 | 2010 | 0.35667 | 0 | 0
2 | 11 | 2010 | 0.40667 | 0 | 0
2 | 12 | 2010 | 0 | 0 | 0
2 | 13 | 2010 | 0 | 0 | 0
2 | 14 | 2010 | 0 | 0 | 1
2 | 15 | 2010 | 0 | 0 | 1
2 | 16 | 2010 | 0.043333 | 0 | 1
2 | 17 | 2010 | 0 | 0 | 1
2 | 18 | 2010 | 0 | 0 | 1
2 | 19 | 2010 | 0 | 0 | 0
2 | 20 | 2010 | 0 | 0 | 0
2 | 21 | 2010 | 0 | 0 | 0
2 | 22 | 2010 | 0 | 0 | 0
2 | 23 | 2010 | 0.21333 | 0 | 1
2 | 24 | 2010 | 0 | 0 | 1
2 | 25 | 2010 | 0 | 0 | 0
2 | 26 | 2010 | 0.01 | 0 | 1
2 | 27 | 2010 | 0.0033333 | 0 | 1
2 | 28 | 2010 | 0.0033333 | 0 | 1
#REF! | #REF! | #REF! | 0 | 0 | 0
3 | 1 | 2010 | 0 | 0 | 0
3 | 2 | 2010 | 0.073333 | 0 | 1
3 | 3 | 2010 | 0 | 0 | 1
3 | 4 | 2010 | 0 | 0 | 0
3 | 5 | 2010 | 0 | 0 | 0
3 | 6 | 2010 | 0 | 0 | 0
3 | 7 | 2010 | 0 | 0 | 1
3 | 8 | 2010 | 0 | 0 | 0
3 | 9 | 2010 | 0 | 0 | 0
3 | 10 | 2010 | 0 | 0 | 0
3 | 11 | 2010 | 0.0033333 | 0 | 0
3 | 12 | 2010 | 0.73 | 0 | 0
3 | 13 | 2010 | 1.0567 | 0 | 1
3 | 14 | 2010 | 0.37333 | 0 | 1
3 | 15 | 2010 | 0.046667 | 0 | 1
3 | 16 | 2010 | 0 | 0 | 1
3 | 17 | 2010 | 0 | 0 | 0
3 | 18 | 2010 | 0 | 0 | 0
3 | 19 | 2010 | 0 | 0 | 0
3 | 20 | 2010 | 0 | 0 | 0
3 | 21 | 2010 | 0 | 0 | 1
3 | 22 | 2010 | 0.49 | 0 | 1
3 | 23 | 2010 | 0.0066667 | 0 | 0
3 | 24 | 2010 | 0 | 0 | 0
3 | 25 | 2010 | 0.046667 | 0 | 1
3 | 26 | 2010 | 0.24333 | 0 | 1
3 | 27 | 2010 | 0 | 0 | 1
3 | 28 | 2010 | 0.70667 | 0 | 1
3 | 29 | 2010 | 0.27667 | 0 | 1
3 | 30 | 2010 | 0.093333 | 0 | 0
3 | 31 | 2010 | 0 | 0 | 0
4 | 1 | 2010 | 0 | 0 | 1
4 | 2 | 2010 | 0 | 0 | 0
4 | 3 | 2010 | 0 | 0 | 1
4 | 4 | 2010 | 0 | 0 | 1
4 | 5 | 2010 | 0 | 0 | 0
4 | 6 | 2010 | 0 | 0 | 1
4 | 7 | 2010 | 0 | 0 | 0
4 | 8 | 2010 | 0.52333 | 0 | 0
4 | 9 | 2010 | 0.046667 | 0 | 1
4 | 10 | 2010 | 0 | 0 | 1
4 | 11 | 2010 | 0 | 0 | 0
4 | 12 | 2010 | 0 | 0 | 0
4 | 13 | 2010 | 0.12 | 0 | 0
4 | 14 | 2010 | 0 | 0 | 1
4 | 15 | 2010 | 0 | 0 | 0
4 | 16 | 2010 | 0 | 0 | 0
4 | 17 | 2010 | 0 | 0 | 0
4 | 18 | 2010 | 0 | 0 | 0
4 | 19 | 2010 | 0 | 0 | 1
4 | 20 | 2010 | 0 | 0 | 1
4 | 21 | 2010 | 0.24333 | 0 | 0
4 | 22 | 2010 | 0 | 0 | 0
4 | 23 | 2010 | 0 | 0 | 0
4 | 24 | 2010 | 0.033333 | 0 | 0
4 | 25 | 2010 | 0.4 | 0 | 0
4 | 26 | 2010 | 0.29667 | 0 | 1
4 | 27 | 2010 | 0 | 0 | 1
4 | 28 | 2010 | 0 | 0 | 0
4 | 29 | 2010 | 0 | 0 | 0
4 | 30 | 2010 | 0 | 0 | 0
5 | 1 | 2010 | 0 | 0 | 0
5 | 2 | 2010 | 0.0033333 | 0 | 1
5 | 3 | 2010 | 0.33333 | 0 | 1
5 | 4 | 2010 | 0 | 0 | 0
5 | 5 | 2010 | 0 | 0 | 0
5 | 6 | 2010 | 0 | 0 | 0
5 | 7 | 2010 | 0 | 0 | 0
5 | 8 | 2010 | 0 | 0 | 0
5 | 9 | 2010 | 0 | 0 | 1
5 | 10 | 2010 | 0 | 0 | 1
5 | 11 | 2010 | 0.16 | 0 | 0
5 | 12 | 2010 | 0.14 | 0 | 0
5 | 13 | 2010 | 0 | 0 | 0
5 | 14 | 2010 | 0.07 | 0 | 0
5 | 15 | 2010 | 0 | 0 | 0
5 | 16 | 2010 | 0 | 0 | 0
5 | 17 | 2010 | 0.43667 | 0 | 0
5 | 18 | 2010 | 0.17333 | 0 | 0
5 | 19 | 2010 | 0 | 0 | 1
5 | 20 | 2010 | 0 | 0 | 0
5 | 21 | 2010 | 0 | 0 | 0
5 | 22 | 2010 | 0.23 | 0 | 1
5 | 23 | 2010 | 1.1533 | 0 | 1
5 | 24 | 2010 | 0.016667 | 0 | 1
5 | 25 | 2010 | 0 | 0 | 0
5 | 26 | 2010 | 0 | 0 | 1
5 | 27 | 2010 | 0.79 | 0 | 1
5 | 28 | 2010 | 0.26 | 0 | 0
5 | 29 | 2010 | 0.0033333 | 0 | 0
5 | 30 | 2010 | 0 | 0 | 0
5 | 31 | 2010 | 0 | 0 | 0
6 | 1 | 2010 | 0.21 | 0 | 1
6 | 2 | 2010 | 0 | 0 | 0
6 | 3 | 2010 | 0.21 | 0 | 0
6 | 4 | 2010 | 0.0033333 | 0 | 1
6 | 5 | 2010 | 0 | 0 | 1
6 | 6 | 2010 | 0.03 | 0 | 0
6 | 7 | 2010 | 0 | 0 | 1
6 | 8 | 2010 | 0 | 0 | 1
6 | 9 | 2010 | 0.076667 | 0 | 0
6 | 10 | 2010 | 0.023333 | 0 | 0
6 | 11 | 2010 | 0 | 0 | 1
6 | 12 | 2010 | 0 | 0 | 1
6 | 13 | 2010 | 0 | 0 | 0
6 | 14 | 2010 | 0.19 | 0 | 0
6 | 15 | 2010 | 0.0033333 | 0 | 0
6 | 16 | 2010 | 0.053333 | 0 | 0
6 | 17 | 2010 | 0 | 0 | 1
6 | 18 | 2010 | 0 | 0 | 0
6 | 19 | 2010 | 0 | 0 | 0
6 | 20 | 2010 | 0 | 0 | 0
6 | 21 | 2010 | 0 | 0 | 0
6 | 22 | 2010 | 0.083333 | 0 | 0
6 | 23 | 2010 | 0 | 0 | 0
6 | 24 | 2010 | 0 | 0 | 1
6 | 25 | 2010 | 0 | 0 | 0
6 | 26 | 2010 | 0 | 0 | 0
6 | 27 | 2010 | 0.02 | 0 | 1
6 | 28 | 2010 | 0.66667 | 0 | 1
6 | 29 | 2010 | 0 | 0 | 1
6 | 30 | 2010 | 0 | 0 | 0
7 | 1 | 2010 | 0 | 0 | 0
7 | 2 | 2010 | 0 | 0 | 1
7 | 3 | 2010 | 0 | 0 | 0
7 | 4 | 2010 | 0 | 0 | 0
7 | 5 | 2010 | 0 | 0 | 0
7 | 6 | 2010 | 0 | 0 | 0
7 | 7 | 2010 | 0 | 0 | 0
7 | 8 | 2010 | 0 | 0 | 0
7 | 9 | 2010 | 0.0066667 | 0 | 0
7 | 10 | 2010 | 0.73667 | 0 | 0
7 | 11 | 2010 | 0 | 0 | 1
7 | 12 | 2010 | 0.59667 | 0 | 1
7 | 13 | 2010 | 1.0933 | 0 | 1
7 | 14 | 2010 | 0.37 | 0 | 1
7 | 15 | 2010 | 0 | 0 | 1
7 | 16 | 2010 | 0.10333 | 0 | 0
7 | 17 | 2010 | 0.073333 | 0 | 0
7 | 18 | 2010 | 0.34667 | 0 | 0
7 | 19 | 2010 | 0.18333 | 0 | 0
7 | 20 | 2010 | 0.0033333 | 0 | 0
7 | 21 | 2010 | 0 | 0 | 0
7 | 22 | 2010 | 0 | 0 | 1
7 | 23 | 2010 | 0 | 0 | 1
7 | 24 | 2010 | 0 | 0 | 0
7 | 25 | 2010 | 0.50333 | 0 | 1
7 | 26 | 2010 | 0 | 0 | 1
7 | 27 | 2010 | 0 | 0 | 0
7 | 28 | 2010 | 0 | 0 | 1
7 | 29 | 2010 | 0.52333 | 0 | 1
7 | 30 | 2010 | 0 | 0 | 1
7 | 31 | 2010 | 0.026667 | 0 | 0
8 | 1 | 2010 | 0.023333 | 0 | 0
8 | 2 | 2010 | 0.013333 | 0 | 0
8 | 3 | 2010 | 0 | 0 | 0
8 | 4 | 2010 | 0.22333 | 0 | 0
8 | 5 | 2010 | 0.50667 | 0 | 0
8 | 6 | 2010 | 0 | 0 | 0
8 | 7 | 2010 | 0 | 0 | 0
8 | 8 | 2010 | 0 | 0 | 1
8 | 9 | 2010 | 0 | 0 | 1
8 | 10 | 2010 | 0 | 0 | 0
8 | 11 | 2010 | 0 | 0 | 0
8 | 12 | 2010 | 1.6667 | 0 | 0
8 | 13 | 2010 | 0.12667 | 0 | 1
8 | 14 | 2010 | 0 | 0 | 0
8 | 15 | 2010 | 0.24 | 0 | 0
8 | 16 | 2010 | 0 | 0 | 0
8 | 17 | 2010 | 0 | 0 | 0
8 | 18 | 2010 | 0.93333 | 0 | 0
8 | 19 | 2010 | 0 | 0 | 0
8 | 20 | 2010 | 0 | 0 | 0
8 | 21 | 2010 | 0 | 0 | 1
8 | 22 | 2010 | 0.15 | 0 | 0
8 | 23 | 2010 | 0.033333 | 0 | 0
8 | 24 | 2010 | 0 | 0 | 1
8 | 25 | 2010 | 0 | 0 | 1
8 | 26 | 2010 | 0 | 0 | 1
8 | 27 | 2010 | 0 | 0 | 0
8 | 28 | 2010 | 0 | 0 | 0
8 | 29 | 2010 | 0 | 0 | 0
8 | 30 | 2010 | 0 | 0 | 0
8 | 31 | 2010 | 0 | 0 | 0
9 | 1 | 2010 | 0 | 0 | 1
9 | 2 | 2010 | 0 | 0 | 1
9 | 3 | 2010 | 0 | 0 | 0
9 | 4 | 2010 | 0 | 0 | 0
9 | 5 | 2010 | 0 | 0 | 0
9 | 6 | 2010 | 0 | 0 | 0
9 | 7 | 2010 | 0 | 0 | 0
9 | 8 | 2010 | 0 | 0 | 0
9 | 9 | 2010 | 0 | 0 | 0
9 | 10 | 2010 | 0 | 0 | 1
9 | 11 | 2010 | 0 | 0 | 1
9 | 12 | 2010 | 0.65333 | 0 | 0
9 | 13 | 2010 | 0 | 0 | 1
9 | 14 | 2010 | 0 | 0 | 0
9 | 15 | 2010 | 0 | 0 | 0
9 | 16 | 2010 | 0.056667 | 0 | 1
9 | 17 | 2010 | 0.03 | 0 | 1
9 | 18 | 2010 | 0 | 0 | 0
9 | 19 | 2010 | 0 | 0 | 0
9 | 20 | 2010 | 0 | 0 | 0
9 | 21 | 2010 | 0 | 0 | 1
9 | 22 | 2010 | 0 | 0 | 1
9 | 23 | 2010 | 0 | 0 | 1
9 | 24 | 2010 | 0 | 0 | 0
9 | 25 | 2010 | 0 | 0 | 0
9 | 26 | 2010 | 0.1 | 0 | 1
9 | 27 | 2010 | 0.45333 | 0 | 1
9 | 28 | 2010 | 0.14 | 0 | 1
9 | 29 | 2010 | 0.24 | 0 | 0
9 | 30 | 2010 | 5.14 | 1 | 0
10 | 1 | 2010 | 0.02 | 0 | 1
10 | 2 | 2010 | 0 | 0 | 0
10 | 3 | 2010 | 0.31667 | 0 | 1
10 | 4 | 2010 | 0.44667 | 0 | 1
10 | 5 | 2010 | 0 | 0 | 0
10 | 6 | 2010 | 0.026667 | 0 | 1
10 | 7 | 2010 | 0 | 0 | 0
10 | 8 | 2010 | 0 | 0 | 0
10 | 9 | 2010 | 0 | 0 | 1
10 | 10 | 2010 | 0 | 0 | 1
10 | 11 | 2010 | 0 | 0 | 0
10 | 12 | 2010 | 0 | 0 | 0
10 | 13 | 2010 | 0 | 0 | 0
10 | 14 | 2010 | 1.0267 | 0 | 1
10 | 15 | 2010 | 0 | 0 | 1
10 | 16 | 2010 | 0 | 0 | 1
10 | 17 | 2010 | 0 | 0 | 0
10 | 18 | 2010 | 0.0033333 | 0 | 0
10 | 19 | 2010 | 0.1 | 0 | 0
10 | 20 | 2010 | 0.0066667 | 0 | 0
10 | 21 | 2010 | 0 | 0 | 0
10 | 22 | 2010 | 0 | 0 | 1
10 | 23 | 2010 | 0 | 0 | 0
10 | 24 | 2010 | 0 | 0 | 0
10 | 25 | 2010 | 0 | 0 | 0
10 | 26 | 2010 | 0 | 0 | 0
10 | 27 | 2010 | 0.96333 | 0 | 1
10 | 28 | 2010 | 0 | 0 | 1
10 | 29 | 2010 | 0 | 0 | 0
10 | 30 | 2010 | 0 | 0 | 0
10 | 31 | 2010 | 0 | 0 | 0
11 | 1 | 2010 | 0 | 0 | 0
11 | 2 | 2010 | 0 | 0 | 0
11 | 3 | 2010 | 0.11 | 0 | 0
11 | 4 | 2010 | 1.17 | 0 | 0
11 | 5 | 2010 | 0 | 0 | 0
11 | 6 | 2010 | 0 | 0 | 0
11 | 7 | 2010 | 0 | 0 | 0
11 | 8 | 2010 | 0 | 0 | 1
11 | 9 | 2010 | 0 | 0 | 1
11 | 10 | 2010 | 0 | 0 | 0
11 | 11 | 2010 | 0 | 0 | 1
11 | 12 | 2010 | 0 | 0 | 1
11 | 13 | 2010 | 0 | 0 | 1
11 | 14 | 2010 | 0 | 0 | 0
11 | 15 | 2010 | 0.10667 | 0 | 1
11 | 16 | 2010 | 0.57 | 0 | 1
11 | 17 | 2010 | 0.14 | 0 | 1
11 | 18 | 2010 | 0 | 0 | 1
11 | 19 | 2010 | 0 | 0 | 1
11 | 20 | 2010 | 0 | 0 | 0
11 | 21 | 2010 | 0 | 0 | 0
11 | 22 | 2010 | 0 | 0 | 0
11 | 23 | 2010 | 0.0066667 | 0 | 0
11 | 24 | 2010 | 0 | 0 | 1
11 | 25 | 2010 | 0.033333 | 0 | 0
11 | 26 | 2010 | 0.013333 | 0 | 0
11 | 27 | 2010 | 0 | 0 | 0
11 | 28 | 2010 | 0 | 0 | 1
11 | 29 | 2010 | 0 | 0 | 0
11 | 30 | 2010 | 0.10333 | 0 | 1
12 | 1 | 2010 | 0.77333 | 0 | 1
12 | 2 | 2010 | 0 | 0 | 1
12 | 3 | 2010 | 0 | 0 | 0
12 | 4 | 2010 | 0 | 0 | 1
12 | 5 | 2010 | 0 | 0 | 1
12 | 6 | 2010 | 0 | 0 | 0
12 | 7 | 2010 | 0 | 0 | 0
12 | 8 | 2010 | 0 | 0 | 0
12 | 9 | 2010 | 0 | 0 | 0
12 | 10 | 2010 | 0.0033333 | 0 | 0
12 | 11 | 2010 | 0.07 | 0 | 0
12 | 12 | 2010 | 0.72 | 0 | 1
12 | 13 | 2010 | 0 | 0 | 1
12 | 14 | 2010 | 0 | 0 | 0
12 | 15 | 2010 | 0 | 0 | 1
12 | 16 | 2010 | 0.15333 | 0 | 0
12 | 17 | 2010 | 0 | 0 | 0
12 | 18 | 2010 | 0 | 0 | 1
12 | 19 | 2010 | 0 | 0 | 0
12 | 20 | 2010 | 0 | 0 | 0
12 | 21 | 2010 | 0 | 0 | 0
12 | 22 | 2010 | 0 | 0 | 1
12 | 23 | 2010 | 0 | 0 | 1
12 | 24 | 2010 | 0 | 0 | 0
12 | 25 | 2010 | 0.0033333 | 0 | 0
12 | 26 | 2010 | 0.013333 | 0 | 0
12 | 27 | 2010 | 0 | 0 | 0
12 | 28 | 2010 | 0 | 0 | 0
12 | 29 | 2010 | 0 | 0 | 0
12 | 30 | 2010 | 0 | 0 | 0
12 | 31 | 2010 | 0 | 0 | 0
1 | 1 | 2011 | 0.01 | 0 | 0
1 | 2 | 2011 | 0.04 | 0 | 0
1 | 3 | 2011 | 0 | 0 | 0
1 | 4 | 2011 | 0 | 0 | 0
1 | 5 | 2011 | 0 | 0 | 0
1 | 6 | 2011 | 0 | 0 | 0
1 | 7 | 2011 | 0 | 0 | 0
1 | 8 | 2011 | 0.013333 | 0 | 0
1 | 9 | 2011 | 0 | 0 | 0
1 | 10 | 2011 | 0 | 0 | 0
1 | 11 | 2011 | 0.12667 | 0 | 0
1 | 12 | 2011 | 0 | 0 | 1
1 | 13 | 2011 | 0 | 0 | 0
1 | 14 | 2011 | 0 | 0 | 0
1 | 15 | 2011 | 0 | 0 | 0
1 | 16 | 2011 | 0 | 0 | 1
1 | 17 | 2011 | 0.19 | 0 | 1
1 | 18 | 2011 | 0.21667 | 0 | 0
1 | 19 | 2011 | 0.023333 | 0 | 0
1 | 20 | 2011 | 0 | 0 | 0
1 | 21 | 2011 | 0.026667 | 0 | 0
1 | 22 | 2011 | 0 | 0 | 0
1 | 23 | 2011 | 0 | 0 | 0
1 | 24 | 2011 | 0 | 0 | 0
1 | 25 | 2011 | 0 | 0 | 0
1 | 26 | 2011 | 1.55 | 0 | 1
1 | 27 | 2011 | 0 | 0 | 1
1 | 28 | 2011 | 0.063333 | 0 | 1
1 | 29 | 2011 | 0 | 0 | 1
1 | 30 | 2011 | 0 | 0 | 1
1 | 31 | 2011 | 0 | 0 | 1
2 | 1 | 2011 | 0.11 | 0 | 0
2 | 2 | 2011 | 0.64667 | 0 | 1
2 | 3 | 2011 | 0 | 0 | 1
2 | 4 | 2011 | 0 | 0 | 0
2 | 5 | 2011 | 0.17667 | 0 | 1
2 | 6 | 2011 | 0 | 0 | 0
2 | 7 | 2011 | 0 | 0 | 0
2 | 8 | 2011 | 0.0033333 | 0 | 0
2 | 9 | 2011 | 0.0033333 | 0 | 0
2 | 10 | 2011 | 0 | 0 | 0
2 | 11 | 2011 | 0 | 0 | 0
2 | 12 | 2011 | 0 | 0 | 0
2 | 13 | 2011 | 0 | 0 | 1
2 | 14 | 2011 | 0 | 0 | 0
2 | 15 | 2011 | 0 | 0 | 0
2 | 16 | 2011 | 0 | 0 | 0
2 | 17 | 2011 | 0 | 0 | 1
2 | 18 | 2011 | 0 | 0 | 1
2 | 19 | 2011 | 0 | 0 | 1
2 | 20 | 2011 | 0.013333 | 0 | 0
2 | 21 | 2011 | 0.21 | 0 | 0
2 | 22 | 2011 | 0.15667 | 0 | 0
2 | 23 | 2011 | 0 | 0 | 0
2 | 24 | 2011 | 0.07 | 0 | 0
2 | 25 | 2011 | 0.32667 | 0 | 0
2 | 26 | 2011 | 0 | 0 | 1
2 | 27 | 2011 | 0 | 0 | 0
2 | 28 | 2011 | 0.62333 | 0 | 0
3 | 1 | 2011 | 0 | 0 | 0
3 | 2 | 2011 | 0 | 0 | 0
3 | 3 | 2011 | 0 | 0 | 0
3 | 4 | 2011 | 0 | 0 | 0
3 | 5 | 2011 | 0 | 0 | 1
3 | 6 | 2011 | 1.58 | 0 | 1
3 | 7 | 2011 | 0.02 | 0 | 0
3 | 8 | 2011 | 0 | 0 | 0
3 | 9 | 2011 | 0.043333 | 0 | 0
3 | 10 | 2011 | 1.81 | 1 | 0
3 | 11 | 2011 | 0.03 | 0 | 0
3 | 12 | 2011 | 0 | 0 | 0
3 | 13 | 2011 | 0 | 0 | 0
3 | 14 | 2011 | 0 | 0 | 0
3 | 15 | 2011 | 0.22333 | 0 | 0
3 | 16 | 2011 | 0.33 | 0 | 0
3 | 17 | 2011 | 0 | 0 | 1
3 | 18 | 2011 | 0 | 0 | 1
3 | 19 | 2011 | 0 | 0 | 1
3 | 20 | 2011 | 0 | 0 | 0
3 | 21 | 2011 | 0.21667 | 0 | 0
3 | 22 | 2011 | 0.013333 | 0 | 0
3 | 23 | 2011 | 0.29333 | 0 | 0
3 | 24 | 2011 | 0.043333 | 0 | 0
3 | 25 | 2011 | 0 | 0 | 1
3 | 26 | 2011 | 0 | 0 | 0
3 | 27 | 2011 | 0.01 | 0 | 1
3 | 28 | 2011 | 0 | 0 | 1
3 | 29 | 2011 | 0 | 0 | 0
3 | 30 | 2011 | 0.14667 | 0 | 0
3 | 31 | 2011 | 0.06 | 0 | 0
4 | 1 | 2011 | 0.096667 | 0 | 1
4 | 2 | 2011 | 0.033333 | 0 | 1
4 | 3 | 2011 | 0.0033333 | 0 | 0
4 | 4 | 2011 | 0 | 0 | 0
4 | 5 | 2011 | 0.32667 | 0 | 0
4 | 6 | 2011 | 0 | 0 | 0
4 | 7 | 2011 | 0 | 0 | 0
4 | 8 | 2011 | 0.37333 | 0 | 0
4 | 9 | 2011 | 0.0033333 | 0 | 0
4 | 10 | 2011 | 0 | 0 | 0
4 | 11 | 2011 | 0 | 0 | 1
4 | 12 | 2011 | 0.40667 | 0 | 1
4 | 13 | 2011 | 0.25667 | 0 | 1
4 | 14 | 2011 | 0 | 0 | 0
4 | 15 | 2011 | 0 | 0 | 0
4 | 16 | 2011 | 1.0433 | 0 | 0
4 | 17 | 2011 | 0 | 0 | 1
4 | 18 | 2011 | 0 | 0 | 0
4 | 19 | 2011 | 0.033333 | 0 | 0
4 | 20 | 2011 | 0 | 0 | 0
4 | 21 | 2011 | 0 | 0 | 0
4 | 22 | 2011 | 0.32333 | 0 | 0
4 | 23 | 2011 | 0.07 | 0 | 0
4 | 24 | 2011 | 0.42333 | 0 | 0
4 | 25 | 2011 | 0.0066667 | 0 | 0
4 | 26 | 2011 | 0 | 0 | 1
4 | 27 | 2011 | 0.44667 | 0 | 1
4 | 28 | 2011 | 0.13 | 0 | 0
4 | 29 | 2011 | 0 | 0 | 0
4 | 30 | 2011 | 0 | 0 | 0
5 | 1 | 2011 | 0.03 | 0 | 0
5 | 2 | 2011 | 0 | 0 | 0
5 | 3 | 2011 | 0.063333 | 0 | 1
5 | 4 | 2011 | 0.53667 | 0 | 1
5 | 5 | 2011 | 0 | 0 | 0
5 | 6 | 2011 | 0.05 | 0 | 0
5 | 7 | 2011 | 0 | 0 | 0
5 | 8 | 2011 | 0.0033333 | 0 | 0
5 | 9 | 2011 | 0 | 0 | 0
5 | 10 | 2011 | 0 | 0 | 1
5 | 11 | 2011 | 0 | 0 | 0
5 | 12 | 2011 | 0 | 0 | 0
5 | 13 | 2011 | 0.013333 | 0 | 1
5 | 14 | 2011 | 0.41667 | 0 | 0
5 | 15 | 2011 | 0.19 | 0 | 0
5 | 16 | 2011 | 0.073333 | 0 | 0
5 | 17 | 2011 | 0.36667 | 0 | 0
5 | 18 | 2011 | 0.40667 | 0 | 0
5 | 19 | 2011 | 0.12333 | 0 | 1
5 | 20 | 2011 | 0 | 0 | 1
5 | 21 | 2011 | 0 | 0 | 1
5 | 22 | 2011 | 0 | 0 | 0
5 | 23 | 2011 | 0.12 | 0 | 1
5 | 24 | 2011 | 0.033333 | 0 | 0
5 | 25 | 2011 | 0 | 0 | 0
5 | 26 | 2011 | 0 | 0 | 0
5 | 27 | 2011 | 0.04 | 0 | 0
5 | 28 | 2011 | 0 | 0 | 1
5 | 29 | 2011 | 0 | 0 | 0
5 | 30 | 2011 | 0 | 0 | 1
5 | 31 | 2011 | 0 | 0 | 0
6 | 1 | 2011 | 0.056667 | 0 | 0
6 | 2 | 2011 | 0 | 0 | 0
6 | 3 | 2011 | 0 | 0 | 1
6 | 4 | 2011 | 0 | 0 | 1
6 | 5 | 2011 | 0.06 | 0 | 0
6 | 6 | 2011 | 0 | 0 | 0
6 | 7 | 2011 | 0 | 0 | 1
6 | 8 | 2011 | 0 | 0 | 0
6 | 9 | 2011 | 0.1 | 0 | 0
6 | 10 | 2011 | 0.066667 | 0 | 1
6 | 11 | 2011 | 0 | 0 | 1
6 | 12 | 2011 | 0.19 | 0 | 0
6 | 13 | 2011 | 0 | 0 | 0
6 | 14 | 2011 | 0 | 0 | 0
6 | 15 | 2011 | 0 | 0 | 0
6 | 16 | 2011 | 1.1233 | 0 | 0
6 | 17 | 2011 | 0.086667 | 0 | 0
6 | 18 | 2011 | 0.023333 | 0 | 0
6 | 19 | 2011 | 0.013333 | 0 | 0
6 | 20 | 2011 | 0.28333 | 0 | 0
6 | 21 | 2011 | 0.033333 | 0 | 0
6 | 22 | 2011 | 0.0033333 | 0 | 1
6 | 23 | 2011 | 0 | 0 | 1
6 | 24 | 2011 | 0 | 0 | 1
6 | 25 | 2011 | 0 | 0 | 0
6 | 26 | 2011 | 0.02 | 0 | 1
6 | 27 | 2011 | 0.02 | 0 | 1
6 | 28 | 2011 | 0.11667 | 0 | 0
6 | 29 | 2011 | 0 | 0 | 0
6 | 30 | 2011 | 0 | 0 | 1
7 | 1 | 2011 | 0 | 0 | 0
7 | 2 | 2011 | 0 | 0 | 0
7 | 3 | 2011 | 0.52 | 0 | 0
7 | 4 | 2011 | 0 | 0 | 0
7 | 5 | 2011 | 0 | 0 | 0
7 | 6 | 2011 | 0.056667 | 0 | 1
7 | 7 | 2011 | 0.033333 | 0 | 1
7 | 8 | 2011 | 0.9 | 0 | 0
7 | 9 | 2011 | 0 | 0 | 1
7 | 10 | 2011 | 0 | 0 | 1
7 | 11 | 2011 | 0.06 | 0 | 1
7 | 12 | 2011 | 0 | 0 | 0
7 | 13 | 2011 | 0.66667 | 0 | 0
7 | 14 | 2011 | 0 | 0 | 0
7 | 15 | 2011 | 0 | 0 | 1
7 | 16 | 2011 | 0 | 0 | 1
7 | 17 | 2011 | 0 | 0 | 0
7 | 18 | 2011 | 0 | 0 | 0
7 | 19 | 2011 | 0.13333 | 0 | 0
7 | 20 | 2011 | 0 | 0 | 0
7 | 21 | 2011 | 0 | 0 | 1
7 | 22 | 2011 | 0 | 0 | 1
7 | 23 | 2011 | 0.02 | 0 | 1
7 | 24 | 2011 | 0 | 0 | 1
7 | 25 | 2011 | 0.40333 | 0 | 0
7 | 26 | 2011 | 0 | 0 | 0
7 | 27 | 2011 | 0 | 0 | 1
7 | 28 | 2011 | 0 | 0 | 0
7 | 29 | 2011 | 0 | 0 | 0
7 | 30 | 2011 | 0 | 0 | 1
7 | 31 | 2011 | 0 | 0 | 1
8 | 1 | 2011 | 0.046667 | 0 | 1
8 | 2 | 2011 | 0 | 0 | 1
8 | 3 | 2011 | 0.24667 | 0 | 1
8 | 4 | 2011 | 0.0066667 | 0 | 0
8 | 5 | 2011 | 0 | 0 | 1
8 | 6 | 2011 | 0.31667 | 0 | 0
8 | 7 | 2011 | 0.23333 | 0 | 0
8 | 8 | 2011 | 0 | 0 | 1
8 | 9 | 2011 | 0.013333 | 0 | 1
8 | 10 | 2011 | 0 | 0 | 0
8 | 11 | 2011 | 0 | 0 | 0
8 | 12 | 2011 | 0 | 0 | 1
8 | 13 | 2011 | 0.53 | 0 | 1
8 | 14 | 2011 | 0.7 | 0 | 0
8 | 15 | 2011 | 0.056667 | 0 | 0
8 | 16 | 2011 | 0.026667 | 0 | 1
8 | 17 | 2011 | 0 | 0 | 0
8 | 18 | 2011 | 0.79 | 0 | 0
8 | 19 | 2011 | 0.55333 | 0 | 1
8 | 20 | 2011 | 0 | 0 | 0
8 | 21 | 2011 | 0.55 | 0 | 0
8 | 22 | 2011 | 0 | 0 | 1
8 | 23 | 2011 | 0 | 0 | 1
8 | 24 | 2011 | 0 | 0 | 1
8 | 25 | 2011 | 0.29333 | 0 | 1
8 | 26 | 2011 | 0.0066667 | 0 | 0
8 | 27 | 2011 | 2.6967 | 1 | 0
8 | 28 | 2011 | 0.61333 | 0 | 1
8 | 29 | 2011 | 0 | 0 | 0
8 | 30 | 2011 | 0 | 0 | 0
8 | 31 | 2011 | 0 | 0 | 1
9 | 1 | 2011 | 0 | 0 | 0
9 | 2 | 2011 | 0.07 | 0 | 1
9 | 3 | 2011 | 0.096667 | 0 | 1
9 | 4 | 2011 | 0 | 0 | 0
9 | 5 | 2011 | 1.5933 | 0 | 1
9 | 6 | 2011 | 1.27 | 0 | 0
9 | 7 | 2011 | 2.4433 | 1 | 0
9 | 8 | 2011 | 1.7 | 0 | 0
9 | 9 | 2011 | 0.38333 | 0 | 0
9 | 10 | 2011 | 0 | 0 | 0
9 | 11 | 2011 | 0.23333 | 0 | 0
9 | 12 | 2011 | 0 | 0 | 1
9 | 13 | 2011 | 0 | 0 | 1
9 | 14 | 2011 | 0.0066667 | 0 | 1
9 | 15 | 2011 | 0.056667 | 0 | 1
9 | 16 | 2011 | 0 | 0 | 1
9 | 17 | 2011 | 0 | 0 | 1
9 | 18 | 2011 | 0 | 0 | 1
9 | 19 | 2011 | 0 | 0 | 0
9 | 20 | 2011 | 0.13333 | 0 | 0
9 | 21 | 2011 | 0.04 | 0 | 0
9 | 22 | 2011 | 0.036667 | 0 | 1
9 | 23 | 2011 | 1.5067 | 0 | 1
9 | 24 | 2011 | 0 | 0 | 0
9 | 25 | 2011 | 0.066667 | 0 | 0
9 | 26 | 2011 | 0.0066667 | 0 | 1
9 | 27 | 2011 | 0.0033333 | 0 | 0
9 | 28 | 2011 | 0.38333 | 0 | 0
9 | 29 | 2011 | 0 | 0 | 0
9 | 30 | 2011 | 0 | 0 | 0
10 | 1 | 2011 | 0.325 | 0 | 1
10 | 2 | 2011 | 0.21 | 0 | 0
10 | 3 | 2011 | 0.02 | 0 | 0
10 | 4 | 2011 | 0 | 0 | 0
10 | 5 | 2011 | 0 | 0 | 1
10 | 6 | 2011 | 0 | 0 | 0
10 | 7 | 2011 | 0 | 0 | 0
10 | 8 | 2011 | 0 | 0 | 0
10 | 9 | 2011 | 0 | 0 | 1
10 | 10 | 2011 | 0 | 0 | 1
10 | 11 | 2011 | 0 | 0 | 0
10 | 12 | 2011 | 0.325 | 0 | 1
10 | 13 | 2011 | 0.845 | 0 | 0
10 | 14 | 2011 | 0.34 | 0 | 0
10 | 15 | 2011 | 0.0375 | 0 | 0
10 | 16 | 2011 | 0.0025 | 0 | 1
10 | 17 | 2011 | 0 | 0 | 1
10 | 18 | 2011 | 0 | 0 | 1
10 | 19 | 2011 | 0.5825 | 0 | 1
10 | 20 | 2011 | 0.0275 | 0 | 1
10 | 21 | 2011 | 0 | 0 | 1
10 | 22 | 2011 | 0 | 0 | 1
10 | 23 | 2011 | 0 | 0 | 0
10 | 24 | 2011 | 0.055 | 0 | 0
10 | 25 | 2011 | 0.0225 | 0 | 0
10 | 26 | 2011 | 0.0675 | 0 | 1
10 | 27 | 2011 | 0.11 | 0 | 1
10 | 28 | 2011 | 0.0775 | 0 | 1
10 | 29 | 2011 | 0.9525 | 0 | 0
10 | 30 | 2011 | 0.215 | 0 | 0
10 | 31 | 2011 | 0 | 0 | 0
11 | 1 | 2011 | 0.02 | 0 | 0
11 | 2 | 2011 | 0 | 0 | 1
11 | 3 | 2011 | 0 | 0 | 0
11 | 4 | 2011 | 0 | 0 | 0
11 | 5 | 2011 | 0 | 0 | 1
11 | 6 | 2011 | 0 | 0 | 1
11 | 7 | 2011 | 0 | 0 | 1
11 | 8 | 2011 | 0.0025 | 0 | 0
11 | 9 | 2011 | 0 | 0 | 0
11 | 10 | 2011 | 0.045 | 0 | 1
11 | 11 | 2011 | 0.0125 | 0 | 0
11 | 12 | 2011 | 0 | 0 | 1
11 | 13 | 2011 | 0 | 0 | 0
11 | 14 | 2011 | 0 | 0 | 0
11 | 15 | 2011 | 0.015 | 0 | 0
11 | 16 | 2011 | 0.3475 | 0 | 0
11 | 17 | 2011 | 0.1975 | 0 | 0
11 | 18 | 2011 | 0.0075 | 0 | 1
11 | 19 | 2011 | 0.0025 | 0 | 0
11 | 20 | 2011 | 0.0225 | 0 | 0
11 | 21 | 2011 | 0.135 | 0 | 0
11 | 22 | 2011 | 0.6625 | 0 | 1
11 | 23 | 2011 | 0.36 | 0 | 0
11 | 24 | 2011 | 0.005 | 0 | 1
11 | 25 | 2011 | 0 | 0 | 0
11 | 26 | 2011 | 0 | 0 | 0
11 | 27 | 2011 | 0 | 0 | 0
11 | 28 | 2011 | 0 | 0 | 0
11 | 29 | 2011 | 0.3325 | 0 | 0
11 | 30 | 2011 | 0.115 | 0 | 0
12 | 1 | 2011 | 0.0025 | 0 | 1
12 | 2 | 2011 | 0 | 0 | 0
12 | 3 | 2011 | 0.0025 | 0 | 1
12 | 4 | 2011 | 0.0025 | 0 | 1
12 | 5 | 2011 | 0 | 0 | 0
12 | 6 | 2011 | 0.175 | 0 | 1
12 | 7 | 2011 | 2.28 | 1 | 0
12 | 8 | 2011 | 0.61 | 0 | 0
12 | 9 | 2011 | 0.0025 | 0 | 1
12 | 10 | 2011 | 0.005 | 0 | 0
12 | 11 | 2011 | 0 | 0 | 0
12 | 12 | 2011 | 0 | 0 | 0
12 | 13 | 2011 | 0 | 0 | 1
12 | 14 | 2011 | 0.0025 | 0 | 1
12 | 15 | 2011 | 0.005 | 0 | 1
12 | 16 | 2011 | 0 | 0 | 1
12 | 17 | 2011 | 0 | 0 | 0
12 | 18 | 2011 | 0 | 0 | 1
12 | 19 | 2011 | 0 | 0 | 1
12 | 20 | 2011 | 0.0025 | 0 | 0
12 | 21 | 2011 | 0.0725 | 0 | 1
12 | 22 | 2011 | 0.5875 | 0 | 0
12 | 23 | 2011 | 0.425 | 0 | 0
12 | 24 | 2011 | 0.005 | 0 | 0
12 | 25 | 2011 | 0.0025 | 0 | 1
12 | 26 | 2011 | 0.0025 | 0 | 1
12 | 27 | 2011 | 0.51 | 0 | 1
12 | 28 | 2011 | 0.135 | 0 | 1
12 | 29 | 2011 | 0 | 0 | 0
12 | 30 | 2011 | 0.0025 | 0 | 0
12 | 31 | 2011 | 0 | 0 | 0
1 | 1 | 2012 | 0.0175 | 0 | 0
1 | 2 | 2012 | 0 | 0 | 1
1 | 3 | 2012 | 0 | 0 | 1
1 | 4 | 2012 | 0 | 0 | 0
1 | 5 | 2012 | 0 | 0 | 1
1 | 6 | 2012 | 0 | 0 | 1
1 | 7 | 2012 | 0 | 0 | 1
1 | 8 | 2012 | 0 | 0 | 1
1 | 9 | 2012 | 0.07 | 0 | 1
1 | 10 | 2012 | 0.0425 | 0 | 0
1 | 11 | 2012 | 0.4175 | 0 | 1
1 | 12 | 2012 | 0.4925 | 0 | 0
1 | 13 | 2012 | 0.0575 | 0 | 0
1 | 14 | 2012 | 0 | 0 | 1
1 | 15 | 2012 | 0 | 0 | 1
1 | 16 | 2012 | 0.0275 | 0 | 0
1 | 17 | 2012 | 0.1575 | 0 | 0
1 | 18 | 2012 | 0.0475 | 0 | 0
1 | 19 | 2012 | 0 | 0 | 0
1 | 20 | 2012 | 0.0425 | 0 | 1
1 | 21 | 2012 | 0.2325 | 0 | 1
1 | 22 | 2012 | 0.0075 | 0 | 1
1 | 23 | 2012 | 0.0275 | 0 | 1
1 | 24 | 2012 | 0.01 | 0 | 0
1 | 25 | 2012 | 0.0025 | 0 | 1
1 | 26 | 2012 | 0.005 | 0 | 1
1 | 27 | 2012 | 0.4325 | 0 | 1
1 | 28 | 2012 | 0.035 | 0 | 1
1 | 29 | 2012 | 0.005 | 0 | 0
1 | 30 | 2012 | 0 | 0 | 0
1 | 31 | 2012 | 0.0025 | 0 | 1
2 | 1 | 2012 | 0.02 | 0 | 1
2 | 2 | 2012 | 0.0725 | 0 | 1
2 | 3 | 2012 | 0.0125 | 0 | 0
2 | 4 | 2012 | 0.09 | 0 | 0
2 | 5 | 2012 | 0.035 | 0 | 0
2 | 6 | 2012 | 0.005 | 0 | 0
2 | 7 | 2012 | 0 | 0 | 0
2 | 8 | 2012 | 0.0775 | 0 | 0
2 | 9 | 2012 | 0.0375 | 0 | 0
2 | 10 | 2012 | 0.0125 | 0 | 0
2 | 11 | 2012 | 0.1775 | 0 | 1
2 | 12 | 2012 | 0.01 | 0 | 1
2 | 13 | 2012 | 0 | 0 | 1
2 | 14 | 2012 | 0 | 0 | 1
2 | 15 | 2012 | 0 | 0 | 1
2 | 16 | 2012 | 0.1025 | 0 | 0
2 | 17 | 2012 | 0.0275 | 0 | 0
2 | 18 | 2012 | 0.005 | 0 | 1
2 | 19 | 2012 | 0.0225 | 0 | 1
2 | 20 | 2012 | 0.04 | 0 | 0
2 | 21 | 2012 | 0.005 | 0 | 0
2 | 22 | 2012 | 0.0025 | 0 | 0
2 | 23 | 2012 | 0.0025 | 0 | 1
2 | 24 | 2012 | 0.1875 | 0 | 1
2 | 25 | 2012 | 0.15 | 0 | 1
2 | 26 | 2012 | 0.0025 | 0 | 1
2 | 27 | 2012 | 0 | 0 | 1
2 | 28 | 2012 | 0 | 0 | 1
3 | 1 | 2012 | 1.1075 | 0 | 1
3 | 2 | 2012 | 0.3525 | 0 | 0
3 | 3 | 2012 | 0.3925 | 0 | 1
3 | 4 | 2012 | 0.275 | 0 | 0
3 | 5 | 2012 | 0.005 | 0 | 0
3 | 6 | 2012 | 0 | 0 | 0
3 | 7 | 2012 | 0 | 0 | 0
3 | 8 | 2012 | 0 | 0 | 0
3 | 9 | 2012 | 0 | 0 | 0
3 | 10 | 2012 | 0.02 | 0 | 1
3 | 11 | 2012 | 0.0025 | 0 | 0
3 | 12 | 2012 | 0 | 0 | 1
3 | 13 | 2012 | 0 | 0 | 1
3 | 14 | 2012 | 0.02 | 0 | 0
3 | 15 | 2012 | 0.0025 | 0 | 0
3 | 16 | 2012 | 0 | 0 | 0
3 | 17 | 2012 | 0.01 | 0 | 1
3 | 18 | 2012 | 0.0025 | 0 | 1
3 | 19 | 2012 | 0 | 0 | 1
3 | 20 | 2012 | 0.015 | 0 | 1
3 | 21 | 2012 | 0.035 | 0 | 1
3 | 22 | 2012 | 0.0025 | 0 | 1
3 | 23 | 2012 | 0.0025 | 0 | 1
3 | 24 | 2012 | 0 | 0 | 1
3 | 25 | 2012 | 0.295 | 0 | 1
3 | 26 | 2012 | 0.195 | 0 | 1
3 | 27 | 2012 | 0.005 | 0 | 0
3 | 28 | 2012 | 0 | 0 | 0
3 | 29 | 2012 | 0.0175 | 0 | 0
3 | 30 | 2012 | 0.0075 | 0 | 0
3 | 31 | 2012 | 0.0025 | 0 | 1
4 | 1 | 2012 | 0.0075 | 0 | 1
4 | 2 | 2012 | 0.06 | 0 | 1
4 | 3 | 2012 | 0.065 | 0 | 0
4 | 4 | 2012 | 0.0025 | 0 | 1
4 | 5 | 2012 | 0 | 0 | 1
4 | 6 | 2012 | 0 | 0 | 0
4 | 7 | 2012 | 0 | 0 | 1
4 | 8 | 2012 | 0 | 0 | 1
4 | 9 | 2012 | 0 | 0 | 1
4 | 10 | 2012 | 0 | 0 | 1
4 | 11 | 2012 | 0 | 0 | 1
4 | 12 | 2012 | 0.0025 | 0 | 0
4 | 13 | 2012 | 0 | 0 | 0
4 | 14 | 2012 | 0 | 0 | 0
4 | 15 | 2012 | 0 | 0 | 1
4 | 16 | 2012 | 0 | 0 | 1
4 | 17 | 2012 | 0 | 0 | 0
4 | 18 | 2012 | 0 | 0 | 0
4 | 19 | 2012 | 0.1125 | 0 | 0
4 | 20 | 2012 | 0.02 | 0 | 0
4 | 21 | 2012 | 0.0025 | 0 | 1
4 | 22 | 2012 | 0.1125 | 0 | 1
4 | 23 | 2012 | 0.92 | 0 | 1
4 | 24 | 2012 | 0.3725 | 0 | 1
4 | 25 | 2012 | 0.0125 | 0 | 1
4 | 26 | 2012 | 0.0025 | 0 | 1
4 | 27 | 2012 | 0.085 | 0 | 1
4 | 28 | 2012 | 0.02 | 0 | 1
4 | 29 | 2012 | 0.0875 | 0 | 1
4 | 30 | 2012 | 0.085 | 0 | 0
5 | 1 | 2012 | 0.0025 | 0 | 1
5 | 2 | 2012 | 0.1025 | 0 | 0
5 | 3 | 2012 | 0.03 | 0 | 1
5 | 4 | 2012 | 0.015 | 0 | 0
5 | 5 | 2012 | 0.0425 | 0 | 0
5 | 6 | 2012 | 0.0275 | 0 | 0
5 | 7 | 2012 | 0.005 | 0 | 0
5 | 8 | 2012 | 0 | 0 | 0
5 | 9 | 2012 | 0.055 | 0 | 0
5 | 10 | 2012 | 0.3525 | 0 | 0
5 | 11 | 2012 | 0.1275 | 0 | 1
5 | 12 | 2012 | 0 | 0 | 1
5 | 13 | 2012 | 0 | 0 | 1
5 | 14 | 2012 | 0 | 0 | 1
5 | 15 | 2012 | 0.235 | 0 | 1
5 | 16 | 2012 | 0.7875 | 0 | 0
5 | 17 | 2012 | 0.04 | 0 | 0
5 | 18 | 2012 | 0.0025 | 0 | 1
5 | 19 | 2012 | 0 | 0 | 1
5 | 20 | 2012 | 0 | 0 | 1
5 | 21 | 2012 | 0.015 | 0 | 0
5 | 22 | 2012 | 0.2475 | 0 | 1
5 | 23 | 2012 | 0.15 | 0 | 1
5 | 24 | 2012 | 0.445 | 0 | 1
5 | 25 | 2012 | 0.04 | 0 | 1
5 | 26 | 2012 | 0 | 0 | 1
5 | 27 | 2012 | 0 | 0 | 1
5 | 28 | 2012 | 0.1475 | 0 | 1
5 | 29 | 2012 | 0.005 | 0 | 1
5 | 30 | 2012 | 0.39 | 0 | 1
5 | 31 | 2012 | 0.145 | 0 | 1
6 | 1 | 2012 | 0.0025 | 0 | 0
6 | 2 | 2012 | 0.85 | 0 | 1
6 | 3 | 2012 | 0.21 | 0 | 1
6 | 4 | 2012 | 0.0025 | 0 | 1
6 | 5 | 2012 | 0.015 | 0 | 1
6 | 6 | 2012 | 0.005 | 0 | 1
6 | 7 | 2012 | 0.0075 | 0 | 1
6 | 8 | 2012 | 0.14 | 0 | 1
6 | 9 | 2012 | 0.005 | 0 | 0
6 | 10 | 2012 | 0 | 0 | 1
6 | 11 | 2012 | 0 | 0 | 1
6 | 12 | 2012 | 0 | 0 | 1
6 | 13 | 2012 | 0.32 | 0 | 1
6 | 14 | 2012 | 0.04 | 0 | 1
6 | 15 | 2012 | 0.0025 | 0 | 0
6 | 16 | 2012 | 0 | 0 | 0
6 | 17 | 2012 | 0 | 0 | 0
6 | 18 | 2012 | 0 | 0 | 1
6 | 19 | 2012 | 0.1375 | 0 | 1
6 | 20 | 2012 | 0.005 | 0 | 1
6 | 21 | 2012 | 0 | 0 | 1
6 | 22 | 2012 | 0 | 0 | 1
6 | 23 | 2012 | 0.03 | 0 | 1
6 | 24 | 2012 | 0.0325 | 0 | 1
6 | 25 | 2012 | 0 | 0 | 1
6 | 26 | 2012 | 0 | 0 | 1
6 | 27 | 2012 | 0 | 0 | 1
6 | 28 | 2012 | 0 | 0 | 1
6 | 29 | 2012 | 0 | 0 | 0
6 | 30 | 2012 | 0.37 | 0 | 0
7 | 1 | 2012 | 0.155 | 0 | 1
7 | 2 | 2012 | 0.0025 | 0 | 1
7 | 3 | 2012 | 0.01 | 0 | 1
7 | 4 | 2012 | 0.0625 | 0 | 1
7 | 5 | 2012 | 0.0825 | 0 | 1
7 | 6 | 2012 | 0.0025 | 0 | 0
7 | 7 | 2012 | 0 | 0 | 0
7 | 8 | 2012 | 0 | 0 | 0
7 | 9 | 2012 | 0.1725 | 0 | 0
7 | 10 | 2012 | 0.2775 | 0 | 1
7 | 11 | 2012 | 0.155 | 0 | 1
7 | 12 | 2012 | 0 | 0 | 0
7 | 13 | 2012 | 0 | 0 | 0
7 | 14 | 2012 | 0 | 0 | 1
7 | 15 | 2012 | 0.1125 | 0 | 1
7 | 16 | 2012 | 0.0575 | 0 | 0
7 | 17 | 2012 | 0.0125 | 0 | 1
7 | 18 | 2012 | 0.01 | 0 | 1
7 | 19 | 2012 | 0.02 | 0 | 0
7 | 20 | 2012 | 0.575 | 0 | 1
7 | 21 | 2012 | 0.3225 | 0 | 1
7 | 22 | 2012 | 0.4225 | 0 | 1
7 | 23 | 2012 | 0.0675 | 0 | 1
7 | 24 | 2012 | 0.005 | 0 | 0
7 | 25 | 2012 | 0 | 0 | 1
7 | 26 | 2012 | 0 | 0 | 1
7 | 27 | 2012 | 0.0575 | 0 | 1
7 | 28 | 2012 | 0.005 | 0 | 0
7 | 29 | 2012 | 0.0675 | 0 | 1
7 | 30 | 2012 | 0.0025 | 0 | 1
7 | 31 | 2012 | 0.0075 | 0 | 1
8 | 1 | 2012 | 0.01 | 0 | 1
8 | 2 | 2012 | 0.1475 | 0 | 1
8 | 3 | 2012 | 0.0175 | 0 | 1
8 | 4 | 2012 | 0 | 0 | 1
8 | 5 | 2012 | 0 | 0 | 0
8 | 6 | 2012 | 0.045 | 0 | 0
8 | 7 | 2012 | 0.0225 | 0 | 0
8 | 8 | 2012 | 0.0025 | 0 | 0
8 | 9 | 2012 | 0.0025 | 0 | 0
8 | 10 | 2012 | 0.065 | 0 | 0
8 | 11 | 2012 | 0.3825 | 0 | 0
8 | 12 | 2012 | 0.5375 | 0 | 1
8 | 13 | 2012 | 0.005 | 0 | 0
8 | 14 | 2012 | 0 | 0 | 0
8 | 15 | 2012 | 0.135 | 0 | 0
8 | 16 | 2012 | 0.0125 | 0 | 0
8 | 17 | 2012 | 0.0025 | 0 | 0
8 | 18 | 2012 | 0.1275 | 0 | 0
8 | 19 | 2012 | 0.08 | 0 | 1
8 | 20 | 2012 | 0.18 | 0 | 1
8 | 21 | 2012 | 0.2375 | 0 | 1
8 | 22 | 2012 | 0.1525 | 0 | 1
8 | 23 | 2012 | 0.0875 | 0 | 1
8 | 24 | 2012 | 0.0475 | 0 | 1
8 | 25 | 2012 | 0.0025 | 0 | 1
8 | 26 | 2012 | 0.0475 | 0 | 1
8 | 27 | 2012 | 1.07 | 0 | 1
8 | 28 | 2012 | 0.105 | 0 | 1
8 | 29 | 2012 | 0.02 | 0 | 1
8 | 30 | 2012 | 0 | 0 | 1
8 | 31 | 2012 | 0 | 0 | 1
9 | 1 | 2012 | 0 | 0 | 1
9 | 2 | 2012 | 0.49 | 0 | 1
9 | 3 | 2012 | 0.335 | 0 | 1
9 | 4 | 2012 | 0.0075 | 0 | 1
9 | 5 | 2012 | 0.0075 | 0 | 1
9 | 6 | 2012 | 0.1225 | 0 | 1
9 | 7 | 2012 | 0.0725 | 0 | 0
9 | 8 | 2012 | 0.05 | 0 | 1
9 | 9 | 2012 | 0.275 | 0 | 1
9 | 10 | 2012 | 0.1675 | 0 | 1
9 | 11 | 2012 | 0.0025 | 0 | 0
9 | 12 | 2012 | 0 | 0 | 0
9 | 13 | 2012 | 0 | 0 | 0
9 | 14 | 2012 | 0 | 0 | 1
9 | 15 | 2012 | 0 | 0 | 1
9 | 16 | 2012 | 0 | 0 | 1
9 | 17 | 2012 | 0 | 0 | 1
9 | 18 | 2012 | 0.055 | 0 | 0
9 | 19 | 2012 | 0.7275 | 0 | 0
9 | 20 | 2012 | 0.2075 | 0 | 1
9 | 21 | 2012 | 0.0025 | 0 | 1
9 | 22 | 2012 | 0 | 0 | 1
9 | 23 | 2012 | 0.0675 | 0 | 1
9 | 24 | 2012 | 0 | 0 | 1
9 | 25 | 2012 | 0 | 0 | 0
9 | 26 | 2012 | 0 | 0 | 0
9 | 27 | 2012 | 0.04 | 0 | 1
9 | 28 | 2012 | 0.2825 | 0 | 1
9 | 29 | 2012 | 0.2225 | 0 | 1
9 | 30 | 2012 | 0.045 | 0 | 1
10 | 1 | 2012 | 0.015 | 0 | 1
10 | 2 | 2012 | 0.0075 | 0 | 1
10 | 3 | 2012 | 0.835 | 0 | 1
10 | 4 | 2012 | 0.0425 | 0 | 1
10 | 5 | 2012 | 0.015 | 0 | 1
10 | 6 | 2012 | 0.0025 | 0 | 1
10 | 7 | 2012 | 0.0025 | 0 | 1
10 | 8 | 2012 | 0.085 | 0 | 1
10 | 9 | 2012 | 0.0575 | 0 | 1
10 | 10 | 2012 | 0.105 | 0 | 0
10 | 11 | 2012 | 0.005 | 0 | 0
10 | 12 | 2012 | 0.0025 | 0 | 0
10 | 13 | 2012 | 0 | 0 | 1
10 | 14 | 2012 | 0 | 0 | 1
10 | 15 | 2012 | 0 | 0 | 1
10 | 16 | 2012 | 0.2125 | 0 | 0
10 | 17 | 2012 | 0.025 | 0 | 0
10 | 18 | 2012 | 0.0025 | 0 | 0
10 | 19 | 2012 | 0.105 | 0 | 1
10 | 20 | 2012 | 0.3025 | 0 | 1
10 | 21 | 2012 | 0.0375 | 0 | 0
10 | 22 | 2012 | 0.0025 | 0 | 0
10 | 23 | 2012 | 0 | 0 | 1
10 | 24 | 2012 | 0 | 0 | 1
10 | 25 | 2012 | 0 | 0 | 0
10 | 26 | 2012 | 0 | 0 | 0
10 | 27 | 2012 | 0 | 0 | 0
10 | 28 | 2012 | 0 | 0 | 0
10 | 29 | 2012 | 0.1975 | 0 | 0
10 | 30 | 2012 | 3.6475 | 1 | 0
10 | 31 | 2012 | 2.065 | 1 | 0
11 | 1 | 2012 | 0.0625 | 0 | 1
11 | 2 | 2012 | 0.0025 | 0 | 1
11 | 3 | 2012 | 0 | 0 | 1
11 | 4 | 2012 | 0 | 0 | 1
11 | 5 | 2012 | 0 | 0 | 1
11 | 6 | 2012 | 0 | 0 | 0
11 | 7 | 2012 | 0 | 0 | 0
11 | 8 | 2012 | 0.02 | 0 | 1
11 | 9 | 2012 | 0.02 | 0 | 1
11 | 10 | 2012 | 0.0025 | 0 | 1
11 | 11 | 2012 | 0 | 0 | 0
11 | 12 | 2012 | 0 | 0 | 0
11 | 13 | 2012 | 0.05 | 0 | 0
11 | 14 | 2012 | 0.5275 | 0 | 1
11 | 15 | 2012 | 0.0425 | 0 | 1
11 | 16 | 2012 | 0.0025 | 0 | 1
11 | 17 | 2012 | 0 | 0 | 1
11 | 18 | 2012 | 0 | 0 | 1
11 | 19 | 2012 | 0 | 0 | 1
11 | 20 | 2012 | 0 | 0 | 1
11 | 21 | 2012 | 0 | 0 | 1
11 | 22 | 2012 | 0 | 0 | 1
11 | 23 | 2012 | 0 | 0 | 1
11 | 24 | 2012 | 0 | 0 | 0
11 | 25 | 2012 | 0.0025 | 0 | 0
11 | 26 | 2012 | 0 | 0 | 1
11 | 27 | 2012 | 0 | 0 | 1
11 | 28 | 2012 | 0.0875 | 0 | 1
11 | 29 | 2012 | 0.02 | 0 | 1
11 | 30 | 2012 | 0 | 0 | 1
12 | 1 | 2012 | 0.005 | 0 | 1
12 | 2 | 2012 | 0 | 0 | 1
12 | 3 | 2012 | 0.01 | 0 | 1
12 | 4 | 2012 | 0.0025 | 0 | 0
12 | 5 | 2012 | 0 | 0 | 0
12 | 6 | 2012 | 0.005 | 0 | 1
12 | 7 | 2012 | 0.0025 | 0 | 1
12 | 8 | 2012 | 0.0225 | 0 | 1
12 | 9 | 2012 | 0.045 | 0 | 1
12 | 10 | 2012 | 0.1275 | 0 | 1
12 | 11 | 2012 | 0.0275 | 0 | 1
12 | 12 | 2012 | 0.0825 | 0 | 1
12 | 13 | 2012 | 0.0025 | 0 | 1
12 | 14 | 2012 | 0 | 0 | 0
12 | 15 | 2012 | 0 | 0 | 1
12 | 16 | 2012 | 0.0025 | 0 | 1
12 | 17 | 2012 | 0.0575 | 0 | 1
12 | 18 | 2012 | 0.0675 | 0 | 1
12 | 19 | 2012 | 0.015 | 0 | 1
12 | 20 | 2012 | 0 | 0 | 1
12 | 21 | 2012 | 0.44 | 0 | 1
12 | 22 | 2012 | 0.495 | 0 | 1
12 | 23 | 2012 | 0.0025 | 0 | 1
12 | 24 | 2012 | 0 | 0 | 1
12 | 25 | 2012 | 0.1275 | 0 | 1
12 | 26 | 2012 | 0.0425 | 0 | 1
12 | 27 | 2012 | 0.975 | 0 | 1
12 | 28 | 2012 | 0.3825 | 0 | 1
12 | 29 | 2012 | 0.0025 | 0 | 1
12 | 30 | 2012 | 0.1075 | 0 | 0
12 | 31 | 2012 | 0.0525 | 0 | 0
1 | 1 | 2013 | 0 | 0 | 0
1 | 2 | 2013 | 0.0025 | 0 | 1
1 | 3 | 2013 | 0 | 0 | 1
1 | 4 | 2013 | 0 | 0 | 1
1 | 5 | 2013 | 0 | 0 | 1
1 | 6 | 2013 | 0.0025 | 0 | 1
1 | 7 | 2013 | 0.0025 | 0 | 1
1 | 8 | 2013 | 0 | 0 | 1
1 | 9 | 2013 | 0 | 0 | 1
1 | 10 | 2013 | 0.0075 | 0 | 1
1 | 11 | 2013 | 0.0025 | 0 | 1
1 | 12 | 2013 | 0.025 | 0 | 0
1 | 13 | 2013 | 0.0075 | 0 | 0
1 | 14 | 2013 | 0.005 | 0 | 0
1 | 15 | 2013 | 0.095 | 0 | 0
1 | 16 | 2013 | 0.615 | 0 | 0
1 | 17 | 2013 | 0.47 | 0 | 0
1 | 18 | 2013 | 0.0375 | 0 | 1
1 | 19 | 2013 | 0.0125 | 0 | 1
1 | 20 | 2013 | 0 | 0 | 1
1 | 21 | 2013 | 0 | 0 | 1
1 | 22 | 2013 | 0 | 0 | 0
1 | 23 | 2013 | 0 | 0 | 1
1 | 24 | 2013 | 0 | 0 | 0
1 | 25 | 2013 | 0.053333 | 0 | 0
1 | 26 | 2013 | 0.03 | 0 | 0
1 | 27 | 2013 | 0 | 0 | 1
1 | 28 | 2013 | 0 | 0 | 1
1 | 29 | 2013 | 0.14 | 0 | 1
1 | 30 | 2013 | 0.025 | 0 | 1
1 | 31 | 2013 | 1.0225 | 0 | 1
2 | 1 | 2013 | 0.5575 | 0 | 1
2 | 2 | 2013 | 0.01 | 0 | 1
2 | 3 | 2013 | 0.0125 | 0 | 1
2 | 4 | 2013 | 0.005 | 0 | 1
2 | 5 | 2013 | 0 | 0 | 1
2 | 6 | 2013 | 0 | 0 | 1
2 | 7 | 2013 | 0 | 0 | 1
2 | 8 | 2013 | 0 | 0 | 1
2 | 9 | 2013 | 0.21 | 0 | 1
2 | 10 | 2013 | 0.015 | 0 | 1
2 | 11 | 2013 | 0.0025 | 0 | 1
2 | 12 | 2013 | 0.2825 | 0 | 0
2 | 13 | 2013 | 0.0025 | 0 | 0
2 | 14 | 2013 | 0.1925 | 0 | 0
2 | 15 | 2013 | 0.06 | 0 | 1
2 | 16 | 2013 | 0.0725 | 0 | 1
2 | 17 | 2013 | 0.055 | 0 | 1
2 | 18 | 2013 | 0.01 | 0 | 1
2 | 19 | 2013 | 0 | 0 | 1
2 | 20 | 2013 | 0.0575 | 0 | 1
2 | 21 | 2013 | 0.015 | 0 | 1
2 | 22 | 2013 | 0 | 0 | 0
2 | 23 | 2013 | 0.0375 | 0 | 0
2 | 24 | 2013 | 0.0775 | 0 | 0
2 | 25 | 2013 | 0.015 | 0 | 0
2 | 26 | 2013 | 0.0025 | 0 | 0
2 | 27 | 2013 | 0.455 | 0 | 0
2 | 28 | 2013 | 0.1875 | 0 | 1
3 | 1 | 2013 | 0.0225 | 0 | 1
3 | 2 | 2013 | 0.0025 | 0 | 1
3 | 3 | 2013 | 0 | 0 | 1
3 | 4 | 2013 | 0 | 0 | 1
3 | 5 | 2013 | 0 | 0 | 0
3 | 6 | 2013 | 0.0075 | 0 | 0
3 | 7 | 2013 | 0.7375 | 0 | 0
3 | 8 | 2013 | 0.2175 | 0 | 0
3 | 9 | 2013 | 0.005 | 0 | 0
3 | 10 | 2013 | 0 | 0 | 1
3 | 11 | 2013 | 0 | 0 | 1
3 | 12 | 2013 | 0.0025 | 0 | 1
3 | 13 | 2013 | 0.6725 | 0 | 0
3 | 14 | 2013 | 0.215 | 0 | 0
3 | 15 | 2013 | 0.005 | 0 | 1
3 | 16 | 2013 | 0 | 0 | 1
3 | 17 | 2013 | 0.0175 | 0 | 1
3 | 18 | 2013 | 0 | 0 | 1
3 | 19 | 2013 | 0.3 | 0 | 0
3 | 20 | 2013 | 0.1025 | 0 | 0
3 | 21 | 2013 | 0.0025 | 0 | 0
3 | 22 | 2013 | 0 | 0 | 0
3 | 23 | 2013 | 0 | 0 | 0
3 | 24 | 2013 | 0 | 0 | 0
3 | 25 | 2013 | 0.0225 | 0 | 0
3 | 26 | 2013 | 0.46 | 0 | 0
3 | 27 | 2013 | 0.0825 | 0 | 1
3 | 28 | 2013 | 0.0075 | 0 | 0
3 | 29 | 2013 | 0.0025 | 0 | 0
3 | 30 | 2013 | 0 | 0 | 1
3 | 31 | 2013 | 0 | 0 | 1
4 | 1 | 2013 | 0.0325 | 0 | 0
4 | 2 | 2013 | 0.005 | 0 | 1
4 | 3 | 2013 | 0.005 | 0 | 0
4 | 4 | 2013 | 0 | 0 | 1
4 | 5 | 2013 | 0.085 | 0 | 1
4 | 6 | 2013 | 0.165 | 0 | 0
4 | 7 | 2013 | 0.0025 | 0 | 1
4 | 8 | 2013 | 0 | 0 | 1
4 | 9 | 2013 | 0 | 0 | 1
4 | 10 | 2013 | 0 | 0 | 1
4 | 11 | 2013 | 0 | 0 | 1
4 | 12 | 2013 | 0 | 0 | 1
4 | 13 | 2013 | 0.5175 | 0 | 1
4 | 14 | 2013 | 0.205 | 0 | 1
4 | 15 | 2013 | 0.005 | 0 | 0
4 | 16 | 2013 | 0.0025 | 0 | 0
4 | 17 | 2013 | 0.0025 | 0 | 1
4 | 18 | 2013 | 0.0225 | 0 | 1
4 | 19 | 2013 | 0.06 | 0 | 1
4 | 20 | 2013 | 0.85 | 0 | 1
4 | 21 | 2013 | 0.31 | 0 | 0
4 | 22 | 2013 | 0.005 | 0 | 1
4 | 23 | 2013 | 0 | 0 | 1
4 | 24 | 2013 | 0 | 0 | 1
4 | 25 | 2013 | 0 | 0 | 0
4 | 26 | 2013 | 0.025 | 0 | 1
4 | 27 | 2013 | 0.0025 | 0 | 1
4 | 28 | 2013 | 0 | 0 | 1
4 | 29 | 2013 | 0.01 | 0 | 1
4 | 30 | 2013 | 0.1825 | 0 | 1
5 | 1 | 2013 | 0.1175 | 0 | 1
5 | 2 | 2013 | 0.015 | 0 | 1
5 | 3 | 2013 | 0.0025 | 0 | 0
5 | 4 | 2013 | 0 | 0 | 1
5 | 5 | 2013 | 0 | 0 | 0
5 | 6 | 2013 | 0 | 0 | 0
5 | 7 | 2013 | 0.01 | 0 | 0
5 | 8 | 2013 | 0.6 | 0 | 1
5 | 9 | 2013 | 0.3375 | 0 | 1
5 | 10 | 2013 | 0.04 | 0 | 0
5 | 11 | 2013 | 0.3925 | 0 | 0
5 | 12 | 2013 | 0.43 | 0 | 1
5 | 13 | 2013 | 0.0825 | 0 | 1
5 | 14 | 2013 | 0.0025 | 0 | 1
5 | 15 | 2013 | 0 | 0 | 1
5 | 16 | 2013 | 0 | 0 | 1
5 | 17 | 2013 | 0 | 0 | 1
5 | 18 | 2013 | 0 | 0 | 1
5 | 19 | 2013 | 0.0425 | 0 | 1
5 | 20 | 2013 | 0.035 | 0 | 1
5 | 21 | 2013 | 0.0025 | 0 | 1
5 | 22 | 2013 | 0 | 0 | 0
5 | 23 | 2013 | 0.0075 | 0 | 0
5 | 24 | 2013 | 0.4175 | 0 | 0
5 | 25 | 2013 | 0.0575 | 0 | 0
5 | 26 | 2013 | 0.0075 | 0 | 0
5 | 27 | 2013 | 0.0025 | 0 | 1
5 | 28 | 2013 | 0 | 0 | 1
5 | 29 | 2013 | 0.4275 | 0 | 0
5 | 30 | 2013 | 0.26 | 0 | 0
5 | 31 | 2013 | 0.04 | 0 | 1
6 | 1 | 2013 | 0 | 0 | 1
6 | 2 | 2013 | 0 | 0 | 1
6 | 3 | 2013 | 0.2725 | 0 | 1
6 | 4 | 2013 | 0.3875 | 0 | 1
6 | 5 | 2013 | 0.2025 | 0 | 1
6 | 6 | 2013 | 0.005 | 0 | 1
6 | 7 | 2013 | 0.4225 | 0 | 0
6 | 8 | 2013 | 1.435 | 0 | 0
6 | 9 | 2013 | 0.3125 | 0 | 0
6 | 10 | 2013 | 0.055 | 0 | 0
6 | 11 | 2013 | 1.62 | 0 | 1
6 | 12 | 2013 | 0.115 | 0 | 1
6 | 13 | 2013 | 0.0025 | 0 | 1
6 | 14 | 2013 | 0.4075 | 0 | 1
6 | 15 | 2013 | 0.0325 | 0 | 1
6 | 16 | 2013 | 0.0025 | 0 | 1
6 | 17 | 2013 | 0.0025 | 0 | 1
6 | 18 | 2013 | 0 | 0 | 1
6 | 19 | 2013 | 0.2375 | 0 | 1
6 | 20 | 2013 | 0.1925 | 0 | 1
6 | 21 | 2013 | 0.0025 | 0 | 0
6 | 22 | 2013 | 0 | 0 | 1
6 | 23 | 2013 | 0 | 0 | 1
6 | 24 | 2013 | 0.1475 | 0 | 0
6 | 25 | 2013 | 0.0925 | 0 | 1
6 | 26 | 2013 | 0.0625 | 0 | 1
6 | 27 | 2013 | 0.155 | 0 | 1
6 | 28 | 2013 | 0.23 | 0 | 1
6 | 29 | 2013 | 0.895 | 0 | 1
6 | 30 | 2013 | 0.4275 | 0 | 1
7 | 1 | 2013 | 0.09 | 0 | 1
7 | 2 | 2013 | 0.235 | 0 | 1
7 | 3 | 2013 | 0.1425 | 0 | 0
7 | 4 | 2013 | 0.3675 | 0 | 0
7 | 5 | 2013 | 0.0025 | 0 | 0
7 | 6 | 2013 | 0 | 0 | 1
7 | 7 | 2013 | 0 | 0 | 1
7 | 8 | 2013 | 0.0575 | 0 | 1
7 | 9 | 2013 | 0.0625 | 0 | 1
7 | 10 | 2013 | 0.0025 | 0 | 0
7 | 11 | 2013 | 0.145 | 0 | 0
7 | 12 | 2013 | 1.0425 | 0 | 1
7 | 13 | 2013 | 1.4475 | 0 | 1
7 | 14 | 2013 | 0.12 | 0 | 1
7 | 15 | 2013 | 0.0325 | 0 | 1
7 | 16 | 2013 | 0.0025 | 0 | 0
7 | 17 | 2013 | 0.0025 | 0 | 1
7 | 18 | 2013 | 0 | 0 | 0
7 | 19 | 2013 | 0.26 | 0 | 1
7 | 20 | 2013 | 0.095 | 0 | 1
7 | 21 | 2013 | 0 | 0 | 1
7 | 22 | 2013 | 0.0325 | 0 | 0
7 | 23 | 2013 | 0.1025 | 0 | 0
7 | 24 | 2013 | 0.0575 | 0 | 0
7 | 25 | 2013 | 0.0025 | 0 | 1
7 | 26 | 2013 | 0 | 0 | 1
7 | 27 | 2013 | 0 | 0 | 1
7 | 28 | 2013 | 0.3075 | 0 | 1
7 | 29 | 2013 | 0.04 | 0 | 1
7 | 30 | 2013 | 0.035 | 0 | 0
7 | 31 | 2013 | 0.0025 | 0 | 0
8 | 1 | 2013 | 0.035 | 0 | 1
8 | 2 | 2013 | 0.305 | 0 | 1
8 | 3 | 2013 | 0.32 | 0 | 1
8 | 4 | 2013 | 0.0325 | 0 | 0
8 | 5 | 2013 | 0.0075 | 0 | 1
8 | 6 | 2013 | 0 | 0 | 1
8 | 7 | 2013 | 0.065 | 0 | 1
8 | 8 | 2013 | 0.075 | 0 | 0
8 | 9 | 2013 | 0.085 | 0 | 0
8 | 10 | 2013 | 0.0025 | 0 | 0
8 | 11 | 2013 | 0.0075 | 0 | 0
8 | 12 | 2013 | 0.01 | 0 | 0
8 | 13 | 2013 | 0.0075 | 0 | 1
8 | 14 | 2013 | 0.385 | 0 | 1
8 | 15 | 2013 | 0.04 | 0 | 1
8 | 16 | 2013 | 0.0025 | 0 | 1
8 | 17 | 2013 | 0 | 0 | 1
8 | 18 | 2013 | 0 | 0 | 1
8 | 19 | 2013 | 0.115 | 0 | 1
8 | 20 | 2013 | 0.025 | 0 | 1
8 | 21 | 2013 | 0.0025 | 0 | 1
8 | 22 | 2013 | 0.045 | 0 | 1
8 | 23 | 2013 | 0.045 | 0 | 0
8 | 24 | 2013 | 0.1775 | 0 | 0
8 | 25 | 2013 | 0.11 | 0 | 0
8 | 26 | 2013 | 0.005 | 0 | 1
8 | 27 | 2013 | 0.0025 | 0 | 1
8 | 28 | 2013 | 0.0125 | 0 | 0
8 | 29 | 2013 | 0.05 | 0 | 1
8 | 30 | 2013 | 0.0325 | 0 | 1
8 | 31 | 2013 | 0.005 | 0 | 1
9 | 1 | 2013 | 0.0025 | 0 | 1
9 | 2 | 2013 | 0.01 | 0 | 1
9 | 3 | 2013 | 0.1975 | 0 | 0
9 | 4 | 2013 | 0.0025 | 0 | 0
9 | 5 | 2013 | 0 | 0 | 0
9 | 6 | 2013 | 0 | 0 | 1
9 | 7 | 2013 | 0 | 0 | 1
9 | 8 | 2013 | 0 | 0 | 1
9 | 9 | 2013 | 0.005 | 0 | 1
9 | 10 | 2013 | 0 | 0 | 1
9 | 11 | 2013 | 0 | 0 | 1
9 | 12 | 2013 | 0 | 0 | 1
9 | 13 | 2013 | 0.2175 | 0 | 1
9 | 14 | 2013 | 0.0575 | 0 | 0
9 | 15 | 2013 | 0.0025 | 0 | 0
9 | 16 | 2013 | 0 | 0 | 0
9 | 17 | 2013 | 0.035 | 0 | 0
9 | 18 | 2013 | 0.015 | 0 | 1
9 | 19 | 2013 | 0.0025 | 0 | 1
9 | 20 | 2013 | 0 | 0 | 1
9 | 21 | 2013 | 0 | 0 | 0
9 | 22 | 2013 | 0.78 | 0 | 1
9 | 23 | 2013 | 0.2375 | 0 | 1
9 | 24 | 2013 | 0.005 | 0 | 1
9 | 25 | 2013 | 0.0025 | 0 | 1
9 | 26 | 2013 | 0.0025 | 0 | 1
9 | 27 | 2013 | 0.0025 | 0 | 0
9 | 28 | 2013 | 0 | 0 | 1
9 | 29 | 2013 | 0 | 0 | 1
9 | 30 | 2013 | 0 | 0 | 1
10 | 1 | 2013 | 0.0025 | 0 | 0
10 | 2 | 2013 | 0 | 0 | 0
10 | 3 | 2013 | 0 | 0 | 1
10 | 4 | 2013 | 0.0025 | 0 | 1
10 | 5 | 2013 | 0 | 0 | 1
10 | 6 | 2013 | 0.0025 | 0 | 1
10 | 7 | 2013 | 0 | 0 | 1
10 | 8 | 2013 | 0.775 | 0 | 1
10 | 9 | 2013 | 0.24 | 0 | 1
10 | 10 | 2013 | 0.1075 | 0 | 1
10 | 11 | 2013 | 1.865 | 1 | 0
10 | 12 | 2013 | 2.7625 | 1 | 0
10 | 13 | 2013 | 0.9825 | 0 | 1
10 | 14 | 2013 | 0.1025 | 0 | 1
10 | 15 | 2013 | 0.01 | 0 | 1
10 | 16 | 2013 | 0.0025 | 0 | 1
10 | 17 | 2013 | 0.005 | 0 | 1
10 | 18 | 2013 | 0.0425 | 0 | 0
10 | 19 | 2013 | 0.005 | 0 | 1
10 | 20 | 2013 | 0.0025 | 0 | 1
10 | 21 | 2013 | 0.0025 | 0 | 1
10 | 22 | 2013 | 0 | 0 | 0
10 | 23 | 2013 | 0.0025 | 0 | 0
10 | 24 | 2013 | 0.0575 | 0 | 1
10 | 25 | 2013 | 0.0025 | 0 | 1
10 | 26 | 2013 | 0 | 0 | 1
10 | 27 | 2013 | 0 | 0 | 1
10 | 28 | 2013 | 0.0025 | 0 | 1
10 | 29 | 2013 | 0 | 0 | 1
10 | 30 | 2013 | 0 | 0 | 1
10 | 31 | 2013 | 0.0575 | 0 | 1
11 | 1 | 2013 | 0.0225 | 0 | 1
11 | 2 | 2013 | 0.1175 | 0 | 1
11 | 3 | 2013 | 0.025 | 0 | 1
11 | 4 | 2013 | 0.015 | 0 | 1
11 | 5 | 2013 | 0.0025 | 0 | 0
11 | 6 | 2013 | 0 | 0 | 0
11 | 7 | 2013 | 0 | 0 | 1
11 | 8 | 2013 | 0.0325 | 0 | 1
11 | 9 | 2013 | 0.01 | 0 | 1
11 | 10 | 2013 | 0 | 0 | 1
11 | 11 | 2013 | 0.0025 | 0 | 1
11 | 12 | 2013 | 0 | 0 | 1
11 | 13 | 2013 | 0 | 0 | 1
11 | 14 | 2013 | 0 | 0 | 1
11 | 15 | 2013 | 0 | 0 | 1
11 | 16 | 2013 | 0.045 | 0 | 1
11 | 17 | 2013 | 0.255 | 0 | 0
11 | 18 | 2013 | 0.0125 | 0 | 1
11 | 19 | 2013 | 0.1575 | 0 | 1
11 | 20 | 2013 | 0 | 0 | 0
11 | 21 | 2013 | 0 | 0 | 1
11 | 22 | 2013 | 0.0025 | 0 | 1
11 | 23 | 2013 | 0.0025 | 0 | 1
11 | 24 | 2013 | 0.005 | 0 | 1
11 | 25 | 2013 | 0 | 0 | 0
11 | 26 | 2013 | 0 | 0 | 0
11 | 27 | 2013 | 1.1975 | 0 | 1
11 | 28 | 2013 | 1.0025 | 0 | 1
11 | 29 | 2013 | 0.045 | 0 | 1
11 | 30 | 2013 | 0 | 0 | 1
12 | 1 | 2013 | 0 | 0 | 1
12 | 2 | 2013 | 0 | 0 | 1
12 | 3 | 2013 | 0.0025 | 0 | 1
12 | 4 | 2013 | 0 | 0 | 1
12 | 5 | 2013 | 0 | 0 | 1
12 | 6 | 2013 | 0 | 0 | 0
12 | 7 | 2013 | 0.6525 | 0 | 1
12 | 8 | 2013 | 0.305 | 0 | 1
12 | 9 | 2013 | 0.54 | 0 | 1
12 | 10 | 2013 | 0.8125 | 0 | 1
12 | 11 | 2013 | 0.295 | 0 | 1
12 | 12 | 2013 | 0.0625 | 0 | 1
12 | 13 | 2013 | 0 | 0 | 1
12 | 14 | 2013 | 0 | 0 | 1
12 | 15 | 2013 | 0.3475 | 0 | 1
12 | 16 | 2013 | 0.1125 | 0 | 1
12 | 17 | 2013 | 0.0025 | 0 | 0
12 | 18 | 2013 | 0.0125 | 0 | 0
12 | 19 | 2013 | 0.0075 | 0 | 1
12 | 20 | 2013 | 0.0025 | 0 | 1
12 | 21 | 2013 | 0 | 0 | 1
12 | 22 | 2013 | 0 | 0 | 1
12 | 23 | 2013 | 0.2475 | 0 | 1
12 | 24 | 2013 | 0.7675 | 0 | 1
12 | 25 | 2013 | 0.1125 | 0 | 1
12 | 26 | 2013 | 0.0025 | 0 | 1
12 | 27 | 2013 | 0 | 0 | 1
12 | 28 | 2013 | 0 | 0 | 1
12 | 29 | 2013 | 0.0025 | 0 | 1
12 | 30 | 2013 | 0.975 | 0 | 1
12 | 31 | 2013 | 0.28 | 0 | 1
1 | 1 | 2014 | 0.0025 | 0 | 1
1 | 2 | 2014 | 0 | 0 | 1
1 | 3 | 2014 | 0.2725 | 0 | 1
1 | 4 | 2014 | 0.115 | 0 | 1
1 | 5 | 2014 | 0 | 0 | 0
1 | 6 | 2014 | 0.1125 | 0 | 0
1 | 7 | 2014 | 0.1275 | 0 | 0
1 | 8 | 2014 | 0.035 | 0 | 0
1 | 9 | 2014 | 0 | 0 | 1
1 | 10 | 2014 | 0.0025 | 0 | 0
1 | 11 | 2014 | 0.4325 | 0 | 0
1 | 12 | 2014 | 0.7725 | 0 | 0
1 | 13 | 2014 | 0.13 | 0 | 1
1 | 14 | 2014 | 0.0025 | 0 | 1
1 | 15 | 2014 | 0.205 | 0 | 1
1 | 16 | 2014 | 0.0475 | 0 | 0
1 | 17 | 2014 | 0.0025 | 0 | 1
1 | 18 | 2014 | 0 | 0 | 1
1 | 19 | 2014 | 0.0025 | 0 | 1
1 | 20 | 2014 | 0 | 0 | 0
1 | 21 | 2014 | 0 | 0 | 0
1 | 22 | 2014 | 0.2925 | 0 | 1
1 | 23 | 2014 | 0.0475 | 0 | 1
1 | 24 | 2014 | 0 | 0 | 1
1 | 25 | 2014 | 0 | 0 | 1
1 | 26 | 2014 | 0 | 0 | 1
1 | 27 | 2014 | 0 | 0 | 1
1 | 28 | 2014 | 0 | 0 | 0
1 | 29 | 2014 | 0 | 0 | 0
1 | 30 | 2014 | 0.0325 | 0 | 0
1 | 31 | 2014 | 0 | 0 | 1
2 | 1 | 2014 | 0 | 0 | 0
2 | 2 | 2014 | 0 | 0 | 0
2 | 3 | 2014 | 0 | 0 | 1
2 | 4 | 2014 | 1.245 | 0 | 0
2 | 5 | 2014 | 0.2 | 0 | 1
2 | 6 | 2014 | 0.4275 | 0 | 0
2 | 7 | 2014 | 0.0325 | 0 | 1
2 | 8 | 2014 | 0 | 0 | 1
2 | 9 | 2014 | 0 | 0 | 1
2 | 10 | 2014 | 0.0125 | 0 | 1
2 | 11 | 2014 | 0.0025 | 0 | 1
2 | 12 | 2014 | 0 | 0 | 1
2 | 13 | 2014 | 0.0725 | 0 | 1
2 | 14 | 2014 | 1.4475 | 0 | 1
2 | 15 | 2014 | 0.2725 | 0 | 1
2 | 16 | 2014 | 0.0625 | 0 | 1
2 | 17 | 2014 | 0.0225 | 0 | 1
2 | 18 | 2014 | 0.005 | 0 | 1
2 | 19 | 2014 | 0.065 | 0 | 1
2 | 20 | 2014 | 0.08 | 0 | 1
2 | 21 | 2014 | 0.0425 | 0 | 0
2 | 22 | 2014 | 0.1475 | 0 | 1
2 | 23 | 2014 | 0.015 | 0 | 1
2 | 24 | 2014 | 0.005 | 0 | 1
2 | 25 | 2014 | 0.0025 | 0 | 0
2 | 26 | 2014 | 0.055 | 0 | 0
2 | 27 | 2014 | 0.0825 | 0 | 1
2 | 28 | 2014 | 0.0175 | 0 | 0
#REF! | #REF! | #REF! | 0 | 0 | 0
3 | 1 | 2014 | 0 | 0 | 1
3 | 2 | 2014 | 0.1925 | 0 | 1
3 | 3 | 2014 | 0.665 | 0 | 1
3 | 4 | 2014 | 0.06 | 0 | 1
3 | 5 | 2014 | 0 | 0 | 1
3 | 6 | 2014 | 0 | 0 | 1
3 | 7 | 2014 | 0 | 0 | 0
3 | 8 | 2014 | 0 | 0 | 0
3 | 9 | 2014 | 0 | 0 | 1
3 | 10 | 2014 | 0 | 0 | 1
3 | 11 | 2014 | 0 | 0 | 0
3 | 12 | 2014 | 0.045 | 0 | 1
3 | 13 | 2014 | 0.085 | 0 | 0
3 | 14 | 2014 | 0 | 0 | 0
3 | 15 | 2014 | 0 | 0 | 0
3 | 16 | 2014 | 0.225 | 0 | 0
3 | 17 | 2014 | 0.325 | 0 | 1
3 | 18 | 2014 | 0.0025 | 0 | 1
3 | 19 | 2014 | 0.1825 | 0 | 1
3 | 20 | 2014 | 0.0425 | 0 | 1
3 | 21 | 2014 | 0.02 | 0 | 0
3 | 22 | 2014 | 0 | 0 | 0
3 | 23 | 2014 | 0 | 0 | 1
3 | 24 | 2014 | 0 | 0 | 1
3 | 25 | 2014 | 0.215 | 0 | 1
3 | 26 | 2014 | 0.0675 | 0 | 0
3 | 27 | 2014 | 0 | 0 | 0
3 | 28 | 2014 | 0.04 | 0 | 1
3 | 29 | 2014 | 0.765 | 0 | 1
3 | 30 | 2014 | 1.1225 | 0 | 1
3 | 31 | 2014 | 0.26 | 0 | 0
4 | 1 | 2014 | 0.0025 | 0 | 0
4 | 2 | 2014 | 0 | 0 | 0
4 | 3 | 2014 | 0.0175 | 0 | 1
4 | 4 | 2014 | 0.0475 | 0 | 0
4 | 5 | 2014 | 0.015 | 0 | 0
4 | 6 | 2014 | 0.0025 | 0 | 0
4 | 7 | 2014 | 0.31 | 0 | 1
4 | 8 | 2014 | 0.14 | 0 | 1
4 | 9 | 2014 | 0.0025 | 0 | 1
4 | 10 | 2014 | 0 | 0 | 1
4 | 11 | 2014 | 0.01 | 0 | 1
4 | 12 | 2014 | 0.0025 | 0 | 1
4 | 13 | 2014 | 0 | 0 | 0
4 | 14 | 2014 | 0.015 | 0 | 0
4 | 15 | 2014 | 1.285 | 0 | 1
4 | 16 | 2014 | 0.3775 | 0 | 1
4 | 17 | 2014 | 0.0025 | 0 | 1
4 | 18 | 2014 | 0 | 0 | 1
4 | 19 | 2014 | 0 | 0 | 1
4 | 20 | 2014 | 0 | 0 | 1
4 | 21 | 2014 | 0 | 0 | 0
4 | 22 | 2014 | 0.0825 | 0 | 0
4 | 23 | 2014 | 0.0075 | 0 | 1
4 | 24 | 2014 | 0 | 0 | 1
4 | 25 | 2014 | 0.34 | 0 | 1
4 | 26 | 2014 | 0.085 | 0 | 1
4 | 27 | 2014 | 0.03 | 0 | 0
4 | 28 | 2014 | 0.15 | 0 | 0
4 | 29 | 2014 | 0.9425 | 0 | 1
4 | 30 | 2014 | 2.8875 | 1 | 0
5 | 1 | 2014 | 0.6775 | 0 | 1
5 | 2 | 2014 | 0.01 | 0 | 1
5 | 3 | 2014 | 0.01 | 0 | 0
5 | 4 | 2014 | 0 | 0 | 1
5 | 5 | 2014 | 0.1525 | 0 | 1
5 | 6 | 2014 | 0.065 | 0 | 0
5 | 7 | 2014 | 0.125 | 0 | 1
5 | 8 | 2014 | 0.02 | 0 | 1
5 | 9 | 2014 | 0 | 0 | 1
5 | 10 | 2014 | 0.1425 | 0 | 0
5 | 11 | 2014 | 0.0175 | 0 | 1
5 | 12 | 2014 | 0.04 | 0 | 1
5 | 13 | 2014 | 0.03 | 0 | 1
5 | 14 | 2014 | 0.0025 | 0 | 1
5 | 15 | 2014 | 0.58 | 0 | 1
5 | 16 | 2014 | 2.0925 | 1 | 0
5 | 17 | 2014 | 0.135 | 0 | 1
5 | 18 | 2014 | 0.0025 | 0 | 1
5 | 19 | 2014 | 0 | 0 | 0
5 | 20 | 2014 | 0 | 0 | 1
5 | 21 | 2014 | 0.0825 | 0 | 0
5 | 22 | 2014 | 0.0475 | 0 | 0
5 | 23 | 2014 | 0.0025 | 0 | 1
5 | 24 | 2014 | 0 | 0 | 1
5 | 25 | 2014 | 0 | 0 | 0
5 | 26 | 2014 | 0 | 0 | 0
5 | 27 | 2014 | 0.4225 | 0 | 0
5 | 28 | 2014 | 0.4875 | 0 | 0
5 | 29 | 2014 | 0.28 | 0 | 0
5 | 30 | 2014 | 0.0525 | 0 | 0
5 | 31 | 2014 | 0.005 | 0 | 1
6 | 1 | 2014 | 0 | 0 | 0
6 | 2 | 2014 | 0 | 0 | 0
6 | 3 | 2014 | 0.0825 | 0 | 0
6 | 4 | 2014 | 0.33 | 0 | 0
6 | 5 | 2014 | 0.1125 | 0 | 1
6 | 6 | 2014 | 0.0025 | 0 | 1
6 | 7 | 2014 | 0 | 0 | 1
6 | 8 | 2014 | 0.4875 | 0 | 1
6 | 9 | 2014 | 0.14 | 0 | 0
6 | 10 | 2014 | 0.285 | 0 | 0
6 | 11 | 2014 | 0.5025 | 0 | 1
6 | 12 | 2014 | 0.2225 | 0 | 1
6 | 13 | 2014 | 0.2675 | 0 | 0
6 | 14 | 2014 | 0.02 | 0 | 1
6 | 15 | 2014 | 0.0025 | 0 | 1
6 | 16 | 2014 | 0 | 0 | 1
6 | 17 | 2014 | 0 | 0 | 1
6 | 18 | 2014 | 0.0425 | 0 | 1
6 | 19 | 2014 | 0.425 | 0 | 1
6 | 20 | 2014 | 0.0025 | 0 | 1
6 | 21 | 2014 | 0.075 | 0 | 1
6 | 22 | 2014 | 0.03 | 0 | 1
6 | 23 | 2014 | 0 | 0 | 1
6 | 24 | 2014 | 0 | 0 | 1
6 | 25 | 2014 | 0.31 | 0 | 1
6 | 26 | 2014 | 0.09 | 0 | 1
6 | 27 | 2014 | 0.005 | 0 | 1
6 | 28 | 2014 | 0 | 0 | 1
6 | 29 | 2014 | 0 | 0 | 1
6 | 30 | 2014 | 0 | 0 | 0
7 | 1 | 2014 | 0 | 0 | 0
7 | 2 | 2014 | 0.2075 | 0 | 1
7 | 3 | 2014 | 0.215 | 0 | 1
7 | 4 | 2014 | 0.235 | 0 | 1
7 | 5 | 2014 | 0.0025 | 0 | 0
7 | 6 | 2014 | 0 | 0 | 0
7 | 7 | 2014 | 0 | 0 | 0
7 | 8 | 2014 | 0.3375 | 0 | 0
7 | 9 | 2014 | 0.0825 | 0 | 0
7 | 10 | 2014 | 0.475 | 0 | 0
7 | 11 | 2014 | 0.0225 | 0 | 0
7 | 12 | 2014 | 0.0025 | 0 | 1
7 | 13 | 2014 | 0.105 | 0 | 1
7 | 14 | 2014 | 0.15 | 0 | 0
7 | 15 | 2014 | 0.74 | 0 | 0
7 | 16 | 2014 | 0.525 | 0 | 1
7 | 17 | 2014 | 0.005 | 0 | 1
7 | 18 | 2014 | 0 | 0 | 1
7 | 19 | 2014 | 0 | 0 | 1
7 | 20 | 2014 | 0 | 0 | 1
7 | 21 | 2014 | 0 | 0 | 1
7 | 22 | 2014 | 0 | 0 | 0
7 | 23 | 2014 | 0.03 | 0 | 0
7 | 24 | 2014 | 0.03 | 0 | 0
7 | 25 | 2014 | 0.005 | 0 | 1
7 | 26 | 2014 | 0.0075 | 0 | 1
7 | 27 | 2014 | 0.095 | 0 | 0
7 | 28 | 2014 | 0.0025 | 0 | 1
7 | 29 | 2014 | 0 | 0 | 1
7 | 30 | 2014 | 0 | 0 | 1
7 | 31 | 2014 | 0 | 0 | 1
8 | 1 | 2014 | 0.05 | 0 | 1
8 | 2 | 2014 | 0.1325 | 0 | 0
8 | 3 | 2014 | 0.285 | 0 | 1
8 | 4 | 2014 | 0.08 | 0 | 1
8 | 5 | 2014 | 0.0975 | 0 | 1
8 | 6 | 2014 | 0 | 0 | 1
8 | 7 | 2014 | 0 | 0 | 1
8 | 8 | 2014 | 0 | 0 | 1
8 | 9 | 2014 | 0 | 0 | 1
8 | 10 | 2014 | 0 | 0 | 0
8 | 11 | 2014 | 0.04 | 0 | 1
8 | 12 | 2014 | 2.3225 | 1 | 0
8 | 13 | 2014 | 1.35 | 0 | 0
8 | 14 | 2014 | 0 | 0 | 1
8 | 15 | 2014 | 0 | 0 | 1
8 | 16 | 2014 | 0 | 0 | 1
8 | 17 | 2014 | 0.0075 | 0 | 1
8 | 18 | 2014 | 0 | 0 | 0
8 | 19 | 2014 | 0 | 0 | 0
8 | 20 | 2014 | 0.315 | 0 | 0
8 | 21 | 2014 | 0.415 | 0 | 0
8 | 22 | 2014 | 0.04 | 0 | 1
8 | 23 | 2014 | 0.325 | 0 | 1
8 | 24 | 2014 | 0.05 | 0 | 0
8 | 25 | 2014 | 0.0025 | 0 | 1
8 | 26 | 2014 | 0.0025 | 0 | 1
8 | 27 | 2014 | 0.0025 | 0 | 1
8 | 28 | 2014 | 0 | 0 | 1
8 | 29 | 2014 | 0 | 0 | 1
8 | 30 | 2014 | 0 | 0 | 1
8 | 31 | 2014 | 0.3125 | 0 | 1
9 | 1 | 2014 | 0.23 | 0 | 1
9 | 2 | 2014 | 0.065 | 0 | 1
9 | 3 | 2014 | 0.155 | 0 | 0
9 | 4 | 2014 | 0.005 | 0 | 1
9 | 5 | 2014 | 0 | 0 | 1
9 | 6 | 2014 | 0.19 | 0 | 1
9 | 7 | 2014 | 0.3725 | 0 | 1
9 | 8 | 2014 | 0.0025 | 0 | 0
9 | 9 | 2014 | 0.005 | 0 | 1
9 | 10 | 2014 | 0.0025 | 0 | 1
9 | 11 | 2014 | 0 | 0 | 1
9 | 12 | 2014 | 0.0475 | 0 | 1
9 | 13 | 2014 | 0.1125 | 0 | 1
9 | 14 | 2014 | 0.0775 | 0 | 1
9 | 15 | 2014 | 0.0025 | 0 | 1
9 | 16 | 2014 | 0.0075 | 0 | 1
9 | 17 | 2014 | 0.0025 | 0 | 1
9 | 18 | 2014 | 0.0025 | 0 | 0
9 | 19 | 2014 | 0 | 0 | 0
9 | 20 | 2014 | 0.0025 | 0 | 1
9 | 21 | 2014 | 0 | 0 | 1
9 | 22 | 2014 | 0 | 0 | 1
9 | 23 | 2014 | 0 | 0 | 0
9 | 24 | 2014 | 0.0325 | 0 | 0
9 | 25 | 2014 | 0.7525 | 0 | 0
9 | 26 | 2014 | 0.01 | 0 | 1
9 | 27 | 2014 | 0.0025 | 0 | 1
9 | 28 | 2014 | 0.0025 | 0 | 1
9 | 29 | 2014 | 0.005 | 0 | 1
9 | 30 | 2014 | 0.2425 | 0 | 1
10 | 1 | 2014 | 0.0275 | 0 | 0
10 | 2 | 2014 | 0.0025 | 0 | 0
10 | 3 | 2014 | 0.0775 | 0 | 1
10 | 4 | 2014 | 0.1225 | 0 | 1
10 | 5 | 2014 | 0.01 | 0 | 1
10 | 6 | 2014 | 0.0025 | 0 | 1
10 | 7 | 2014 | 0.245 | 0 | 0
10 | 8 | 2014 | 0.0825 | 0 | 1
10 | 9 | 2014 | 0.0025 | 0 | 1
10 | 10 | 2014 | 0.0275 | 0 | 1
10 | 11 | 2014 | 0.405 | 0 | 1
10 | 12 | 2014 | 0.025 | 0 | 1
10 | 13 | 2014 | 0.045 | 0 | 1
10 | 14 | 2014 | 0.0275 | 0 | 1
10 | 15 | 2014 | 0.9975 | 0 | 1
10 | 16 | 2014 | 0.3575 | 0 | 0
10 | 17 | 2014 | 0.005 | 0 | 0
10 | 18 | 2014 | 0.0025 | 0 | 1
10 | 19 | 2014 | 0.0025 | 0 | 1
10 | 20 | 2014 | 0.0025 | 0 | 1
10 | 21 | 2014 | 0.32 | 0 | 1
10 | 22 | 2014 | 0.6175 | 0 | 1
10 | 23 | 2014 | 0.1675 | 0 | 0
10 | 24 | 2014 | 0.0025 | 0 | 0
10 | 25 | 2014 | 0 | 0 | 1
10 | 26 | 2014 | 0 | 0 | 1
10 | 27 | 2014 | 0 | 0 | 1
10 | 28 | 2014 | 0 | 0 | 0
10 | 29 | 2014 | 0.0325 | 0 | 0
10 | 30 | 2014 | 0.0075 | 0 | 0
10 | 31 | 2014 | 0.0025 | 0 | 0
11 | 1 | 2014 | 0.0275 | 0 | 1
11 | 2 | 2014 | 0 | 0 | 1
11 | 3 | 2014 | 0 | 0 | 1
11 | 4 | 2014 | 0 | 0 | 1
11 | 5 | 2014 | 0.0225 | 0 | 0
11 | 6 | 2014 | 0.39 | 0 | 0
11 | 7 | 2014 | 0.09 | 0 | 1
11 | 8 | 2014 | 0.0025 | 0 | 1
11 | 9 | 2014 | 0 | 0 | 1
11 | 10 | 2014 | 0 | 0 | 1
11 | 11 | 2014 | 0 | 0 | 1
11 | 12 | 2014 | 0 | 0 | 1
11 | 13 | 2014 | 0.0175 | 0 | 1
11 | 14 | 2014 | 0.0125 | 0 | 1
11 | 15 | 2014 | 0.0025 | 0 | 1
11 | 16 | 2014 | 0.035 | 0 | 1
11 | 17 | 2014 | 0.615 | 0 | 0
11 | 18 | 2014 | 0.15 | 0 | 0
11 | 19 | 2014 | 0 | 0 | 0
11 | 20 | 2014 | 0.0025 | 0 | 0
11 | 21 | 2014 | 0 | 0 | 0
11 | 22 | 2014 | 0 | 0 | 1
11 | 23 | 2014 | 0.1125 | 0 | 1
11 | 24 | 2014 | 0.2375 | 0 | 1
11 | 25 | 2014 | 0.0025 | 0 | 1
11 | 26 | 2014 | 0.945 | 0 | 1
11 | 27 | 2014 | 0.205 | 0 | 1
11 | 28 | 2014 | 0.0025 | 0 | 0
11 | 29 | 2014 | 0 | 0 | 0
11 | 30 | 2014 | 0 | 0 | 0
12 | 1 | 2014 | 0.08 | 0 | 1
12 | 2 | 2014 | 0.5125 | 0 | 1
12 | 3 | 2014 | 0.13 | 0 | 1
12 | 4 | 2014 | 0.0025 | 0 | 1
12 | 5 | 2014 | 0.0225 | 0 | 1
12 | 6 | 2014 | 0.3925 | 0 | 0
12 | 7 | 2014 | 0.13 | 0 | 0
12 | 8 | 2014 | 0.0225 | 0 | 0
12 | 9 | 2014 | 0.425 | 0 | 0
12 | 10 | 2014 | 0.045 | 0 | 0
12 | 11 | 2014 | 0.0075 | 0 | 1
12 | 12 | 2014 | 0 | 0 | 1
12 | 13 | 2014 | 0 | 0 | 1
12 | 14 | 2014 | 0 | 0 | 0
12 | 15 | 2014 | 0 | 0 | 0
12 | 16 | 2014 | 0.2875 | 0 | 0
12 | 17 | 2014 | 0.095 | 0 | 1
12 | 18 | 2014 | 0.0025 | 0 | 0
12 | 19 | 2014 | 0 | 0 | 0
12 | 20 | 2014 | 0 | 0 | 1
12 | 21 | 2014 | 0 | 0 | 1
12 | 22 | 2014 | 0.18 | 0 | 1
12 | 23 | 2014 | 0.125 | 0 | 1
12 | 24 | 2014 | 0.7575 | 0 | 1
12 | 25 | 2014 | 0.1925 | 0 | 1
12 | 26 | 2014 | 0.0025 | 0 | 1
12 | 27 | 2014 | 0.0025 | 0 | 1
12 | 28 | 2014 | 0.0425 | 0 | 0
12 | 29 | 2014 | 0.08 | 0 | 0
12 | 30 | 2014 | 0.0025 | 0 | 0
12 | 31 | 2014 | 0 | 0 | 1
1 | 1 | 2015 | 0 | 0 | 1
1 | 2 | 2015 | 0 | 0 | 1
1 | 3 | 2015 | 0.4175 | 0 | 1
1 | 4 | 2015 | 0.2675 | 0 | 1
1 | 5 | 2015 | 0.0275 | 0 | 0
1 | 6 | 2015 | 0.185 | 0 | 1
1 | 7 | 2015 | 0.0175 | 0 | 1
1 | 8 | 2015 | 0 | 0 | 1
1 | 9 | 2015 | 0 | 0 | 1
1 | 10 | 2015 | 0 | 0 | 1
1 | 11 | 2015 | 0 | 0 | 0
1 | 12 | 2015 | 0.57 | 0 | 1
1 | 13 | 2015 | 0.1575 | 0 | 1
1 | 14 | 2015 | 0.005 | 0 | 1
1 | 15 | 2015 | 0 | 0 | 1
1 | 16 | 2015 | 0 | 0 | 1
1 | 17 | 2015 | 0 | 0 | 1
1 | 18 | 2015 | 0.34 | 0 | 1
1 | 19 | 2015 | 0.17 | 0 | 0
1 | 20 | 2015 | 0 | 0 | 1
1 | 21 | 2015 | 0.105 | 0 | 0
1 | 22 | 2015 | 0.025 | 0 | 0
1 | 23 | 2015 | 0.4425 | 0 | 0
1 | 24 | 2015 | 0.665 | 0 | 1
1 | 25 | 2015 | 0.005 | 0 | 1
1 | 26 | 2015 | 0.1825 | 0 | 1
1 | 27 | 2015 | 0.04 | 0 | 1
1 | 28 | 2015 | 0.0025 | 0 | 1
1 | 29 | 2015 | 0.0425 | 0 | 1
1 | 30 | 2015 | 0.01 | 0 | 1
1 | 31 | 2015 | 0.005 | 0 | 1
2 | 1 | 2015 | 0.045 | 0 | 1
2 | 2 | 2015 | 0.1425 | 0 | 1
2 | 3 | 2015 | 0.07 | 0 | 1
2 | 4 | 2015 | 0 | 0 | 1
2 | 5 | 2015 | 0 | 0 | 1
2 | 6 | 2015 | 0 | 0 | 1
2 | 7 | 2015 | 0 | 0 | 1
2 | 8 | 2015 | 0 | 0 | 1
2 | 9 | 2015 | 0.065 | 0 | 1
2 | 10 | 2015 | 0.0675 | 0 | 1
2 | 11 | 2015 | 0 | 0 | 1
2 | 12 | 2015 | 0 | 0 | 1
2 | 13 | 2015 | 0 | 0 | 1
2 | 14 | 2015 | 0.06 | 0 | 1
2 | 15 | 2015 | 0 | 0 | 1
2 | 16 | 2015 | 0.1875 | 0 | 1
2 | 17 | 2015 | 0.22 | 0 | 1
2 | 18 | 2015 | 0 | 0 | 1
2 | 19 | 2015 | 0 | 0 | 1
2 | 20 | 2015 | 0 | 0 | 1
2 | 21 | 2015 | 0.6375 | 0 | 1
2 | 22 | 2015 | 0.2475 | 0 | 1
2 | 23 | 2015 | 0 | 0 | 1
2 | 24 | 2015 | 0 | 0 | 0
2 | 25 | 2015 | 0 | 0 | 0
2 | 26 | 2015 | 0.155 | 0 | 0
2 | 27 | 2015 | 0.0275 | 0 | 0
2 | 28 | 2015 | 0 | 0 | 1
3 | 1 | 2015 | 0.3575 | 0 | 1
3 | 2 | 2015 | 0.09 | 0 | 1
3 | 3 | 2015 | 0.085 | 0 | 1
3 | 4 | 2015 | 0.41 | 0 | 0
3 | 5 | 2015 | 0.835 | 0 | 0
3 | 6 | 2015 | 0 | 0 | 0
3 | 7 | 2015 | 0 | 0 | 1
3 | 8 | 2015 | 0 | 0 | 1
3 | 9 | 2015 | 0 | 0 | 1
3 | 10 | 2015 | 0.4325 | 0 | 1
3 | 11 | 2015 | 0.005 | 0 | 0
3 | 12 | 2015 | 0 | 0 | 0
3 | 13 | 2015 | 0.0925 | 0 | 0
3 | 14 | 2015 | 0.52 | 0 | 0
3 | 15 | 2015 | 0.005 | 0 | 1
3 | 16 | 2015 | 0.0025 | 0 | 1
3 | 17 | 2015 | 0 | 0 | 1
3 | 18 | 2015 | 0 | 0 | 1
3 | 19 | 2015 | 0.0525 | 0 | 1
3 | 20 | 2015 | 0.4875 | 0 | 1
3 | 21 | 2015 | 0.0025 | 0 | 0
3 | 22 | 2015 | 0 | 0 | 1
3 | 23 | 2015 | 0 | 0 | 0
3 | 24 | 2015 | 0 | 0 | 0
3 | 25 | 2015 | 0.0125 | 0 | 1
3 | 26 | 2015 | 0.39 | 0 | 1
3 | 27 | 2015 | 0.3925 | 0 | 1
3 | 28 | 2015 | 0 | 0 | 1
3 | 29 | 2015 | 0 | 0 | 1
3 | 30 | 2015 | 0.01 | 0 | 1
3 | 31 | 2015 | 0.02 | 0 | 0
4 | 1 | 2015 | 0 | 0 | 0
4 | 2 | 2015 | 0 | 0 | 1
4 | 3 | 2015 | 0.1675 | 0 | 1
4 | 4 | 2015 | 0.0175 | 0 | 1
4 | 5 | 2015 | 0 | 0 | 1
4 | 6 | 2015 | 0.0075 | 0 | 1
4 | 7 | 2015 | 0.1125 | 0 | 1
4 | 8 | 2015 | 0.255 | 0 | 1
4 | 9 | 2015 | 0.1725 | 0 | 1
4 | 10 | 2015 | 0.0175 | 0 | 1
4 | 11 | 2015 | 0 | 0 | 1
4 | 12 | 2015 | 0 | 0 | 1
4 | 13 | 2015 | 0.06 | 0 | 0
4 | 14 | 2015 | 0.57 | 0 | 0
4 | 15 | 2015 | 0.0025 | 0 | 0
4 | 16 | 2015 | 0.0625 | 0 | 0
4 | 17 | 2015 | 0.0775 | 0 | 1
4 | 18 | 2015 | 0 | 0 | 1
4 | 19 | 2015 | 0.475 | 0 | 1
4 | 20 | 2015 | 0.8025 | 0 | 0
4 | 21 | 2015 | 0.0675 | 0 | 0
4 | 22 | 2015 | 0.01 | 0 | 0
4 | 23 | 2015 | 0 | 0 | 1
4 | 24 | 2015 | 0 | 0 | 1
4 | 25 | 2015 | 0.275 | 0 | 1
4 | 26 | 2015 | 0.0025 | 0 | 1
4 | 27 | 2015 | 0 | 0 | 1
4 | 28 | 2015 | 0 | 0 | 1
4 | 29 | 2015 | 0 | 0 | 1
4 | 30 | 2015 | 0.245 | 0 | 1
5 | 1 | 2015 | 0.03 | 0 | 1
5 | 2 | 2015 | 0 | 0 | 0
5 | 3 | 2015 | 0 | 0 | 0
5 | 4 | 2015 | 0 | 0 | 0
5 | 5 | 2015 | 0.065 | 0 | 1
5 | 6 | 2015 | 0.0125 | 0 | 1
5 | 7 | 2015 | 0 | 0 | 1
5 | 8 | 2015 | 0.0025 | 0 | 1
5 | 9 | 2015 | 0.0025 | 0 | 1
5 | 10 | 2015 | 0 | 0 | 0
5 | 11 | 2015 | 0.0025 | 0 | 0
5 | 12 | 2015 | 0 | 0 | 0
5 | 13 | 2015 | 0 | 0 | 0
5 | 14 | 2015 | 0 | 0 | 1
5 | 15 | 2015 | 0 | 0 | 1
5 | 16 | 2015 | 0.6825 | 0 | 1
5 | 17 | 2015 | 0.005 | 0 | 0
5 | 18 | 2015 | 1.0475 | 0 | 0
5 | 19 | 2015 | 0.04 | 0 | 0
5 | 20 | 2015 | 0 | 0 | 1
5 | 21 | 2015 | 0.295 | 0 | 1
5 | 22 | 2015 | 0.0025 | 0 | 0
5 | 23 | 2015 | 0 | 0 | 1
5 | 24 | 2015 | 0 | 0 | 1
5 | 25 | 2015 | 0 | 0 | 1
5 | 26 | 2015 | 0 | 0 | 1
5 | 27 | 2015 | 0.265 | 0 | 1
5 | 28 | 2015 | 0 | 0 | 1
5 | 29 | 2015 | 0.0225 | 0 | 1
5 | 30 | 2015 | 0 | 0 | 1
5 | 31 | 2015 | 0.005 | 0 | 1
6 | 1 | 2015 | 1.645 | 0 | 1
6 | 2 | 2015 | 0.3225 | 0 | 1
6 | 3 | 2015 | 0.0475 | 0 | 1
6 | 4 | 2015 | 0.46 | 0 | 1
6 | 5 | 2015 | 0.05 | 0 | 1
6 | 6 | 2015 | 0.0025 | 0 | 0
6 | 7 | 2015 | 0 | 0 | 0
6 | 8 | 2015 | 0.7575 | 0 | 0
6 | 9 | 2015 | 0.0025 | 0 | 0
6 | 10 | 2015 | 0 | 0 | 0
6 | 11 | 2015 | 0 | 0 | 1
6 | 12 | 2015 | 0.01 | 0 | 1
6 | 13 | 2015 | 0.2025 | 0 | 0
6 | 14 | 2015 | 0.145 | 0 | 0
6 | 15 | 2015 | 0.11 | 0 | 0
6 | 16 | 2015 | 0 | 0 | 1
6 | 17 | 2015 | 0.37 | 0 | 0
6 | 18 | 2015 | 0.5825 | 0 | 1
6 | 19 | 2015 | 0.075 | 0 | 1
6 | 20 | 2015 | 2.0075 | 1 | 0
6 | 21 | 2015 | 0.055 | 0 | 0
6 | 22 | 2015 | 0 | 0 | 0
6 | 23 | 2015 | 0.7625 | 0 | 1
6 | 24 | 2015 | 0.0025 | 0 | 1
6 | 25 | 2015 | 0.64 | 0 | 0
6 | 26 | 2015 | 0.06 | 0 | 0
6 | 27 | 2015 | 2.305 | 1 | 0
6 | 28 | 2015 | 0.0975 | 0 | 1
6 | 29 | 2015 | 0 | 0 | 1
6 | 30 | 2015 | 0.2075 | 0 | 0
7 | 1 | 2015 | 0.4975 | 0 | 1
7 | 2 | 2015 | 0.055 | 0 | 1
7 | 3 | 2015 | 0.0175 | 0 | 1
7 | 4 | 2015 | 0.675 | 0 | 1
7 | 5 | 2015 | 0.01 | 0 | 1
7 | 6 | 2015 | 0.3075 | 0 | 0
7 | 7 | 2015 | 0.0025 | 0 | 0
7 | 8 | 2015 | 1 | 0 | 0
7 | 9 | 2015 | 0.0225 | 0 | 0
7 | 10 | 2015 | 0.105 | 0 | 1
7 | 11 | 2015 | 0.1125 | 0 | 1
7 | 12 | 2015 | 0.0025 | 0 | 0
7 | 13 | 2015 | 0.1175 | 0 | 1
7 | 14 | 2015 | 0.0025 | 0 | 1
7 | 15 | 2015 | 0.0025 | 0 | 1
7 | 16 | 2015 | 0 | 0 | 1
7 | 17 | 2015 | 0 | 0 | 0
7 | 18 | 2015 | 0.0475 | 0 | 0
7 | 19 | 2015 | 0 | 0 | 1
7 | 20 | 2015 | 0 | 0 | 1
7 | 21 | 2015 | 0 | 0 | 1
7 | 22 | 2015 | 0 | 0 | 0
7 | 23 | 2015 | 0 | 0 | 0
7 | 24 | 2015 | 0 | 0 | 0
7 | 25 | 2015 | 0 | 0 | 1
7 | 26 | 2015 | 0.01 | 0 | 1
7 | 27 | 2015 | 0.3625 | 0 | 1
7 | 28 | 2015 | 0.21 | 0 | 0
7 | 29 | 2015 | 0.0325 | 0 | 0
7 | 30 | 2015 | 0.8675 | 0 | 1
7 | 31 | 2015 | 0.0025 | 0 | 1
8 | 1 | 2015 | 0 | 0 | 0
8 | 2 | 2015 | 0 | 0 | 0
8 | 3 | 2015 | 0 | 0 | 1
8 | 4 | 2015 | 0.305 | 0 | 1
8 | 5 | 2015 | 0.0025 | 0 | 0
8 | 6 | 2015 | 0.085 | 0 | 1
8 | 7 | 2015 | 0.015 | 0 | 1
8 | 8 | 2015 | 0 | 0 | 1
8 | 9 | 2015 | 0.0375 | 0 | 1
8 | 10 | 2015 | 0.1725 | 0 | 1
8 | 11 | 2015 | 0.1625 | 0 | 0
8 | 12 | 2015 | 0 | 0 | 0
8 | 13 | 2015 | 0 | 0 | 1
8 | 14 | 2015 | 0 | 0 | 1
8 | 15 | 2015 | 0 | 0 | 1
8 | 16 | 2015 | 0 | 0 | 1
8 | 17 | 2015 | 0.1025 | 0 | 1
8 | 18 | 2015 | 0.0175 | 0 | 0
8 | 19 | 2015 | 0.0525 | 0 | 1
8 | 20 | 2015 | 0.32 | 0 | 1
8 | 21 | 2015 | 0 | 0 | 1
8 | 22 | 2015 | 0 | 0 | 1
8 | 23 | 2015 | 0 | 0 | 0
8 | 24 | 2015 | 0.2925 | 0 | 0
8 | 25 | 2015 | 0.0025 | 0 | 1
8 | 26 | 2015 | 0 | 0 | 1
8 | 27 | 2015 | 0 | 0 | 0
8 | 28 | 2015 | 0 | 0 | 0
8 | 29 | 2015 | 0 | 0 | 0
8 | 30 | 2015 | 0 | 0 | 1
8 | 31 | 2015 | 0.0025 | 0 | 1
9 | 1 | 2015 | 0 | 0 | 0
9 | 2 | 2015 | 0 | 0 | 0
9 | 3 | 2015 | 0.0275 | 0 | 0
9 | 4 | 2015 | 0.0225 | 0 | 1
9 | 5 | 2015 | 0 | 0 | 1
9 | 6 | 2015 | 0 | 0 | 0
9 | 7 | 2015 | 0 | 0 | 1
9 | 8 | 2015 | 0 | 0 | 1
9 | 9 | 2015 | 0.0025 | 0 | 0
9 | 10 | 2015 | 0.06 | 0 | 1
9 | 11 | 2015 | 0.0025 | 0 | 0
9 | 12 | 2015 | 0.31 | 0 | 0
9 | 13 | 2015 | 0.0025 | 0 | 0
9 | 14 | 2015 | 0 | 0 | 0
9 | 15 | 2015 | 0 | 0 | 1
9 | 16 | 2015 | 0 | 0 | 1
9 | 17 | 2015 | 0 | 0 | 1
9 | 18 | 2015 | 0 | 0 | 1
9 | 19 | 2015 | 0 | 0 | 0
9 | 20 | 2015 | 0 | 0 | 1
9 | 21 | 2015 | 0.185 | 0 | 1
9 | 22 | 2015 | 0.03 | 0 | 0
9 | 23 | 2015 | 0 | 0 | 0
9 | 24 | 2015 | 0 | 0 | 0
9 | 25 | 2015 | 0 | 0 | 0
9 | 26 | 2015 | 0.0125 | 0 | 1
9 | 27 | 2015 | 0 | 0 | 0
9 | 28 | 2015 | 0.005 | 0 | 1
9 | 29 | 2015 | 1.8 | 1 | 0
9 | 30 | 2015 | 0.0575 | 0 | 1
10 | 1 | 2015 | 0.53 | 0 | 1
10 | 2 | 2015 | 1.0875 | 0 | 1
10 | 3 | 2015 | 0.2925 | 0 | 1
10 | 4 | 2015 | 0.0075 | 0 | 1
10 | 5 | 2015 | 0.0025 | 0 | 1
10 | 6 | 2015 | 0.0025 | 0 | 1
10 | 7 | 2015 | 0 | 0 | 0
10 | 8 | 2015 | 0 | 0 | 1
10 | 9 | 2015 | 0.335 | 0 | 1
10 | 10 | 2015 | 0.005 | 0 | 0
10 | 11 | 2015 | 0.0025 | 0 | 0
10 | 12 | 2015 | 0.0025 | 0 | 1
10 | 13 | 2015 | 0.0175 | 0 | 1
10 | 14 | 2015 | 0.005 | 0 | 1
10 | 15 | 2015 | 0 | 0 | 1
10 | 16 | 2015 | 0 | 0 | 0
10 | 17 | 2015 | 0 | 0 | 1
10 | 18 | 2015 | 0 | 0 | 1
10 | 19 | 2015 | 0 | 0 | 1
10 | 20 | 2015 | 0 | 0 | 1
10 | 21 | 2015 | 0.0025 | 0 | 1
10 | 22 | 2015 | 0.0025 | 0 | 0
10 | 23 | 2015 | 0 | 0 | 1
10 | 24 | 2015 | 0.0075 | 0 | 1
10 | 25 | 2015 | 0.0425 | 0 | 1
10 | 26 | 2015 | 0.0025 | 0 | 1
10 | 27 | 2015 | 0.01 | 0 | 1
10 | 28 | 2015 | 0.965 | 0 | 1
10 | 29 | 2015 | 0.03 | 0 | 0
10 | 30 | 2015 | 0.0025 | 0 | 1
10 | 31 | 2015 | 0.015 | 0 | 1
11 | 1 | 2015 | 0.0425 | 0 | 1
11 | 2 | 2015 | 0.0025 | 0 | 1
11 | 3 | 2015 | 0.0025 | 0 | 1
11 | 4 | 2015 | 0.085 | 0 | 1
11 | 5 | 2015 | 0.0725 | 0 | 1
11 | 6 | 2015 | 0.005 | 0 | 1
11 | 7 | 2015 | 0.135 | 0 | 1
11 | 8 | 2015 | 0.0025 | 0 | 1
11 | 9 | 2015 | 0.5525 | 0 | 1
11 | 10 | 2015 | 0.285 | 0 | 1
11 | 11 | 2015 | 0.0025 | 0 | 1
11 | 12 | 2015 | 0.03 | 0 | 1
11 | 13 | 2015 | 0 | 0 | 1
11 | 14 | 2015 | 0 | 0 | 1
11 | 15 | 2015 | 0.0025 | 0 | 0
11 | 16 | 2015 | 0 | 0 | 0
11 | 17 | 2015 | 0 | 0 | 1
11 | 18 | 2015 | 0 | 0 | 0
11 | 19 | 2015 | 0.5575 | 0 | 0
11 | 20 | 2015 | 0.005 | 0 | 0
11 | 21 | 2015 | 0.0025 | 0 | 0
11 | 22 | 2015 | 0 | 0 | 0
11 | 23 | 2015 | 0 | 0 | 0
11 | 24 | 2015 | 0 | 0 | 0
11 | 25 | 2015 | 0 | 0 | 1
11 | 26 | 2015 | 0 | 0 | 1
11 | 27 | 2015 | 0 | 0 | 1
11 | 28 | 2015 | 0.02 | 0 | 1
11 | 29 | 2015 | 0.2175 | 0 | 1
11 | 30 | 2015 | 0.26 | 0 | 1
12 | 1 | 2015 | 0.71 | 0 | 0
12 | 2 | 2015 | 0.205 | 0 | 0
12 | 3 | 2015 | 0.0025 | 0 | 0
12 | 4 | 2015 | 0 | 0 | 1
12 | 5 | 2015 | 0.0025 | 0 | 1
12 | 6 | 2015 | 0.005 | 0 | 1
12 | 7 | 2015 | 0.005 | 0 | 1
12 | 8 | 2015 | 0.0025 | 0 | 0
12 | 9 | 2015 | 0.0075 | 0 | 1
12 | 10 | 2015 | 0.0025 | 0 | 1
12 | 11 | 2015 | 0.0025 | 0 | 1
12 | 12 | 2015 | 0 | 0 | 0
12 | 13 | 2015 | 0 | 0 | 0
12 | 14 | 2015 | 0.095 | 0 | 0
12 | 15 | 2015 | 0.0225 | 0 | 0
12 | 16 | 2015 | 0 | 0 | 0
12 | 17 | 2015 | 0.4575 | 0 | 1
12 | 18 | 2015 | 0.0025 | 0 | 1
12 | 19 | 2015 | 0 | 0 | 1
12 | 20 | 2015 | 0.0025 | 0 | 1
12 | 21 | 2015 | 0.0275 | 0 | 0
12 | 22 | 2015 | 0.115 | 0 | 0
12 | 23 | 2015 | 1.3825 | 0 | 0
12 | 24 | 2015 | 0.08 | 0 | 1
12 | 25 | 2015 | 0.5575 | 0 | 1
12 | 26 | 2015 | 0.035 | 0 | 0
12 | 27 | 2015 | 0.05 | 0 | 0
12 | 28 | 2015 | 0.3175 | 0 | 0
12 | 29 | 2015 | 0.3925 | 0 | 0
12 | 30 | 2015 | 0.0875 | 0 | 0
12 | 31 | 2015 | 0.0025 | 0 | 1
1 | 1 | 2016 | 0 | 0 | 0
1 | 2 | 2016 | 0 | 0 | 0
1 | 3 | 2016 | 0 | 0 | 1
1 | 4 | 2016 | 0 | 0 | 1
1 | 5 | 2016 | 0 | 0 | 0
1 | 6 | 2016 | 0 | 0 | 0
1 | 7 | 2016 | 0.005 | 0 | 0
1 | 8 | 2016 | 0.0175 | 0 | 0
1 | 9 | 2016 | 0.4025 | 0 | 1
1 | 10 | 2016 | 0.5825 | 0 | 1
1 | 11 | 2016 | 0 | 0 | 1
1 | 12 | 2016 | 0.0025 | 0 | 1
1 | 13 | 2016 | 0 | 0 | 1
1 | 14 | 2016 | 0 | 0 | 0
1 | 15 | 2016 | 0.37 | 0 | 0
1 | 16 | 2016 | 0.015 | 0 | 0
1 | 17 | 2016 | 0.0325 | 0 | 0
1 | 18 | 2016 | 0 | 0 | 0
1 | 19 | 2016 | 0 | 0 | 0
1 | 20 | 2016 | 0.0225 | 0 | 0
1 | 21 | 2016 | 0 | 0 | 1
1 | 22 | 2016 | 0.81 | 0 | 1
1 | 23 | 2016 | 1.5025 | 0 | 0
1 | 24 | 2016 | 0 | 0 | 0
1 | 25 | 2016 | 0 | 0 | 0
1 | 26 | 2016 | 0 | 0 | 1
1 | 27 | 2016 | 0.0025 | 0 | 0
1 | 28 | 2016 | 0 | 0 | 1
1 | 29 | 2016 | 0.005 | 0 | 1
1 | 30 | 2016 | 0 | 0 | 1
1 | 31 | 2016 | 0 | 0 | 1
2 | 1 | 2016 | 0.1425 | 0 | 1
2 | 2 | 2016 | 0.005 | 0 | 1
2 | 3 | 2016 | 0.585 | 0 | 1
2 | 4 | 2016 | 0.035 | 0 | 1
2 | 5 | 2016 | 0.0475 | 0 | 1
2 | 6 | 2016 | 0 | 0 | 0
2 | 7 | 2016 | 0 | 0 | 0
2 | 8 | 2016 | 0.03 | 0 | 1
2 | 9 | 2016 | 0.24 | 0 | 1
2 | 10 | 2016 | 0 | 0 | 1
2 | 11 | 2016 | 0 | 0 | 1
2 | 12 | 2016 | 0 | 0 | 1
2 | 13 | 2016 | 0 | 0 | 1
2 | 14 | 2016 | 0.0225 | 0 | 0
2 | 15 | 2016 | 0.4325 | 0 | 0
2 | 16 | 2016 | 0.765 | 0 | 0
2 | 17 | 2016 | 0 | 0 | 0
2 | 18 | 2016 | 0 | 0 | 0
2 | 19 | 2016 | 0 | 0 | 0
2 | 20 | 2016 | 0 | 0 | 1
2 | 21 | 2016 | 0.0975 | 0 | 1
2 | 22 | 2016 | 0.0425 | 0 | 0
2 | 23 | 2016 | 0.505 | 0 | 1
2 | 24 | 2016 | 1.39 | 0 | 1
2 | 25 | 2016 | 0.005 | 0 | 1
2 | 26 | 2016 | 0.0025 | 0 | 1
2 | 27 | 2016 | 0 | 0 | 1
2 | 28 | 2016 | 0 | 0 | 1
3 | 1 | 2016 | 0 | 0 | 1
3 | 2 | 2016 | 0.0425 | 0 | 1
3 | 3 | 2016 | 0.1075 | 0 | 1
3 | 4 | 2016 | 0.0725 | 0 | 1
3 | 5 | 2016 | 0.04 | 0 | 1
3 | 6 | 2016 | 0 | 0 | 1
3 | 7 | 2016 | 0 | 0 | 1
3 | 8 | 2016 | 0 | 0 | 1
3 | 9 | 2016 | 0 | 0 | 1
3 | 10 | 2016 | 0 | 0 | 1
3 | 11 | 2016 | 0 | 0 | 1
3 | 12 | 2016 | 0 | 0 | 1
3 | 13 | 2016 | 0.0025 | 0 | 1
3 | 14 | 2016 | 0.39 | 0 | 1
3 | 15 | 2016 | 0.2025 | 0 | 0
3 | 16 | 2016 | 0.015 | 0 | 0
3 | 17 | 2016 | 0.005 | 0 | 1
3 | 18 | 2016 | 0.0025 | 0 | 0
3 | 19 | 2016 | 0 | 0 | 0
3 | 20 | 2016 | 0.1875 | 0 | 0
3 | 21 | 2016 | 0.0075 | 0 | 1
3 | 22 | 2016 | 0.0025 | 0 | 1
3 | 23 | 2016 | 0 | 0 | 1
3 | 24 | 2016 | 0 | 0 | 0
3 | 25 | 2016 | 0 | 0 | 0
3 | 26 | 2016 | 0.03 | 0 | 0
3 | 27 | 2016 | 0 | 0 | 0
3 | 28 | 2016 | 0.0925 | 0 | 0
3 | 29 | 2016 | 0.25 | 0 | 0
3 | 30 | 2016 | 0 | 0 | 1
3 | 31 | 2016 | 0 | 0 | 1
4 | 1 | 2016 | 0 | 0 | 1
4 | 2 | 2016 | 0.04 | 0 | 1
4 | 3 | 2016 | 0.11 | 0 | 1
4 | 4 | 2016 | 0.0025 | 0 | 1
4 | 5 | 2016 | 0.085 | 0 | 0
4 | 6 | 2016 | 0.0025 | 0 | 1
4 | 7 | 2016 | 0 | 0 | 1
4 | 8 | 2016 | 0.6475 | 0 | 1
4 | 9 | 2016 | 0.015 | 0 | 1
4 | 10 | 2016 | 0.2025 | 0 | 1
4 | 11 | 2016 | 0.0025 | 0 | 1
4 | 12 | 2016 | 0.0125 | 0 | 1
4 | 13 | 2016 | 0.0625 | 0 | 0
4 | 14 | 2016 | 0.0025 | 0 | 0
4 | 15 | 2016 | 0 | 0 | 1
4 | 16 | 2016 | 0 | 0 | 1
4 | 17 | 2016 | 0 | 0 | 0
4 | 18 | 2016 | 0 | 0 | 1
4 | 19 | 2016 | 0 | 0 | 1
4 | 20 | 2016 | 0 | 0 | 0
4 | 21 | 2016 | 0 | 0 | 1
4 | 22 | 2016 | 0 | 0 | 1
4 | 23 | 2016 | 0.0075 | 0 | 1
4 | 24 | 2016 | 0.205 | 0 | 1
4 | 25 | 2016 | 0.0025 | 0 | 1
4 | 26 | 2016 | 0 | 0 | 1
4 | 27 | 2016 | 0.0475 | 0 | 1
4 | 28 | 2016 | 0.0275 | 0 | 1
4 | 29 | 2016 | 0.3575 | 0 | 1
4 | 30 | 2016 | 0.025 | 0 | 1
5 | 1 | 2016 | 0.0775 | 0 | 1
5 | 2 | 2016 | 0.4775 | 0 | 1
5 | 3 | 2016 | 0.905 | 0 | 0
5 | 4 | 2016 | 0.23 | 0 | 0
5 | 5 | 2016 | 0.0275 | 0 | 0
5 | 6 | 2016 | 0.045 | 0 | 0
5 | 7 | 2016 | 0.9375 | 0 | 0
5 | 8 | 2016 | 0.0725 | 0 | 0
5 | 9 | 2016 | 0.0275 | 0 | 1
5 | 10 | 2016 | 0.0525 | 0 | 1
5 | 11 | 2016 | 0.0925 | 0 | 1
5 | 12 | 2016 | 0.4 | 0 | 1
5 | 13 | 2016 | 0.005 | 0 | 0
5 | 14 | 2016 | 0.07 | 0 | 1
5 | 15 | 2016 | 0.1475 | 0 | 0
5 | 16 | 2016 | 0.0025 | 0 | 0
5 | 17 | 2016 | 0 | 0 | 1
5 | 18 | 2016 | 0.3775 | 0 | 1
5 | 19 | 2016 | 0.0025 | 0 | 1
5 | 20 | 2016 | 0.005 | 0 | 0
5 | 21 | 2016 | 0.095 | 0 | 0
5 | 22 | 2016 | 0.565 | 0 | 1
5 | 23 | 2016 | 0.4825 | 0 | 0
5 | 24 | 2016 | 0.3075 | 0 | 1
5 | 25 | 2016 | 0.0175 | 0 | 1
5 | 26 | 2016 | 0 | 0 | 0
5 | 27 | 2016 | 0 | 0 | 0
5 | 28 | 2016 | 0 | 0 | 0
5 | 29 | 2016 | 0 | 0 | 1
5 | 30 | 2016 | 0.37 | 0 | 0
5 | 31 | 2016 | 0.0025 | 0 | 1
6 | 1 | 2016 | 0.15 | 0 | 0
6 | 2 | 2016 | 0.055 | 0 | 0
6 | 3 | 2016 | 0.0025 | 0 | 1
6 | 4 | 2016 | 0.3475 | 0 | 1
6 | 5 | 2016 | 0.0375 | 0 | 1
6 | 6 | 2016 | 0.215 | 0 | 1
6 | 7 | 2016 | 0.005 | 0 | 1
6 | 8 | 2016 | 0.01 | 0 | 0
6 | 9 | 2016 | 0 | 0 | 0
6 | 10 | 2016 | 0 | 0 | 1
6 | 11 | 2016 | 0 | 0 | 1
6 | 12 | 2016 | 0 | 0 | 0
6 | 13 | 2016 | 0 | 0 | 0
6 | 14 | 2016 | 0 | 0 | 0
6 | 15 | 2016 | 0 | 0 | 0
6 | 16 | 2016 | 0.0825 | 0 | 1
6 | 17 | 2016 | 1.07 | 0 | 1
6 | 18 | 2016 | 0.0025 | 0 | 1
6 | 19 | 2016 | 0 | 0 | 0
6 | 20 | 2016 | 0 | 0 | 0
6 | 21 | 2016 | 0 | 0 | 0
6 | 22 | 2016 | 1.1925 | 0 | 0
6 | 23 | 2016 | 0.0775 | 0 | 1
6 | 24 | 2016 | 0.4575 | 0 | 1
6 | 25 | 2016 | 0.005 | 0 | 1
6 | 26 | 2016 | 0.0025 | 0 | 1
6 | 27 | 2016 | 0 | 0 | 1
6 | 28 | 2016 | 0.3175 | 0 | 1
6 | 29 | 2016 | 0.5075 | 0 | 0
6 | 30 | 2016 | 0.0025 | 0 | 0
7 | 1 | 2016 | 0 | 0 | 0
7 | 2 | 2016 | 0.235 | 0 | 1
7 | 3 | 2016 | 0.065 | 0 | 1
7 | 4 | 2016 | 0.035 | 0 | 1
7 | 5 | 2016 | 0.45 | 0 | 1
7 | 6 | 2016 | 0.36 | 0 | 0
7 | 7 | 2016 | 0 | 0 | 0
7 | 8 | 2016 | 0 | 0 | 0
7 | 9 | 2016 | 0.19 | 0 | 0
7 | 10 | 2016 | 0.0475 | 0 | 0
7 | 11 | 2016 | 0 | 0 | 0
7 | 12 | 2016 | 0 | 0 | 0
7 | 13 | 2016 | 0.005 | 0 | 1
7 | 14 | 2016 | 0.1175 | 0 | 1
7 | 15 | 2016 | 0 | 0 | 1
7 | 16 | 2016 | 0 | 0 | 1
7 | 17 | 2016 | 0.2375 | 0 | 1
7 | 18 | 2016 | 0 | 0 | 1
7 | 19 | 2016 | 0.245 | 0 | 0
7 | 20 | 2016 | 0.115 | 0 | 1
7 | 21 | 2016 | 0 | 0 | 1
7 | 22 | 2016 | 0 | 0 | 1
7 | 23 | 2016 | 0 | 0 | 0
7 | 24 | 2016 | 0.0275 | 0 | 0
7 | 25 | 2016 | 0.005 | 0 | 0
7 | 26 | 2016 | 0.145 | 0 | 1
7 | 27 | 2016 | 0 | 0 | 0
7 | 28 | 2016 | 0 | 0 | 1
7 | 29 | 2016 | 0.5875 | 0 | 1
7 | 30 | 2016 | 0.215 | 0 | 0
7 | 31 | 2016 | 0.7 | 0 | 0
8 | 1 | 2016 | 0.005 | 0 | 0
8 | 2 | 2016 | 0.015 | 0 | 1
8 | 3 | 2016 | 0 | 0 | 1
8 | 4 | 2016 | 0 | 0 | 1
8 | 5 | 2016 | 0 | 0 | 1
8 | 6 | 2016 | 0.08 | 0 | 1
8 | 7 | 2016 | 0.1075 | 0 | 0
8 | 8 | 2016 | 0.0025 | 0 | 1
8 | 9 | 2016 | 0.0025 | 0 | 1
8 | 10 | 2016 | 0.0025 | 0 | 1
8 | 11 | 2016 | 0 | 0 | 1
8 | 12 | 2016 | 0 | 0 | 1
8 | 13 | 2016 | 0.08 | 0 | 1
8 | 14 | 2016 | 0 | 0 | 1
8 | 15 | 2016 | 0.0625 | 0 | 0
8 | 16 | 2016 | 0.9625 | 0 | 0
8 | 17 | 2016 | 0.0025 | 0 | 0
8 | 18 | 2016 | 0.925 | 0 | 0
8 | 19 | 2016 | 0.0025 | 0 | 0
8 | 20 | 2016 | 0 | 0 | 0
8 | 21 | 2016 | 0 | 0 | 0
8 | 22 | 2016 | 0.4925 | 0 | 0
8 | 23 | 2016 | 0.0025 | 0 | 1
8 | 24 | 2016 | 0.0025 | 0 | 1
8 | 25 | 2016 | 0 | 0 | 1
8 | 26 | 2016 | 0 | 0 | 0
8 | 27 | 2016 | 0 | 0 | 1
8 | 28 | 2016 | 0 | 0 | 1
8 | 29 | 2016 | 0 | 0 | 1
8 | 30 | 2016 | 0 | 0 | 1
8 | 31 | 2016 | 0 | 0 | 1
9 | 1 | 2016 | 0.005 | 0 | 1
9 | 2 | 2016 | 0.0925 | 0 | 1
9 | 3 | 2016 | 0 | 0 | 1
9 | 4 | 2016 | 0 | 0 | 1
9 | 5 | 2016 | 0 | 0 | 1
9 | 6 | 2016 | 0 | 0 | 1
9 | 7 | 2016 | 0 | 0 | 1
9 | 8 | 2016 | 0.02 | 0 | 1
9 | 9 | 2016 | 0.0025 | 0 | 1
9 | 10 | 2016 | 0 | 0 | 1
9 | 11 | 2016 | 0 | 0 | 1
9 | 12 | 2016 | 0 | 0 | 1
9 | 13 | 2016 | 0 | 0 | 1
9 | 14 | 2016 | 0 | 0 | 1
9 | 15 | 2016 | 0 | 0 | 1
9 | 16 | 2016 | 0 | 0 | 0
9 | 17 | 2016 | 0 | 0 | 1
9 | 18 | 2016 | 0 | 0 | 1
9 | 19 | 2016 | 0.0575 | 0 | 1
9 | 20 | 2016 | 0.555 | 0 | 1
9 | 21 | 2016 | 0.0025 | 0 | 1
9 | 22 | 2016 | 0 | 0 | 1
9 | 23 | 2016 | 0 | 0 | 1
9 | 24 | 2016 | 0 | 0 | 1
9 | 25 | 2016 | 0 | 0 | 0
9 | 26 | 2016 | 0 | 0 | 0
9 | 27 | 2016 | 0.1575 | 0 | 0
9 | 28 | 2016 | 0.2275 | 0 | 0
9 | 29 | 2016 | 0.9325 | 0 | 1
9 | 30 | 2016 | 1.1375 | 0 | 1
10 | 1 | 2016 | 0.2125 | 0 | 1
10 | 2 | 2016 | 0.2475 | 0 | 1
10 | 3 | 2016 | 0.01 | 0 | 1
10 | 4 | 2016 | 0.0025 | 0 | 1
10 | 5 | 2016 | 0 | 0 | 1
10 | 6 | 2016 | 0.0025 | 0 | 1
10 | 7 | 2016 | 0 | 0 | 1
10 | 8 | 2016 | 0 | 0 | 1
10 | 9 | 2016 | 0.435 | 0 | 0
10 | 10 | 2016 | 0.0275 | 0 | 0
10 | 11 | 2016 | 0.0025 | 0 | 0
10 | 12 | 2016 | 0 | 0 | 0
10 | 13 | 2016 | 0 | 0 | 0
10 | 14 | 2016 | 0.0025 | 0 | 0
10 | 15 | 2016 | 0 | 0 | 0
10 | 16 | 2016 | 0 | 0 | 1
10 | 17 | 2016 | 0 | 0 | 1
10 | 18 | 2016 | 0 | 0 | 1
10 | 19 | 2016 | 0 | 0 | 0
10 | 20 | 2016 | 0.0075 | 0 | 0
10 | 21 | 2016 | 0.005 | 0 | 0
10 | 22 | 2016 | 0.1925 | 0 | 1
10 | 23 | 2016 | 0.0025 | 0 | 1
10 | 24 | 2016 | 0 | 0 | 1
10 | 25 | 2016 | 0 | 0 | 1
10 | 26 | 2016 | 0 | 0 | 1
10 | 27 | 2016 | 0 | 0 | 0
10 | 28 | 2016 | 0.05 | 0 | 1
10 | 29 | 2016 | 0.0025 | 0 | 1
10 | 30 | 2016 | 0 | 0 | 1
10 | 31 | 2016 | 0.015 | 0 | 0
11 | 1 | 2016 | 0 | 0 | 1
11 | 2 | 2016 | 0 | 0 | 1
11 | 3 | 2016 | 0 | 0 | 1
11 | 4 | 2016 | 0 | 0 | 1
11 | 5 | 2016 | 0 | 0 | 1
11 | 6 | 2016 | 0 | 0 | 0
11 | 7 | 2016 | 0 | 0 | 0
11 | 8 | 2016 | 0 | 0 | 1
11 | 9 | 2016 | 0.0225 | 0 | 1
11 | 10 | 2016 | 0.17 | 0 | 0
11 | 11 | 2016 | 0.0025 | 0 | 0
11 | 12 | 2016 | 0 | 0 | 1
11 | 13 | 2016 | 0 | 0 | 1
11 | 14 | 2016 | 0 | 0 | 0
11 | 15 | 2016 | 0.0125 | 0 | 0
11 | 16 | 2016 | 0.0075 | 0 | 1
11 | 17 | 2016 | 0.005 | 0 | 0
11 | 18 | 2016 | 0 | 0 | 1
11 | 19 | 2016 | 0 | 0 | 1
11 | 20 | 2016 | 0.02 | 0 | 0
11 | 21 | 2016 | 0 | 0 | 0
11 | 22 | 2016 | 0 | 0 | 0
11 | 23 | 2016 | 0 | 0 | 1
11 | 24 | 2016 | 0 | 0 | 1
11 | 25 | 2016 | 0 | 0 | 1
11 | 26 | 2016 | 0 | 0 | 0
11 | 27 | 2016 | 0 | 0 | 0
11 | 28 | 2016 | 0 | 0 | 1
11 | 29 | 2016 | 0.0125 | 0 | 1
11 | 30 | 2016 | 0.1875 | 0 | 1
12 | 1 | 2016 | 0.7425 | 0 | 1
12 | 2 | 2016 | 0.0775 | 0 | 1
12 | 3 | 2016 | 0.0025 | 0 | 0
12 | 4 | 2016 | 0 | 0 | 0
12 | 5 | 2016 | 0.125 | 0 | 0
12 | 6 | 2016 | 0.1475 | 0 | 1
12 | 7 | 2016 | 1.0325 | 0 | 1
12 | 8 | 2016 | 0.0075 | 0 | 1
12 | 9 | 2016 | 0.0025 | 0 | 1
12 | 10 | 2016 | 0 | 0 | 1
12 | 11 | 2016 | 0.0025 | 0 | 0
12 | 12 | 2016 | 0.0525 | 0 | 0
12 | 13 | 2016 | 0.115 | 0 | 1
12 | 14 | 2016 | 0.0025 | 0 | 0
12 | 15 | 2016 | 0 | 0 | 1
12 | 16 | 2016 | 0 | 0 | 1
12 | 17 | 2016 | 0.005 | 0 | 1
12 | 18 | 2016 | 0.3 | 0 | 1
12 | 19 | 2016 | 0.02 | 0 | 1
12 | 20 | 2016 | 0.0025 | 0 | 0
12 | 21 | 2016 | 0 | 0 | 0
12 | 22 | 2016 | 0 | 0 | 1
12 | 23 | 2016 | 0 | 0 | 1
12 | 24 | 2016 | 0.0875 | 0 | 1
12 | 25 | 2016 | 0.4275 | 0 | 0
12 | 26 | 2016 | 0.005 | 0 | 0
12 | 27 | 2016 | 0.0025 | 0 | 0
12 | 28 | 2016 | 0.0075 | 0 | 0
12 | 29 | 2016 | 0.055 | 0 | 0
12 | 30 | 2016 | 0.195 | 0 | 0
12 | 31 | 2016 | 0.0025 | 0 | 0
1 | 1 | 2017 | 0 | 0 | 1
1 | 2 | 2017 | 0.0225 | 0 | 1
1 | 3 | 2017 | 0.3275 | 0 | 0
1 | 4 | 2017 | 0.8225 | 0 | 0
1 | 5 | 2017 | 0.0175 | 0 | 0
1 | 6 | 2017 | 0 | 0 | 0
1 | 7 | 2017 | 0.005 | 0 | 0
1 | 8 | 2017 | 0.035 | 0 | 1
1 | 9 | 2017 | 0 | 0 | 1
1 | 10 | 2017 | 0 | 0 | 0
1 | 11 | 2017 | 0.0175 | 0 | 0
1 | 12 | 2017 | 0.0975 | 0 | 0
1 | 13 | 2017 | 0.02 | 0 | 0
1 | 14 | 2017 | 0.0125 | 0 | 0
1 | 15 | 2017 | 0.2475 | 0 | 0
1 | 16 | 2017 | 0.0025 | 0 | 0
1 | 17 | 2017 | 0.015 | 0 | 0
1 | 18 | 2017 | 0.175 | 0 | 0
1 | 19 | 2017 | 0.0025 | 0 | 1
1 | 20 | 2017 | 0.0025 | 0 | 1
1 | 21 | 2017 | 0.025 | 0 | 1
1 | 22 | 2017 | 0.0025 | 0 | 0
1 | 23 | 2017 | 0.1425 | 0 | 0
1 | 24 | 2017 | 0.685 | 0 | 0
1 | 25 | 2017 | 0.03 | 0 | 0
1 | 26 | 2017 | 0 | 0 | 0
1 | 27 | 2017 | 0.0025 | 0 | 1
1 | 28 | 2017 | 0 | 0 | 1
1 | 29 | 2017 | 0 | 0 | 1
1 | 30 | 2017 | 0.025 | 0 | 1
1 | 31 | 2017 | 0.0225 | 0 | 1
2 | 1 | 2017 | 0 | 0 | 1
2 | 2 | 2017 | 0 | 0 | 1
2 | 3 | 2017 | 0 | 0 | 1
2 | 4 | 2017 | 0 | 0 | 0
2 | 5 | 2017 | 0 | 0 | 1
2 | 6 | 2017 | 0 | 0 | 0
2 | 7 | 2017 | 0.0025 | 0 | 0
2 | 8 | 2017 | 0 | 0 | 1
2 | 9 | 2017 | 0.035 | 0 | 1
2 | 10 | 2017 | 0.145 | 0 | 1
2 | 11 | 2017 | 0 | 0 | 0
2 | 12 | 2017 | 0 | 0 | 0
2 | 13 | 2017 | 0.08 | 0 | 1
2 | 14 | 2017 | 0 | 0 | 0
2 | 15 | 2017 | 0.005 | 0 | 0
2 | 16 | 2017 | 0.0025 | 0 | 0
2 | 17 | 2017 | 0 | 0 | 0
2 | 18 | 2017 | 0 | 0 | 0
2 | 19 | 2017 | 0.005 | 0 | 1
2 | 20 | 2017 | 0.0025 | 0 | 1
2 | 21 | 2017 | 0 | 0 | 1
2 | 22 | 2017 | 0.0025 | 0 | 1
2 | 23 | 2017 | 0.0025 | 0 | 0
2 | 24 | 2017 | 0 | 0 | 0
2 | 25 | 2017 | 0 | 0 | 0
2 | 26 | 2017 | 0.3275 | 0 | 0
2 | 27 | 2017 | 0.0025 | 0 | 1
2 | 28 | 2017 | 0 | 0 | 1
3 | 1 | 2017 | 0.33 | 0 | 0
3 | 2 | 2017 | 0.0275 | 0 | 1
3 | 3 | 2017 | 0.005 | 0 | 0
3 | 4 | 2017 | 0 | 0 | 0
3 | 5 | 2017 | 0 | 0 | 0
3 | 6 | 2017 | 0 | 0 | 0
3 | 7 | 2017 | 0 | 0 | 0
3 | 8 | 2017 | 0.105 | 0 | 0
3 | 9 | 2017 | 0.005 | 0 | 0
3 | 10 | 2017 | 0.0025 | 0 | 0
3 | 11 | 2017 | 0.095 | 0 | 1
3 | 12 | 2017 | 0.0025 | 0 | 1
3 | 13 | 2017 | 0 | 0 | 1
3 | 14 | 2017 | 0.5225 | 0 | 0
3 | 15 | 2017 | 0.725 | 0 | 0
3 | 16 | 2017 | 0 | 0 | 0
3 | 17 | 2017 | 0 | 0 | 1
3 | 18 | 2017 | 0.0225 | 0 | 1
3 | 19 | 2017 | 0.345 | 0 | 1
3 | 20 | 2017 | 0.1625 | 0 | 0
3 | 21 | 2017 | 0.0075 | 0 | 0
3 | 22 | 2017 | 0.005 | 0 | 1
3 | 23 | 2017 | 0 | 0 | 0
3 | 24 | 2017 | 0 | 0 | 0
3 | 25 | 2017 | 0.0925 | 0 | 0
3 | 26 | 2017 | 0.0025 | 0 | 0
3 | 27 | 2017 | 0.01 | 0 | 0
3 | 28 | 2017 | 0.0225 | 0 | 0
3 | 29 | 2017 | 0.2175 | 0 | 0
3 | 30 | 2017 | 0 | 0 | 0
3 | 31 | 2017 | 0.04 | 0 | 1
4 | 1 | 2017 | 1.21 | 0 | 1
4 | 2 | 2017 | 0.0125 | 0 | 1
4 | 3 | 2017 | 0 | 0 | 1
4 | 4 | 2017 | 0.09 | 0 | 1
4 | 5 | 2017 | 0.005 | 0 | 0
4 | 6 | 2017 | 0 | 0 | 1
4 | 7 | 2017 | 1.4425 | 0 | 1
4 | 8 | 2017 | 0.005 | 0 | 1
4 | 9 | 2017 | 0 | 0 | 1
4 | 10 | 2017 | 0 | 0 | 1
4 | 11 | 2017 | 0 | 0 | 0
4 | 12 | 2017 | 0 | 0 | 1
4 | 13 | 2017 | 0.0025 | 0 | 1
4 | 14 | 2017 | 0 | 0 | 1
4 | 15 | 2017 | 0 | 0 | 1
4 | 16 | 2017 | 0.09 | 0 | 0
4 | 17 | 2017 | 0.005 | 0 | 0
4 | 18 | 2017 | 0.115 | 0 | 1
4 | 19 | 2017 | 0.005 | 0 | 1
4 | 20 | 2017 | 0.01 | 0 | 1
4 | 21 | 2017 | 0.235 | 0 | 1
4 | 22 | 2017 | 0.0675 | 0 | 0
4 | 23 | 2017 | 0.335 | 0 | 0
4 | 24 | 2017 | 0.0075 | 0 | 0
4 | 25 | 2017 | 0.2525 | 0 | 1
4 | 26 | 2017 | 0.24 | 0 | 1
4 | 27 | 2017 | 0.005 | 0 | 1
4 | 28 | 2017 | 0.005 | 0 | 1
4 | 29 | 2017 | 0.0025 | 0 | 1
4 | 30 | 2017 | 0 | 0 | 1
5 | 1 | 2017 | 0 | 0 | 1
5 | 2 | 2017 | 0.07 | 0 | 1
5 | 3 | 2017 | 0 | 0 | 0
5 | 4 | 2017 | 0 | 0 | 1
5 | 5 | 2017 | 0.3325 | 0 | 1
5 | 6 | 2017 | 1.3125 | 0 | 1
5 | 7 | 2017 | 0.1025 | 0 | 1
5 | 8 | 2017 | 0.0025 | 0 | 0
5 | 9 | 2017 | 0 | 0 | 1
5 | 10 | 2017 | 0 | 0 | 1
5 | 11 | 2017 | 0 | 0 | 0
5 | 12 | 2017 | 1.1575 | 0 | 0
5 | 13 | 2017 | 0.475 | 0 | 1
5 | 14 | 2017 | 0.38 | 0 | 1
5 | 15 | 2017 | 0.0025 | 0 | 1
5 | 16 | 2017 | 0 | 0 | 1
5 | 17 | 2017 | 0 | 0 | 1
5 | 18 | 2017 | 0 | 0 | 1
5 | 19 | 2017 | 0.16 | 0 | 1
5 | 20 | 2017 | 0.105 | 0 | 1
5 | 21 | 2017 | 0 | 0 | 1
5 | 22 | 2017 | 0 | 0 | 1
5 | 23 | 2017 | 0.2875 | 0 | 1
5 | 24 | 2017 | 0.0925 | 0 | 1
5 | 25 | 2017 | 0.3875 | 0 | 1
5 | 26 | 2017 | 0.785 | 0 | 1
5 | 27 | 2017 | 0.0025 | 0 | 1
5 | 28 | 2017 | 0.025 | 0 | 0
5 | 29 | 2017 | 0.125 | 0 | 1
5 | 30 | 2017 | 0.0025 | 0 | 0
5 | 31 | 2017 | 0.385 | 0 | 0
6 | 1 | 2017 | 0.275 | 0 | 1
6 | 2 | 2017 | 0.0025 | 0 | 1
6 | 3 | 2017 | 0.0025 | 0 | 0
6 | 4 | 2017 | 0 | 0 | 0
6 | 5 | 2017 | 0 | 0 | 0
6 | 6 | 2017 | 0.0925 | 0 | 0
6 | 7 | 2017 | 0.0025 | 0 | 0
6 | 8 | 2017 | 0 | 0 | 0
6 | 9 | 2017 | 0 | 0 | 1
6 | 10 | 2017 | 0 | 0 | 0
6 | 11 | 2017 | 0 | 0 | 1
6 | 12 | 2017 | 0 | 0 | 1
6 | 13 | 2017 | 0 | 0 | 0
6 | 14 | 2017 | 0 | 0 | 0
6 | 15 | 2017 | 0 | 0 | 1
6 | 16 | 2017 | 0 | 0 | 0
6 | 17 | 2017 | 0.135 | 0 | 1
6 | 18 | 2017 | 0.015 | 0 | 1
6 | 19 | 2017 | 0 | 0 | 0
6 | 20 | 2017 | 0.545 | 0 | 0
6 | 21 | 2017 | 0 | 0 | 1
6 | 22 | 2017 | 0 | 0 | 1
6 | 23 | 2017 | 0.0625 | 0 | 0
6 | 24 | 2017 | 0.17 | 0 | 1
6 | 25 | 2017 | 0.1225 | 0 | 1
6 | 26 | 2017 | 0 | 0 | 0
6 | 27 | 2017 | 0 | 0 | 0
6 | 28 | 2017 | 0.0175 | 0 | 1
6 | 29 | 2017 | 0 | 0 | 1
6 | 30 | 2017 | 0 | 0 | 0
7 | 1 | 2017 | 0 | 0 | 1
7 | 2 | 2017 | 0.51 | 0 | 1
7 | 3 | 2017 | 0.005 | 0 | 1
7 | 4 | 2017 | 0 | 0 | 0
7 | 5 | 2017 | 0.09 | 0 | 0
7 | 6 | 2017 | 0.6525 | 0 | 0
7 | 7 | 2017 | 1.215 | 0 | 0
7 | 8 | 2017 | 0.145 | 0 | 1
7 | 9 | 2017 | 0.0025 | 0 | 1
7 | 10 | 2017 | 0 | 0 | 1
7 | 11 | 2017 | 0.0025 | 0 | 1
7 | 12 | 2017 | 0.0025 | 0 | 1
7 | 13 | 2017 | 0 | 0 | 0
7 | 14 | 2017 | 0.005 | 0 | 1
7 | 15 | 2017 | 0.45 | 0 | 1
7 | 16 | 2017 | 0 | 0 | 0
7 | 17 | 2017 | 0 | 0 | 0
7 | 18 | 2017 | 0.005 | 0 | 1
7 | 19 | 2017 | 0.415 | 0 | 1
7 | 20 | 2017 | 0 | 0 | 1
7 | 21 | 2017 | 0 | 0 | 1
7 | 22 | 2017 | 0 | 0 | 1
7 | 23 | 2017 | 0.6975 | 0 | 0
7 | 24 | 2017 | 0.695 | 0 | 0
7 | 25 | 2017 | 0.0075 | 0 | 1
7 | 26 | 2017 | 0 | 0 | 1
7 | 27 | 2017 | 0 | 0 | 1
7 | 28 | 2017 | 0.0175 | 0 | 1
7 | 29 | 2017 | 2.5225 | 1 | 0
7 | 30 | 2017 | 0.51 | 0 | 0
7 | 31 | 2017 | 0 | 0 | 1
8 | 1 | 2017 | 0 | 0 | 1
8 | 2 | 2017 | 0.0025 | 0 | 1
8 | 3 | 2017 | 0.17 | 0 | 0
8 | 4 | 2017 | 0.1325 | 0 | 1
8 | 5 | 2017 | 0 | 0 | 1
8 | 6 | 2017 | 0 | 0 | 0
8 | 7 | 2017 | 0.175 | 0 | 1
8 | 8 | 2017 | 1.0325 | 0 | 1
8 | 9 | 2017 | 0.0225 | 0 | 0
8 | 10 | 2017 | 0 | 0 | 0
8 | 11 | 2017 | 0 | 0 | 0
8 | 12 | 2017 | 1.6825 | 0 | 0
8 | 13 | 2017 | 0.655 | 0 | 1
8 | 14 | 2017 | 0 | 0 | 0
8 | 15 | 2017 | 0.0025 | 0 | 0
8 | 16 | 2017 | 0.38 | 0 | 1
8 | 17 | 2017 | 0.0025 | 0 | 1
8 | 18 | 2017 | 0.0325 | 0 | 1
8 | 19 | 2017 | 0.435 | 0 | 1
8 | 20 | 2017 | 0.01 | 0 | 1
8 | 21 | 2017 | 0.0025 | 0 | 1
8 | 22 | 2017 | 0.0075 | 0 | 1
8 | 23 | 2017 | 0 | 0 | 1
8 | 24 | 2017 | 0 | 0 | 1
8 | 25 | 2017 | 0.03 | 0 | 1
8 | 26 | 2017 | 0.0225 | 0 | 1
8 | 27 | 2017 | 0.0025 | 0 | 1
8 | 28 | 2017 | 0.0025 | 0 | 1
8 | 29 | 2017 | 0.075 | 0 | 1
8 | 30 | 2017 | 0.7775 | 0 | 0
8 | 31 | 2017 | 0.0025 | 0 | 0
9 | 1 | 2017 | 0.0025 | 0 | 1
9 | 2 | 2017 | 0.1725 | 0 | 0
9 | 3 | 2017 | 0.575 | 0 | 0
9 | 4 | 2017 | 0.005 | 0 | 1
9 | 5 | 2017 | 0.0025 | 0 | 1
9 | 6 | 2017 | 0.29 | 0 | 1
9 | 7 | 2017 | 0.5625 | 0 | 1
9 | 8 | 2017 | 0.0025 | 0 | 0
9 | 9 | 2017 | 0.0025 | 0 | 0
9 | 10 | 2017 | 0 | 0 | 0
9 | 11 | 2017 | 0 | 0 | 1
9 | 12 | 2017 | 0.0025 | 0 | 1
9 | 13 | 2017 | 0.0075 | 0 | 1
9 | 14 | 2017 | 0.065 | 0 | 1
9 | 15 | 2017 | 0.01 | 0 | 0
9 | 16 | 2017 | 0 | 0 | 0
9 | 17 | 2017 | 0.0025 | 0 | 0
9 | 18 | 2017 | 0 | 0 | 1
9 | 19 | 2017 | 0.005 | 0 | 1
9 | 20 | 2017 | 0 | 0 | 0
9 | 21 | 2017 | 0.0025 | 0 | 0
9 | 22 | 2017 | 0.0025 | 0 | 1
9 | 23 | 2017 | 0.0025 | 0 | 1
9 | 24 | 2017 | 0.0025 | 0 | 1
9 | 25 | 2017 | 0.0025 | 0 | 1
9 | 26 | 2017 | 0 | 0 | 1
9 | 27 | 2017 | 0 | 0 | 1
9 | 28 | 2017 | 0 | 0 | 1
9 | 29 | 2017 | 0 | 0 | 1
9 | 30 | 2017 | 0 | 0 | 1
10 | 1 | 2017 | 0 | 0 | 1
10 | 2 | 2017 | 0.0025 | 0 | 1
10 | 3 | 2017 | 0.0025 | 0 | 1
10 | 4 | 2017 | 0.0025 | 0 | 0
10 | 5 | 2017 | 0.0025 | 0 | 0
10 | 6 | 2017 | 0 | 0 | 1
10 | 7 | 2017 | 0 | 0 | 1
10 | 8 | 2017 | 0 | 0 | 0
10 | 9 | 2017 | 0.1025 | 0 | 0
10 | 10 | 2017 | 0.4925 | 0 | 0
10 | 11 | 2017 | 0.005 | 0 | 0
10 | 12 | 2017 | 0.4025 | 0 | 0
10 | 13 | 2017 | 0.09 | 0 | 0
10 | 14 | 2017 | 0.01 | 0 | 0
10 | 15 | 2017 | 0.0025 | 0 | 0
10 | 16 | 2017 | 0.0725 | 0 | 0
10 | 17 | 2017 | 0.0725 | 0 | 1
10 | 18 | 2017 | 0.0025 | 0 | 1
10 | 19 | 2017 | 0 | 0 | 0
10 | 20 | 2017 | 0.0025 | 0 | 1
10 | 21 | 2017 | 0.0025 | 0 | 0
10 | 22 | 2017 | 0.0025 | 0 | 0
10 | 23 | 2017 | 0.0025 | 0 | 1
10 | 24 | 2017 | 0.0775 | 0 | 1
10 | 25 | 2017 | 0.1725 | 0 | 1
10 | 26 | 2017 | 0 | 0 | 0
10 | 27 | 2017 | 0 | 0 | 0
10 | 28 | 2017 | 0 | 0 | 1
10 | 29 | 2017 | 0.0625 | 0 | 0
10 | 30 | 2017 | 1.0925 | 0 | 0
10 | 31 | 2017 | 0.0875 | 0 | 0
11 | 1 | 2017 | 0 | 0 | 1
11 | 2 | 2017 | 0.0025 | 0 | 1
11 | 3 | 2017 | 0 | 0 | 0
11 | 4 | 2017 | 0 | 0 | 1
11 | 5 | 2017 | 0.64 | 0 | 1
11 | 6 | 2017 | 0.1125 | 0 | 1
11 | 7 | 2017 | 0.005 | 0 | 1
11 | 8 | 2017 | 1.0575 | 0 | 1
11 | 9 | 2017 | 0.0075 | 0 | 0
11 | 10 | 2017 | 0.0425 | 0 | 1
11 | 11 | 2017 | 0.0025 | 0 | 1
11 | 12 | 2017 | 0.0025 | 0 | 0
11 | 13 | 2017 | 0.0675 | 0 | 1
11 | 14 | 2017 | 0.11 | 0 | 1
11 | 15 | 2017 | 0 | 0 | 0
11 | 16 | 2017 | 0.005 | 0 | 0
11 | 17 | 2017 | 0.005 | 0 | 1
11 | 18 | 2017 | 0 | 0 | 1
11 | 19 | 2017 | 0.0125 | 0 | 0
11 | 20 | 2017 | 0.0825 | 0 | 0
11 | 21 | 2017 | 0.0025 | 0 | 0
11 | 22 | 2017 | 0.015 | 0 | 1
11 | 23 | 2017 | 0.0075 | 0 | 1
11 | 24 | 2017 | 0 | 0 | 1
11 | 25 | 2017 | 0.0025 | 0 | 0
11 | 26 | 2017 | 0 | 0 | 0
11 | 27 | 2017 | 0 | 0 | 1
11 | 28 | 2017 | 0.0025 | 0 | 1
11 | 29 | 2017 | 0.0025 | 0 | 1
11 | 30 | 2017 | 0 | 0 | 0
12 | 1 | 2017 | 0.02 | 0 | 0
12 | 2 | 2017 | 0.0025 | 0 | 1
12 | 3 | 2017 | 0.0075 | 0 | 1
12 | 4 | 2017 | 0.0275 | 0 | 1
12 | 5 | 2017 | 0.005 | 0 | 0
12 | 6 | 2017 | 0.1075 | 0 | 0
12 | 7 | 2017 | 0.0025 | 0 | 1
12 | 8 | 2017 | 0 | 0 | 1
12 | 9 | 2017 | 0 | 0 | 1
12 | 10 | 2017 | 0.2175 | 0 | 0
12 | 11 | 2017 | 0 | 0 | 0
12 | 12 | 2017 | 0 | 0 | 1
12 | 13 | 2017 | 0 | 0 | 1
12 | 14 | 2017 | 0.0025 | 0 | 0
12 | 15 | 2017 | 0 | 0 | 1
12 | 16 | 2017 | 0.045 | 0 | 1
12 | 17 | 2017 | 0 | 0 | 1
12 | 18 | 2017 | 0 | 0 | 1
12 | 19 | 2017 | 0 | 0 | 1
12 | 20 | 2017 | 0 | 0 | 1
12 | 21 | 2017 | 0 | 0 | 1
12 | 22 | 2017 | 0 | 0 | 1
12 | 23 | 2017 | 0.005 | 0 | 0
12 | 24 | 2017 | 0.275 | 0 | 0
12 | 25 | 2017 | 0.0025 | 0 | 1
12 | 26 | 2017 | 0 | 0 | 1
12 | 27 | 2017 | 0 | 0 | 1
12 | 28 | 2017 | 0 | 0 | 1
12 | 29 | 2017 | 0 | 0 | 1
12 | 30 | 2017 | 0.01 | 0 | 1
12 | 31 | 2017 | 0.03 | 0 | 1
1 | 1 | 2018 | 0 | 0 | 1
1 | 2 | 2018 | 0 | 0 | 1
1 | 3 | 2018 | 0 | 0 | 1
1 | 4 | 2018 | 0.0275 | 0 | 1
1 | 5 | 2018 | 0.055 | 0 | 1
1 | 6 | 2018 | 0 | 0 | 1
1 | 7 | 2018 | 0 | 0 | 1
1 | 8 | 2018 | 0 | 0 | 1
1 | 9 | 2018 | 0.065 | 0 | 1
1 | 10 | 2018 | 0 | 0 | 0
1 | 11 | 2018 | 0 | 0 | 0
1 | 12 | 2018 | 0.04 | 0 | 1
1 | 13 | 2018 | 0.4775 | 0 | 1
1 | 14 | 2018 | 0.1875 | 0 | 1
1 | 15 | 2018 | 0 | 0 | 1
1 | 16 | 2018 | 0 | 0 | 0
1 | 17 | 2018 | 0.01 | 0 | 1
1 | 18 | 2018 | 0.045 | 0 | 0
1 | 19 | 2018 | 0 | 0 | 1
1 | 20 | 2018 | 0 | 0 | 0
1 | 21 | 2018 | 0 | 0 | 1
1 | 22 | 2018 | 0 | 0 | 1
1 | 23 | 2018 | 0.0275 | 0 | 1
1 | 24 | 2018 | 0.085 | 0 | 1
1 | 25 | 2018 | 0 | 0 | 1
1 | 26 | 2018 | 0 | 0 | 0
1 | 27 | 2018 | 0 | 0 | 0
1 | 28 | 2018 | 0.025 | 0 | 0
1 | 29 | 2018 | 0.135 | 0 | 0
1 | 30 | 2018 | 0 | 0 | 0
1 | 31 | 2018 | 0.005 | 0 | 0
2 | 1 | 2018 | 0 | 0 | 1
2 | 2 | 2018 | 0.0675 | 0 | 1
2 | 3 | 2018 | 0.03 | 0 | 1
2 | 4 | 2018 | 0 | 0 | 1
2 | 5 | 2018 | 1.1225 | 0 | 0
2 | 6 | 2018 | 0 | 0 | 0
2 | 7 | 2018 | 0.005 | 0 | 0
2 | 8 | 2018 | 0.4725 | 0 | 1
2 | 9 | 2018 | 0 | 0 | 1
2 | 10 | 2018 | 0 | 0 | 1
2 | 11 | 2018 | 1.275 | 0 | 1
2 | 12 | 2018 | 0.9525 | 0 | 1
2 | 13 | 2018 | 0.055 | 0 | 1
2 | 14 | 2018 | 0.005 | 0 | 1
2 | 15 | 2018 | 0.055 | 0 | 1
2 | 16 | 2018 | 0.02 | 0 | 1
2 | 17 | 2018 | 0.1175 | 0 | 1
2 | 18 | 2018 | 0.48 | 0 | 0
2 | 19 | 2018 | 0.005 | 0 | 1
2 | 20 | 2018 | 0.0225 | 0 | 1
2 | 21 | 2018 | 0 | 0 | 1
2 | 22 | 2018 | 0.005 | 0 | 1
2 | 23 | 2018 | 0.0775 | 0 | 1
2 | 24 | 2018 | 0.0875 | 0 | 1
2 | 25 | 2018 | 0.1825 | 0 | 0
2 | 26 | 2018 | 0.2175 | 0 | 0
2 | 27 | 2018 | 0.0025 | 0 | 0
2 | 28 | 2018 | 0.005 | 0 | 1
#REF! | #REF! | #REF! | 0.0025 | 0 | 1
3 | 1 | 2018 | 0.19 | 0 | 1
3 | 2 | 2018 | 0.005 | 0 | 0
3 | 3 | 2018 | 0 | 0 | 1
3 | 4 | 2018 | 0 | 0 | 0
3 | 5 | 2018 | 0 | 0 | 0
3 | 6 | 2018 | 0.2725 | 0 | 1
3 | 7 | 2018 | 0.0725 | 0 | 1
3 | 8 | 2018 | 0 | 0 | 1
3 | 9 | 2018 | 0 | 0 | 1
3 | 10 | 2018 | 0 | 0 | 1
3 | 11 | 2018 | 0 | 0 | 1
3 | 12 | 2018 | 0.0175 | 0 | 1
3 | 13 | 2018 | 0 | 0 | 1
3 | 14 | 2018 | 0 | 0 | 1
3 | 15 | 2018 | 0 | 0 | 1
3 | 16 | 2018 | 0 | 0 | 0
3 | 17 | 2018 | 0.0025 | 0 | 1
3 | 18 | 2018 | 0 | 0 | 1
3 | 19 | 2018 | 0.055 | 0 | 0
3 | 20 | 2018 | 0.85 | 0 | 1
3 | 21 | 2018 | 0.525 | 0 | 1
3 | 22 | 2018 | 0 | 0 | 1
3 | 23 | 2018 | 0 | 0 | 1
3 | 24 | 2018 | 0 | 0 | 1
3 | 25 | 2018 | 0.0025 | 0 | 0
3 | 26 | 2018 | 0 | 0 | 1
3 | 27 | 2018 | 0.035 | 0 | 0
3 | 28 | 2018 | 0.1225 | 0 | 0
3 | 29 | 2018 | 0.0025 | 0 | 1
3 | 30 | 2018 | 0.015 | 0 | 1
3 | 31 | 2018 | 0 | 0 | 0
4 | 1 | 2018 | 0.0125 | 0 | 1
4 | 2 | 2018 | 0.0475 | 0 | 1
4 | 3 | 2018 | 0.015 | 0 | 1
4 | 4 | 2018 | 0.0125 | 0 | 1
4 | 5 | 2018 | 0 | 0 | 1
4 | 6 | 2018 | 0 | 0 | 1
4 | 7 | 2018 | 0 | 0 | 1
4 | 8 | 2018 | 0 | 0 | 0
4 | 9 | 2018 | 0.0125 | 0 | 0
4 | 10 | 2018 | 0 | 0 | 1
4 | 11 | 2018 | 0 | 0 | 0
4 | 12 | 2018 | 0 | 0 | 0
4 | 13 | 2018 | 0 | 0 | 0
4 | 14 | 2018 | 0 | 0 | 1
4 | 15 | 2018 | 0.5775 | 0 | 0
4 | 16 | 2018 | 1.1575 | 0 | 1
4 | 17 | 2018 | 0.0025 | 0 | 0
4 | 18 | 2018 | 0 | 0 | 0
4 | 19 | 2018 | 0.025 | 0 | 0
4 | 20 | 2018 | 0 | 0 | 0
4 | 21 | 2018 | 0 | 0 | 0
4 | 22 | 2018 | 0 | 0 | 0
4 | 23 | 2018 | 0 | 0 | 1
4 | 24 | 2018 | 0.5175 | 0 | 1
4 | 25 | 2018 | 0.385 | 0 | 1
4 | 26 | 2018 | 0.1975 | 0 | 0
4 | 27 | 2018 | 0.535 | 0 | 0
4 | 28 | 2018 | 0.0075 | 0 | 0
4 | 29 | 2018 | 0 | 0 | 0
4 | 30 | 2018 | 0 | 0 | 1
5 | 1 | 2018 | 0 | 0 | 1
5 | 2 | 2018 | 0 | 0 | 0
5 | 3 | 2018 | 0 | 0 | 0
5 | 4 | 2018 | 0.0025 | 0 | 0
5 | 5 | 2018 | 0.0125 | 0 | 1
5 | 6 | 2018 | 0.05 | 0 | 1
5 | 7 | 2018 | 0 | 0 | 0
5 | 8 | 2018 | 0 | 0 | 0
5 | 9 | 2018 | 0 | 0 | 0
5 | 10 | 2018 | 0.005 | 0 | 1
5 | 11 | 2018 | 0 | 0 | 0
5 | 12 | 2018 | 0.1575 | 0 | 0
5 | 13 | 2018 | 0.5875 | 0 | 1
5 | 14 | 2018 | 1.0875 | 0 | 1
5 | 15 | 2018 | 0.82 | 0 | 1
5 | 16 | 2018 | 0.72 | 0 | 0
5 | 17 | 2018 | 1.0475 | 0 | 0
5 | 18 | 2018 | 1.0475 | 0 | 1
5 | 19 | 2018 | 0.5525 | 0 | 1
5 | 20 | 2018 | 0.0025 | 0 | 0
5 | 21 | 2018 | 0 | 0 | 0
5 | 22 | 2018 | 0.83 | 0 | 0
5 | 23 | 2018 | 0.0025 | 0 | 0
5 | 24 | 2018 | 0.0025 | 0 | 1
5 | 25 | 2018 | 0 | 0 | 1
5 | 26 | 2018 | 0.0225 | 0 | 0
5 | 27 | 2018 | 0.285 | 0 | 0
5 | 28 | 2018 | 0.015 | 0 | 0
5 | 29 | 2018 | 0.0025 | 0 | 1
5 | 30 | 2018 | 0.0125 | 0 | 1
5 | 31 | 2018 | 1.5925 | 0 | 0
6 | 1 | 2018 | 0.2325 | 0 | 1
6 | 2 | 2018 | 1.055 | 0 | 0
6 | 3 | 2018 | 1.2725 | 0 | 1
6 | 4 | 2018 | 0.005 | 0 | 1
6 | 5 | 2018 | 0.01 | 0 | 0
6 | 6 | 2018 | 0 | 0 | 1
6 | 7 | 2018 | 0 | 0 | 0
6 | 8 | 2018 | 0.24 | 0 | 1
6 | 9 | 2018 | 0.2175 | 0 | 1
6 | 10 | 2018 | 0.2475 | 0 | 0
6 | 11 | 2018 | 0.4925 | 0 | 0
6 | 12 | 2018 | 0 | 0 | 1
6 | 13 | 2018 | 0.0025 | 0 | 1
6 | 14 | 2018 | 0 | 0 | 1
6 | 15 | 2018 | 0 | 0 | 1
6 | 16 | 2018 | 0 | 0 | 1
6 | 17 | 2018 | 0 | 0 | 1
6 | 18 | 2018 | 0 | 0 | 1
6 | 19 | 2018 | 0.5875 | 0 | 1
6 | 20 | 2018 | 0.2 | 0 | 1
6 | 21 | 2018 | 0.0125 | 0 | 1
6 | 22 | 2018 | 0.41 | 0 | 0
6 | 23 | 2018 | 0.05 | 0 | 1
6 | 24 | 2018 | 0.18 | 0 | 1
6 | 25 | 2018 | 0.0025 | 0 | 1
6 | 26 | 2018 | 0 | 0 | 1
6 | 27 | 2018 | 0.0225 | 0 | 1
6 | 28 | 2018 | 0 | 0 | 1
6 | 29 | 2018 | 0 | 0 | 1
6 | 30 | 2018 | 0 | 0 | 1
7 | 1 | 2018 | 0 | 0 | 1
7 | 2 | 2018 | 0 | 0 | 1
7 | 3 | 2018 | 0.22 | 0 | 0
7 | 4 | 2018 | 0 | 0 | 0
7 | 5 | 2018 | 0 | 0 | 0
7 | 6 | 2018 | 0 | 0 | 1
7 | 7 | 2018 | 0 | 0 | 1
7 | 8 | 2018 | 0 | 0 | 0
7 | 9 | 2018 | 0 | 0 | 0
7 | 10 | 2018 | 0 | 0 | 0
7 | 11 | 2018 | 0 | 0 | 0
7 | 12 | 2018 | 0 | 0 | 1
7 | 13 | 2018 | 0 | 0 | 0
7 | 14 | 2018 | 0 | 0 | 0
7 | 15 | 2018 | 0.0075 | 0 | 0
7 | 16 | 2018 | 0.2525 | 0 | 0
7 | 17 | 2018 | 2.0525 | 1 | 0
7 | 18 | 2018 | 0.0025 | 0 | 0
7 | 19 | 2018 | 0 | 0 | 1
7 | 20 | 2018 | 0 | 0 | 1
7 | 21 | 2018 | 4.2675 | 1 | 0
7 | 22 | 2018 | 0.705 | 0 | 0
7 | 23 | 2018 | 0.53 | 0 | 0
7 | 24 | 2018 | 1.3525 | 0 | 0
7 | 25 | 2018 | 0.6325 | 0 | 1
7 | 26 | 2018 | 0.0025 | 0 | 0
7 | 27 | 2018 | 0.2575 | 0 | 1
7 | 28 | 2018 | 0 | 0 | 1
7 | 29 | 2018 | 0 | 0 | 1
7 | 30 | 2018 | 0.6575 | 0 | 1
7 | 31 | 2018 | 0.0825 | 0 | 0
8 | 1 | 2018 | 0.3975 | 0 | 1
8 | 2 | 2018 | 0.87 | 0 | 1
8 | 3 | 2018 | 0.3125 | 0 | 1
8 | 4 | 2018 | 0.0725 | 0 | 1
8 | 5 | 2018 | 0.0225 | 0 | 0
8 | 6 | 2018 | 0.045 | 0 | 0
8 | 7 | 2018 | 0.155 | 0 | 0
8 | 8 | 2018 | 0 | 0 | 0
8 | 9 | 2018 | 0 | 0 | 1
8 | 10 | 2018 | 0 | 0 | 0
8 | 11 | 2018 | 0.0475 | 0 | 0
8 | 12 | 2018 | 0.5025 | 0 | 0
8 | 13 | 2018 | 0.08 | 0 | 0
8 | 14 | 2018 | 0.0125 | 0 | 0
8 | 15 | 2018 | 0.0025 | 0 | 1
8 | 16 | 2018 | 0 | 0 | 1
8 | 17 | 2018 | 0.015 | 0 | 1
8 | 18 | 2018 | 0.04 | 0 | 0
8 | 19 | 2018 | 0.0075 | 0 | 1
8 | 20 | 2018 | 0.0025 | 0 | 0
8 | 21 | 2018 | 1.9525 | 1 | 0
8 | 22 | 2018 | 0.0575 | 0 | 0
8 | 23 | 2018 | 0.0025 | 0 | 0
8 | 24 | 2018 | 0 | 0 | 1
8 | 25 | 2018 | 0 | 0 | 1
8 | 26 | 2018 | 0 | 0 | 1
8 | 27 | 2018 | 0 | 0 | 1
8 | 28 | 2018 | 0 | 0 | 1
8 | 29 | 2018 | 0 | 0 | 0
8 | 30 | 2018 | 0.2075 | 0 | 0
8 | 31 | 2018 | 0.805 | 0 | 0
9 | 1 | 2018 | 0.815 | 0 | 0
9 | 2 | 2018 | 0.0025 | 0 | 0
9 | 3 | 2018 | 0 | 0 | 1
9 | 4 | 2018 | 0 | 0 | 1
9 | 5 | 2018 | 0 | 0 | 1
9 | 6 | 2018 | 0 | 0 | 0
9 | 7 | 2018 | 1.02 | 0 | 0
9 | 8 | 2018 | 0.4625 | 0 | 0
9 | 9 | 2018 | 1.59 | 0 | 1
9 | 10 | 2018 | 0.0825 | 0 | 0
9 | 11 | 2018 | 0.1525 | 0 | 1
9 | 12 | 2018 | 0.025 | 0 | 1
9 | 13 | 2018 | 0.0175 | 0 | 1
9 | 14 | 2018 | 0.0075 | 0 | 1
9 | 15 | 2018 | 0 | 0 | 1
9 | 16 | 2018 | 0 | 0 | 1
9 | 17 | 2018 | 0.7175 | 0 | 1
9 | 18 | 2018 | 0.705 | 0 | 1
9 | 19 | 2018 | 0.0025 | 0 | 1
9 | 20 | 2018 | 0 | 0 | 0
9 | 21 | 2018 | 0.1225 | 0 | 1
9 | 22 | 2018 | 0.1925 | 0 | 1
9 | 23 | 2018 | 0.875 | 0 | 1
9 | 24 | 2018 | 0.2575 | 0 | 0
9 | 25 | 2018 | 0.21 | 0 | 1
9 | 26 | 2018 | 0.25 | 0 | 1
9 | 27 | 2018 | 0.8825 | 0 | 1
9 | 28 | 2018 | 0.3175 | 0 | 1
9 | 29 | 2018 | 0.0025 | 0 | 1
9 | 30 | 2018 | 0.0025 | 0 | 1
10 | 1 | 2018 | 0 | 0 | 1
10 | 2 | 2018 | 0 | 0 | 1
10 | 3 | 2018 | 0 | 0 | 1
10 | 4 | 2018 | 0.0475 | 0 | 1
10 | 5 | 2018 | 0 | 0 | 1
10 | 6 | 2018 | 0 | 0 | 0
10 | 7 | 2018 | 0 | 0 | 0
10 | 8 | 2018 | 0 | 0 | 1
10 | 9 | 2018 | 0 | 0 | 1
10 | 10 | 2018 | 0.0825 | 0 | 1
10 | 11 | 2018 | 1.6325 | 0 | 1
10 | 12 | 2018 | 0.01 | 0 | 0
10 | 13 | 2018 | 0.04 | 0 | 1
10 | 14 | 2018 | 0.055 | 0 | 0
10 | 15 | 2018 | 0.135 | 0 | 0
10 | 16 | 2018 | 0.0025 | 0 | 0
10 | 17 | 2018 | 0 | 0 | 0
10 | 18 | 2018 | 0 | 0 | 0
10 | 19 | 2018 | 0.0525 | 0 | 1
10 | 20 | 2018 | 0.0425 | 0 | 1
10 | 21 | 2018 | 0 | 0 | 1
10 | 22 | 2018 | 0 | 0 | 1
10 | 23 | 2018 | 0 | 0 | 1
10 | 24 | 2018 | 0 | 0 | 1
10 | 25 | 2018 | 0 | 0 | 1
10 | 26 | 2018 | 0.8725 | 0 | 0
10 | 27 | 2018 | 0.4825 | 0 | 1
10 | 28 | 2018 | 0.035 | 0 | 0
10 | 29 | 2018 | 0.015 | 0 | 0
10 | 30 | 2018 | 0 | 0 | 0
10 | 31 | 2018 | 0 | 0 | 0
11 | 1 | 2018 | 0 | 0 | 0
11 | 2 | 2018 | 0.9175 | 0 | 1
11 | 3 | 2018 | 0.025 | 0 | 0
11 | 4 | 2018 | 0.0975 | 0 | 0
11 | 5 | 2018 | 1.2225 | 0 | 0
11 | 6 | 2018 | 0.775 | 0 | 0
11 | 7 | 2018 | 0.005 | 0 | 0
11 | 8 | 2018 | 0.01 | 0 | 0
11 | 9 | 2018 | 0.54 | 0 | 0
11 | 10 | 2018 | 0.005 | 0 | 0
11 | 11 | 2018 | 0 | 0 | 0
11 | 12 | 2018 | 0.6525 | 0 | 0
11 | 13 | 2018 | 0.355 | 0 | 0
11 | 14 | 2018 | 0.02 | 0 | 1
11 | 15 | 2018 | 0.995 | 0 | 1
11 | 16 | 2018 | 0.06 | 0 | 1
11 | 17 | 2018 | 0 | 0 | 1
11 | 18 | 2018 | 0 | 0 | 0
11 | 19 | 2018 | 0 | 0 | 0
11 | 20 | 2018 | 0 | 0 | 1
11 | 21 | 2018 | 0 | 0 | 1
11 | 22 | 2018 | 0 | 0 | 1
11 | 23 | 2018 | 0.36 | 0 | 1
11 | 24 | 2018 | 1.17 | 0 | 1
11 | 25 | 2018 | 0.1025 | 0 | 1
11 | 26 | 2018 | 0.2725 | 0 | 1
11 | 27 | 2018 | 0 | 0 | 0
11 | 28 | 2018 | 0 | 0 | 0
11 | 29 | 2018 | 0 | 0 | 1
11 | 30 | 2018 | 0.0625 | 0 | 1
12 | 1 | 2018 | 0.1625 | 0 | 1
12 | 2 | 2018 | 0.095 | 0 | 1
12 | 3 | 2018 | 0 | 0 | 1
12 | 4 | 2018 | 0 | 0 | 1
12 | 5 | 2018 | 0 | 0 | 1
12 | 6 | 2018 | 0 | 0 | 1
12 | 7 | 2018 | 0 | 0 | 1
12 | 8 | 2018 | 0.0025 | 0 | 0
12 | 9 | 2018 | 0 | 0 | 0
12 | 10 | 2018 | 0 | 0 | 0
12 | 11 | 2018 | 0 | 0 | 1
12 | 12 | 2018 | 0 | 0 | 1
12 | 13 | 2018 | 0.1475 | 0 | 1
12 | 14 | 2018 | 0.76 | 0 | 1
12 | 15 | 2018 | 1.92 | 1 | 0
12 | 16 | 2018 | 0.4075 | 0 | 0
12 | 17 | 2018 | 0 | 0 | 1
12 | 18 | 2018 | 0.005 | 0 | 1
12 | 19 | 2018 | 0.1025 | 0 | 1
12 | 20 | 2018 | 0.44 | 0 | 1
12 | 21 | 2018 | 0.2375 | 0 | 1
12 | 22 | 2018 | 0.015 | 0 | 1
12 | 23 | 2018 | 0.0125 | 0 | 1
12 | 24 | 2018 | 0 | 0 | 0
12 | 25 | 2018 | 0 | 0 | 0
12 | 26 | 2018 | 0.1175 | 0 | 0
12 | 27 | 2018 | 0.2125 | 0 | 0
12 | 28 | 2018 | 0.7975 | 0 | 0
12 | 29 | 2018 | 0 | 0 | 0
12 | 30 | 2018 | 0.0975 | 0 | 1
12 | 31 | 2018 | 0.4275 | 0 | 1
1 | 1 | 2019 | 0.0075 | 0 | 1
1 | 2 | 2019 | 0 | 0 | 1
1 | 3 | 2019 | 0.0175 | 0 | 0
1 | 4 | 2019 | 0.0325 | 0 | 0
1 | 5 | 2019 | 0.0425 | 0 | 0
1 | 6 | 2019 | 0.025 | 0 | 0
1 | 7 | 2019 | 0.0325 | 0 | 1
1 | 8 | 2019 | 0.13 | 0 | 1
1 | 9 | 2019 | 0 | 0 | 1
1 | 10 | 2019 | 0 | 0 | 1
1 | 11 | 2019 | 0.115 | 0 | 1
1 | 12 | 2019 | 0.225 | 0 | 1
1 | 13 | 2019 | 0.4325 | 0 | 1
1 | 14 | 2019 | 0 | 0 | 1
1 | 15 | 2019 | 0 | 0 | 0
1 | 16 | 2019 | 0.0275 | 0 | 0
1 | 17 | 2019 | 0.065 | 0 | 1
1 | 18 | 2019 | 0.2 | 0 | 1
1 | 19 | 2019 | 0.555 | 0 | 1
1 | 20 | 2019 | 0.1675 | 0 | 0
1 | 21 | 2019 | 0 | 0 | 1
1 | 22 | 2019 | 0.03 | 0 | 1
1 | 23 | 2019 | 0.1925 | 0 | 1
1 | 24 | 2019 | 0.8425 | 0 | 1
1 | 25 | 2019 | 0 | 0 | 1
1 | 26 | 2019 | 0 | 0 | 1
1 | 27 | 2019 | 0 | 0 | 1
1 | 28 | 2019 | 0.0525 | 0 | 1
1 | 29 | 2019 | 0.17 | 0 | 1
1 | 30 | 2019 | 0.0075 | 0 | 1
1 | 31 | 2019 | 0.005 | 0 | 0
2 | 1 | 2019 | 0.0525 | 0 | 0
2 | 2 | 2019 | 0 | 0 | 0
2 | 3 | 2019 | 0 | 0 | 1
2 | 4 | 2019 | 0 | 0 | 0
2 | 5 | 2019 | 0.005 | 0 | 0
2 | 6 | 2019 | 0.06 | 0 | 0
2 | 7 | 2019 | 0 | 0 | 0
2 | 8 | 2019 | 0.005 | 0 | 0
2 | 9 | 2019 | 0.0725 | 0 | 1
2 | 10 | 2019 | 0.1725 | 0 | 1
2 | 11 | 2019 | 0.5225 | 0 | 1
2 | 12 | 2019 | 0.58 | 0 | 1
2 | 13 | 2019 | 0 | 0 | 1
2 | 14 | 2019 | 0 | 0 | 1
2 | 15 | 2019 | 0 | 0 | 1
2 | 16 | 2019 | 0.14 | 0 | 0
2 | 17 | 2019 | 0.1675 | 0 | 0
2 | 18 | 2019 | 0.2 | 0 | 1
2 | 19 | 2019 | 0.1875 | 0 | 1
2 | 20 | 2019 | 0.6125 | 0 | 0
2 | 21 | 2019 | 0.0025 | 0 | 0
2 | 22 | 2019 | 0.27 | 0 | 0
2 | 23 | 2019 | 0.12 | 0 | 0
2 | 24 | 2019 | 0.48 | 0 | 0
2 | 25 | 2019 | 0 | 0 | 1
2 | 26 | 2019 | 0 | 0 | 1
2 | 27 | 2019 | 0.0375 | 0 | 1
2 | 28 | 2019 | 0.1575 | 0 | 1
3 | 1 | 2019 | 0.515 | 0 | 0
3 | 2 | 2019 | 0.1975 | 0 | 0
3 | 3 | 2019 | 0.4625 | 0 | 0
3 | 4 | 2019 | 0.005 | 0 | 1
3 | 5 | 2019 | 0 | 0 | 1
3 | 6 | 2019 | 0 | 0 | 1
3 | 7 | 2019 | 0.055 | 0 | 1
3 | 8 | 2019 | 0.24 | 0 | 1
3 | 9 | 2019 | 0.0475 | 0 | 1
3 | 10 | 2019 | 0.25 | 0 | 1

## Rainfall data_1999 to 3-2019 (hidden)
|  |  |  | DCA (Reagan Wash Nat'l Airport) | BWI | Dulles | Fort Washington
month | day | year | date | Prcp | Prcp | Prcp | Prcp | Aver Prcp | sumaveprcp | Day of Week
1 | 1 | 1999 | 1999-01-01 | 0 | 0 | 0 |  | 0 |  | 5
1 | 2 | 1999 | 1999-01-02 | 0.02 | 0.01 | 0.05 |  | 0.026667 |  | 6
1 | 3 | 1999 | 1999-01-03 | 1.14 | 1.43 | 1.37 |  | 1.3133 |  | 7
1 | 4 | 1999 | 1999-01-04 | 0 | 0 | 0 |  | 0 |  | 1
1 | 5 | 1999 | 1999-01-05 | 0 | 0 | 0 |  | 0 |  | 2
1 | 6 | 1999 | 1999-01-06 | 0 | 0 | 0 |  | 0 |  | 3
1 | 7 | 1999 | 1999-01-07 | 0 | 0 | 0 |  | 0 |  | 4
1 | 8 | 1999 | 1999-01-08 | 0.37 | 0.59 | 0.52 |  | 0.49333 |  | 5
1 | 9 | 1999 | 1999-01-09 | 0.04 | 0.14 | 0.14 |  | 0.10667 |  | 6
1 | 10 | 1999 | 1999-01-10 | 0 | 0 | 0 |  | 0 |  | 7
1 | 11 | 1999 | 1999-01-11 | 0 | 0 | 0 |  | 0 |  | 1
1 | 12 | 1999 | 1999-01-12 | 0 | 0 | 0 |  | 0 |  | 2
1 | 13 | 1999 | 1999-01-13 | 0 | 0 | 0 |  | 0 |  | 3
1 | 14 | 1999 | 1999-01-14 | 0.19 | 0.14 | 0.17 |  | 0.16667 |  | 4
1 | 15 | 1999 | 1999-01-15 | 0.75 | 0.53 | 0.47 |  | 0.58333 |  | 5
1 | 16 | 1999 | 1999-01-16 | 0 | 0 | 0 |  | 0 |  | 6
1 | 17 | 1999 | 1999-01-17 | 0 | 0 | 0.01 |  | 0.0033333 |  | 7
1 | 18 | 1999 | 1999-01-18 | 0.79 | 0.71 | 0.78 |  | 0.76 |  | 1
1 | 19 | 1999 | 1999-01-19 | 0 | 0 | 0 |  | 0 |  | 2
1 | 20 | 1999 | 1999-01-20 | 0.01 | 0 | 0.08 |  | 0.03 |  | 3
1 | 21 | 1999 | 1999-01-21 | 0.46 | 0.05 | 0.43 |  | 0.31333 |  | 4
1 | 22 | 1999 | 1999-01-22 | 0 | 0 | 0.04 |  | 0.013333 |  | 5
1 | 23 | 1999 | 1999-01-23 | 0.4 | 0.09 | 0.29 |  | 0.26 |  | 6
1 | 24 | 1999 | 1999-01-24 | 1.25 | 1.01 | 1.04 |  | 1.1 |  | 7
1 | 25 | 1999 | 1999-01-25 | 0 | 0 | 0 |  | 0 |  | 1
1 | 26 | 1999 | 1999-01-26 | 0 | 0 | 0 |  | 0 |  | 2
1 | 27 | 1999 | 1999-01-27 | 0 | 0 | 0 |  | 0 |  | 3
1 | 28 | 1999 | 1999-01-28 | 0 | 0 | 0 |  | 0 |  | 4
1 | 29 | 1999 | 1999-01-29 | 0 | 0 | 0 |  | 0 |  | 5
1 | 30 | 1999 | 1999-01-30 | 0 | 0 | 0 |  | 0 |  | 6
1 | 31 | 1999 | 1999-01-31 | 0 | 0 | 0 |  | 0 | 5.42 | 7
2 | 1 | 1999 | 1999-02-01 | 0.07 | 0.07 | 0.11 |  | 0.083333 |  | 1
2 | 2 | 1999 | 1999-02-02 | 0.41 | 0.53 | 0.41 |  | 0.45 |  | 2
2 | 3 | 1999 | 1999-02-03 | 0 | 0 | 0 |  | 0 |  | 3
2 | 4 | 1999 | 1999-02-04 | 0.04 | 0.02 | 0.02 |  | 0.026667 |  | 4
2 | 5 | 1999 | 1999-02-05 | 0 | 0 | 0 |  | 0 |  | 5
2 | 6 | 1999 | 1999-02-06 | 0.04 | 0.01 | 0.02 |  | 0.023333 |  | 6
2 | 7 | 1999 | 1999-02-07 | 0.02 | 0.04 | 0.02 |  | 0.026667 |  | 7
2 | 8 | 1999 | 1999-02-08 | 0 | 0.01 | 0 |  | 0.0033333 |  | 1
2 | 9 | 1999 | 1999-02-09 | 0 | 0 | 0 |  | 0 |  | 2
2 | 10 | 1999 | 1999-02-10 | 0 | 0 | 0 |  | 0 |  | 3
2 | 11 | 1999 | 1999-02-11 | 0 | 0 | 0 |  | 0 |  | 4
2 | 12 | 1999 | 1999-02-12 | 0.48 | 0.38 | 0.51 |  | 0.45667 |  | 5
2 | 13 | 1999 | 1999-02-13 | 0 | 0 | 0 |  | 0 |  | 6
2 | 14 | 1999 | 1999-02-14 | 0 | 0 | 0 |  | 0 |  | 7
2 | 15 | 1999 | 1999-02-15 | 0 | 0 | 0 |  | 0 |  | 1
2 | 16 | 1999 | 1999-02-16 | 0 | 0 | 0 |  | 0 |  | 2
2 | 17 | 1999 | 1999-02-17 | 0.14 | 0.2 | 0.24 |  | 0.19333 |  | 3
2 | 18 | 1999 | 1999-02-18 | 0.64 | 0.71 | 0.62 |  | 0.65667 |  | 4
2 | 19 | 1999 | 1999-02-19 | 0 | 0 | 0 |  | 0 |  | 5
2 | 20 | 1999 | 1999-02-20 | 0 | 0 | 0 |  | 0 |  | 6
2 | 21 | 1999 | 1999-02-21 | 0 | 0 | 0 |  | 0 |  | 7
2 | 22 | 1999 | 1999-02-22 | 0 | 0 | 0 |  | 0 |  | 1
2 | 23 | 1999 | 1999-02-23 | 0 | 0 | 0.01 |  | 0.0033333 |  | 2
2 | 24 | 1999 | 1999-02-24 | 0 | 0.04 | 0 |  | 0.013333 |  | 3
2 | 25 | 1999 | 1999-02-25 | 0.01 | 0 | 0.03 |  | 0.013333 |  | 4
2 | 26 | 1999 | 1999-02-26 | 0 | 0 | 0 |  | 0 |  | 5
2 | 27 | 1999 | 1999-02-27 | 0.01 | 0.01 | 0.04 |  | 0.02 |  | 6
2 | 28 | 1999 | 1999-02-28 | 0.68 | 0.63 | 0.59 |  | 0.63333 | 2.54 | 7
3 | 1 | 1999 | 1999-03-01 | 0 | 0 | 0 |  | 0 |  | 1
3 | 2 | 1999 | 1999-03-02 | 0 | 0 | 0 |  | 0 |  | 2
3 | 3 | 1999 | 1999-03-03 | 0.35 | 0.29 | 0.6 |  | 0.41333 |  | 3
3 | 4 | 1999 | 1999-03-04 | 0.09 | 0.06 | 0.03 |  | 0.06 |  | 4
3 | 5 | 1999 | 1999-03-05 | 0 | 0 | 0 |  | 0 |  | 5
3 | 6 | 1999 | 1999-03-06 | 0.13 | 0.34 | 0.23 |  | 0.23333 |  | 6
3 | 7 | 1999 | 1999-03-07 | 0 | 0 | 0 |  | 0 |  | 7
3 | 8 | 1999 | 1999-03-08 | 0 | 0 | 0 |  | 0 |  | 1
3 | 9 | 1999 | 1999-03-09 | 0.72 | 0.37 | 0.83 |  | 0.64 |  | 2
3 | 10 | 1999 | 1999-03-10 | 0 | 0.02 | 0.02 |  | 0.013333 |  | 3
3 | 11 | 1999 | 1999-03-11 | 0 | 0 | 0 |  | 0 |  | 4
3 | 12 | 1999 | 1999-03-12 | 0 | 0 | 0 |  | 0 |  | 5
3 | 13 | 1999 | 1999-03-13 | 0 | 0 | 0 |  | 0 |  | 6
3 | 14 | 1999 | 1999-03-14 | 1.04 | 0.96 | 0.99 |  | 0.99667 |  | 7
3 | 15 | 1999 | 1999-03-15 | 0.22 | 0.13 | 0.11 |  | 0.15333 |  | 1
3 | 16 | 1999 | 1999-03-16 | 0 | 0 | 0 |  | 0 |  | 2
3 | 17 | 1999 | 1999-03-17 | 0 | 0 | 0 |  | 0 |  | 3
3 | 18 | 1999 | 1999-03-18 | 0 | 0 | 0 |  | 0 |  | 4
3 | 19 | 1999 | 1999-03-19 | 0 | 0 | 0 |  | 0 |  | 5
3 | 20 | 1999 | 1999-03-20 | 0 | 0 | 0 |  | 0 |  | 6
3 | 21 | 1999 | 1999-03-21 | 1.26 | 1.11 | 0.59 |  | 0.98667 |  | 7
3 | 22 | 1999 | 1999-03-22 | 0 | 0.02 | 0 |  | 0.0066667 |  | 1
3 | 23 | 1999 | 1999-03-23 | 0.01 | 0.01 | 0 |  | 0.0066667 |  | 2
3 | 24 | 1999 | 1999-03-24 | 0.01 | 0.03 | 0.04 |  | 0.026667 |  | 3
3 | 25 | 1999 | 1999-03-25 | 0 | 0 | 0 |  | 0 |  | 4
3 | 26 | 1999 | 1999-03-26 | 0 | 0 | 0 |  | 0 |  | 5
3 | 27 | 1999 | 1999-03-27 | 0 | 0 | 0 |  | 0 |  | 6
3 | 28 | 1999 | 1999-03-28 | 0.04 | 0.12 | 0 |  | 0.053333 |  | 7
3 | 29 | 1999 | 1999-03-29 | 0 | 0 | 0 |  | 0 |  | 1
3 | 30 | 1999 | 1999-03-30 | 0 | 0 | 0 |  | 0 |  | 2
3 | 31 | 1999 | 1999-03-31 | 0 | 0 | 0 |  | 0 | 3.87 | 3
4 | 1 | 1999 | 1999-04-01 | 0.25 | 0.41 | 0.38 |  | 0.34667 |  | 4
4 | 2 | 1999 | 1999-04-02 | 0 | 0 | 0 |  | 0 |  | 5
4 | 3 | 1999 | 1999-04-03 | 0 | 0 | 0 |  | 0 |  | 6
4 | 4 | 1999 | 1999-04-04 | 0.54 | 0.53 | 0.37 |  | 0.48 |  | 7
4 | 5 | 1999 | 1999-04-05 | 0.02 | 0.02 | 0.15 |  | 0.063333 |  | 1
4 | 6 | 1999 | 1999-04-06 | 0 | 0 | 0 |  | 0 |  | 2
4 | 7 | 1999 | 1999-04-07 | 0 | 0 | 0 |  | 0 |  | 3
4 | 8 | 1999 | 1999-04-08 | 0 | 0 | 0 |  | 0 |  | 4
4 | 9 | 1999 | 1999-04-09 | 0.3 | 0.54 | 0.52 |  | 0.45333 |  | 5
4 | 10 | 1999 | 1999-04-10 | 0 | 0 | 0.01 |  | 0.0033333 |  | 6
4 | 11 | 1999 | 1999-04-11 | 0.35 | 0.37 | 0.49 |  | 0.40333 |  | 7
4 | 12 | 1999 | 1999-04-12 | 0 | 0 | 0 |  | 0 |  | 1
4 | 13 | 1999 | 1999-04-13 | 0 | 0 | 0 |  | 0 |  | 2
4 | 14 | 1999 | 1999-04-14 | 0 | 0 | 0 |  | 0 |  | 3
4 | 15 | 1999 | 1999-04-15 | 0.14 | 0.15 | 0.15 |  | 0.14667 |  | 4
4 | 16 | 1999 | 1999-04-16 | 0 | 0.01 | 0 |  | 0.0033333 |  | 5
4 | 17 | 1999 | 1999-04-17 | 0 | 0 | 0 |  | 0 |  | 6
4 | 18 | 1999 | 1999-04-18 | 0 | 0 | 0 |  | 0 |  | 7
4 | 19 | 1999 | 1999-04-19 | 0 | 0 | 0 |  | 0 |  | 1
4 | 20 | 1999 | 1999-04-20 | 0.03 | 0.01 | 0.01 |  | 0.016667 |  | 2
4 | 21 | 1999 | 1999-04-21 | 0.16 | 0.13 | 0.23 |  | 0.17333 |  | 3
4 | 22 | 1999 | 1999-04-22 | 0.02 | 0.03 | 0.03 |  | 0.026667 |  | 4
4 | 23 | 1999 | 1999-04-23 | 0.28 | 0.07 | 0.34 |  | 0.23 |  | 5
4 | 24 | 1999 | 1999-04-24 | 0 | 0 | 0 |  | 0 |  | 6
4 | 25 | 1999 | 1999-04-25 | 0 | 0 | 0 |  | 0 |  | 7
4 | 26 | 1999 | 1999-04-26 | 0 | 0 | 0 |  | 0 |  | 1
4 | 27 | 1999 | 1999-04-27 | 0 | 0 | 0 |  | 0 |  | 2
4 | 28 | 1999 | 1999-04-28 | 0 | 0 | 0 |  | 0 |  | 3
4 | 29 | 1999 | 1999-04-29 | 0 | 0 | 0 |  | 0 |  | 4
4 | 30 | 1999 | 1999-04-30 | 0 | 0 | 0 |  | 0 | 2.09 | 5
5 | 1 | 1999 | 1999-05-01 | 0 | 0 | 0 |  | 0 |  | 6
5 | 2 | 1999 | 1999-05-02 | 0 | 0 | 0 |  | 0 |  | 7
5 | 3 | 1999 | 1999-05-03 | 0 | 0.04 | 0 |  | 0.013333 |  | 1
5 | 4 | 1999 | 1999-05-04 | 0 | 0 | 0 |  | 0 |  | 2
5 | 5 | 1999 | 1999-05-05 | 0 | 0 | 0 |  | 0 |  | 3
5 | 6 | 1999 | 1999-05-06 | 0 | 0 | 0 |  | 0 |  | 4
5 | 7 | 1999 | 1999-05-07 | 0.17 | 0.03 | 0.53 |  | 0.24333 |  | 5
5 | 8 | 1999 | 1999-05-08 | 0.08 | 0.02 | 0.45 |  | 0.18333 |  | 6
5 | 9 | 1999 | 1999-05-09 | 0 | 0 | 0 |  | 0 |  | 7
5 | 10 | 1999 | 1999-05-10 | 0 | 0 | 0 |  | 0 |  | 1
5 | 11 | 1999 | 1999-05-11 | 0 | 0 | 0 |  | 0 |  | 2
5 | 12 | 1999 | 1999-05-12 | 0 | 0 | 0 |  | 0 |  | 3
5 | 13 | 1999 | 1999-05-13 | 0 | 0 | 0 |  | 0 |  | 4
5 | 14 | 1999 | 1999-05-14 | 0 | 0 | 0 |  | 0 |  | 5
5 | 15 | 1999 | 1999-05-15 | 0 | 0 | 0 |  | 0 |  | 6
5 | 16 | 1999 | 1999-05-16 | 0 | 0 | 0 |  | 0 |  | 7
5 | 17 | 1999 | 1999-05-17 | 0 | 0 | 0 |  | 0 |  | 1
5 | 18 | 1999 | 1999-05-18 | 0 | 0 | 0 |  | 0 |  | 2
5 | 19 | 1999 | 1999-05-19 | 0 | 0 | 0 |  | 0 |  | 3
5 | 20 | 1999 | 1999-05-20 | 0 | 0 | 0 |  | 0 |  | 4
5 | 21 | 1999 | 1999-05-21 | 0 | 0 | 0 |  | 0 |  | 5
5 | 22 | 1999 | 1999-05-22 | 0.68 | 0.41 | 0.45 |  | 0.51333 |  | 6
5 | 23 | 1999 | 1999-05-23 | 0.03 | 0.37 | 0.06 |  | 0.15333 |  | 7
5 | 24 | 1999 | 1999-05-24 | 0.32 | 0.86 | 0.73 |  | 0.63667 |  | 1
5 | 25 | 1999 | 1999-05-25 | 0 | 0 | 0 |  | 0 |  | 2
5 | 26 | 1999 | 1999-05-26 | 0 | 0 | 0 |  | 0 |  | 3
5 | 27 | 1999 | 1999-05-27 | 0 | 0 | 0 |  | 0 |  | 4
5 | 28 | 1999 | 1999-05-28 | 0 | 0 | 0 |  | 0 |  | 5
5 | 29 | 1999 | 1999-05-29 | 0 | 0 | 0 |  | 0 |  | 6
5 | 30 | 1999 | 1999-05-30 | 0 | 0 | 0 |  | 0 |  | 7
5 | 31 | 1999 | 1999-05-31 | 0 | 0 | 0 |  | 0 | 1.28 | 1
6 | 1 | 1999 | 1999-06-01 | 0 | 0 | 0 |  | 0 |  | 2
6 | 2 | 1999 | 1999-06-02 | 0 | 0 | 0 |  | 0 |  | 3
6 | 3 | 1999 | 1999-06-03 | 0 | 0 | 0 |  | 0 |  | 4
6 | 4 | 1999 | 1999-06-04 | 0 | 0 | 0 |  | 0 |  | 5
6 | 5 | 1999 | 1999-06-05 | 0 | 0 | 0 |  | 0 |  | 6
6 | 6 | 1999 | 1999-06-06 | 0 | 0 | 0 |  | 0 |  | 7
6 | 7 | 1999 | 1999-06-07 | 0 | 0 | 0 |  | 0 |  | 1
6 | 8 | 1999 | 1999-06-08 | 0 | 0 | 0 |  | 0 |  | 2
6 | 9 | 1999 | 1999-06-09 | 0 | 0 | 0 |  | 0 |  | 3
6 | 10 | 1999 | 1999-06-10 | 0 | 0.04 | 0 |  | 0.013333 |  | 4
6 | 11 | 1999 | 1999-06-11 | 0 | 0 | 0 |  | 0 |  | 5
6 | 12 | 1999 | 1999-06-12 | 0 | 0 | 0 |  | 0 |  | 6
6 | 13 | 1999 | 1999-06-13 | 0.07 | 0.15 | 1.23 |  | 0.48333 |  | 7
6 | 14 | 1999 | 1999-06-14 | 1.32 | 0.25 | 0.22 |  | 0.59667 |  | 1
6 | 15 | 1999 | 1999-06-15 | 0 | 0 | 0 |  | 0 |  | 2
6 | 16 | 1999 | 1999-06-16 | 0.01 | 0.04 | 0.02 |  | 0.023333 |  | 3
6 | 17 | 1999 | 1999-06-17 | 0.16 | 0.44 | 0.04 |  | 0.21333 |  | 4
6 | 18 | 1999 | 1999-06-18 | 0 | 0 | 0 |  | 0 |  | 5
6 | 19 | 1999 | 1999-06-19 | 0 | 0 | 0 |  | 0 |  | 6
6 | 20 | 1999 | 1999-06-20 | 0.51 | 0.83 | 0.8 |  | 0.71333 |  | 7
6 | 21 | 1999 | 1999-06-21 | 0.03 | 0.08 | 0.02 |  | 0.043333 |  | 1
6 | 22 | 1999 | 1999-06-22 | 0 | 0 | 0 |  | 0 |  | 2
6 | 23 | 1999 | 1999-06-23 | 0 | 0 | 0 |  | 0 |  | 3
6 | 24 | 1999 | 1999-06-24 | 0 | 0 | 0 |  | 0 |  | 4
6 | 25 | 1999 | 1999-06-25 | 0 | 0 | 0 |  | 0 |  | 5
6 | 26 | 1999 | 1999-06-26 | 0 | 0 | 0 |  | 0 |  | 6
6 | 27 | 1999 | 1999-06-27 | 0 | 0 | 0 |  | 0 |  | 7
6 | 28 | 1999 | 1999-06-28 | 0.01 | 0.01 | 0.67 |  | 0.23 |  | 1
6 | 29 | 1999 | 1999-06-29 | 0.15 | 0.2 | 0 |  | 0.11667 |  | 2
6 | 30 | 1999 | 1999-06-30 | 0 | 0 | 0 |  | 0 | 2.26 | 3
7 | 1 | 1999 | 1999-07-01 | 0.04 | 0.26 | 0.7 |  | 0.33333 |  | 4
7 | 2 | 1999 | 1999-07-02 | 0.15 | 0.02 | 0.02 |  | 0.063333 |  | 5
7 | 3 | 1999 | 1999-07-03 | 0 | 0 | 0 |  | 0 |  | 6
7 | 4 | 1999 | 1999-07-04 | 0 | 0 | 0 |  | 0 |  | 7
7 | 5 | 1999 | 1999-07-05 | 0 | 0 | 0 |  | 0 |  | 1
7 | 6 | 1999 | 1999-07-06 | 0 | 0 | 0.16 |  | 0.053333 |  | 2
7 | 7 | 1999 | 1999-07-07 | 0 | 0 | 0.21 |  | 0.07 |  | 3
7 | 8 | 1999 | 1999-07-08 | 0 | 0 | 0 |  | 0 |  | 4
7 | 9 | 1999 | 1999-07-09 | 0 | 0 | 0 |  | 0 |  | 5
7 | 10 | 1999 | 1999-07-10 | 0.05 | 0 | 0.01 |  | 0.02 |  | 6
7 | 11 | 1999 | 1999-07-11 | 0 | 0 | 0 |  | 0 |  | 7
7 | 12 | 1999 | 1999-07-12 | 0.28 | 0.17 | 0.15 |  | 0.2 |  | 1
7 | 13 | 1999 | 1999-07-13 | 0 | 0.01 | 0 |  | 0.0033333 |  | 2
7 | 14 | 1999 | 1999-07-14 | 0 | 0 | 0 |  | 0 |  | 3
7 | 15 | 1999 | 1999-07-15 | 0 | 0 | 0 |  | 0 |  | 4
7 | 16 | 1999 | 1999-07-16 | 0 | 0 | 0 |  | 0 |  | 5
7 | 17 | 1999 | 1999-07-17 | 0 | 0 | 0 |  | 0 |  | 6
7 | 18 | 1999 | 1999-07-18 | 0 | 0 | 0.15 |  | 0.05 |  | 7
7 | 19 | 1999 | 1999-07-19 | 0 | 0 | 0.01 |  | 0.0033333 |  | 1
7 | 20 | 1999 | 1999-07-20 | 0 | 0.18 | 0 |  | 0.06 |  | 2
7 | 21 | 1999 | 1999-07-21 | 0 | 0.03 | 0.03 |  | 0.02 |  | 3
7 | 22 | 1999 | 1999-07-22 | 0.26 | 1.1 | 0.05 |  | 0.47 |  | 4
7 | 23 | 1999 | 1999-07-23 | 0 | 0 | 0 |  | 0 |  | 5
7 | 24 | 1999 | 1999-07-24 | 0.19 | 0 | 0.34 |  | 0.17667 |  | 6
7 | 25 | 1999 | 1999-07-25 | 0.02 | 0.14 | 0.35 |  | 0.17 |  | 7
7 | 26 | 1999 | 1999-07-26 | 0 | 0 | 0 |  | 0 |  | 1
7 | 27 | 1999 | 1999-07-27 | 0 | 0 | 0 |  | 0 |  | 2
7 | 28 | 1999 | 1999-07-28 | 0.02 | 0.13 | 0.11 |  | 0.086667 |  | 3
7 | 29 | 1999 | 1999-07-29 | 0 | 0 | 0.02 |  | 0.0066667 |  | 4
7 | 30 | 1999 | 1999-07-30 | 0 | 0.02 | 0.25 |  | 0.09 |  | 5
7 | 31 | 1999 | 1999-07-31 | 0 | 0 | 0 |  | 0 | 1.01 | 6
8 | 1 | 1999 | 1999-08-01 | 0 | 0 | 0.01 |  | 0.0033333 |  | 7
8 | 2 | 1999 | 1999-08-02 | 0 | 0 | 0 |  | 0 |  | 1
8 | 3 | 1999 | 1999-08-03 | 0 | 0 | 0 |  | 0 |  | 2
8 | 4 | 1999 | 1999-08-04 | 0 | 0 | 0 |  | 0 |  | 3
8 | 5 | 1999 | 1999-08-05 | 0 | 0 | 0 |  | 0 |  | 4
8 | 6 | 1999 | 1999-08-06 | 0 | 0 | 0 |  | 0 |  | 5
8 | 7 | 1999 | 1999-08-07 | 0 | 0 | 0 |  | 0 |  | 6
8 | 8 | 1999 | 1999-08-08 | 0.02 | 0.04 | 0.08 |  | 0.046667 |  | 7
8 | 9 | 1999 | 1999-08-09 | 0 | 0 | 0 |  | 0 |  | 1
8 | 10 | 1999 | 1999-08-10 | 0 | 0 | 0 |  | 0 |  | 2
8 | 11 | 1999 | 1999-08-11 | 0 | 0 | 0 |  | 0 |  | 3
8 | 12 | 1999 | 1999-08-12 | 0 | 0 | 0 |  | 0 |  | 4
8 | 13 | 1999 | 1999-08-13 | 0.03 | 0.04 | 0.27 |  | 0.11333 |  | 5
8 | 14 | 1999 | 1999-08-14 | 0.33 | 0.95 | 0.12 |  | 0.46667 |  | 6
8 | 15 | 1999 | 1999-08-15 | 0 | 0 | 0 |  | 0 |  | 7
8 | 16 | 1999 | 1999-08-16 | 0 | 0 | 0 |  | 0 |  | 1
8 | 17 | 1999 | 1999-08-17 | 0 | 0 | 0 |  | 0 |  | 2
8 | 18 | 1999 | 1999-08-18 | 0 | 0 | 0 |  | 0 |  | 3
8 | 19 | 1999 | 1999-08-19 | 0 | 0 | 0.06 |  | 0.02 |  | 4
8 | 20 | 1999 | 1999-08-20 | 0.16 | 0.96 | 0.04 |  | 0.38667 |  | 5
8 | 21 | 1999 | 1999-08-21 | 0.1 | 0 | 0 |  | 0.033333 |  | 6
8 | 22 | 1999 | 1999-08-22 | 0 | 0 | 0 |  | 0 |  | 7
8 | 23 | 1999 | 1999-08-23 | 0.08 | 0 | 0.02 |  | 0.033333 |  | 1
8 | 24 | 1999 | 1999-08-24 | 0.68 | 1.43 | 0.28 |  | 0.79667 |  | 2
8 | 25 | 1999 | 1999-08-25 | 1.37 | 1.49 | 3.03 |  | 1.9633 |  | 3
8 | 26 | 1999 | 1999-08-26 | 2.03 | 1.23 | 1.35 |  | 1.5367 |  | 4
8 | 27 | 1999 | 1999-08-27 | 0.22 | 0 | 0.17 |  | 0.13 |  | 5
8 | 28 | 1999 | 1999-08-28 | 0 | 0 | 0 |  | 0 |  | 6
8 | 29 | 1999 | 1999-08-29 | 0 | 0 | 0 |  | 0 |  | 7
8 | 30 | 1999 | 1999-08-30 | 0 | 0 | 0 |  | 0 |  | 1
8 | 31 | 1999 | 1999-08-31 | 0 | 0 | 0 |  | 0 | 5.02 | 2
9 | 1 | 1999 | 1999-09-01 | 0 | 0 | 0 |  | 0 |  | 3
9 | 2 | 1999 | 1999-09-02 | 0 | 0 | 0 |  | 0 |  | 4
9 | 3 | 1999 | 1999-09-03 | 0 | 0 | 0 |  | 0 |  | 5
9 | 4 | 1999 | 1999-09-04 | 0.88 | 0.65 | 1 |  | 0.84333 |  | 6
9 | 5 | 1999 | 1999-09-05 | 0.37 | 1.69 | 0.58 |  | 0.88 |  | 7
9 | 6 | 1999 | 1999-09-06 | 1.06 | 0.18 | 0.22 |  | 0.48667 |  | 1
9 | 7 | 1999 | 1999-09-07 | 0 | 0 | 0.09 |  | 0.03 |  | 2
9 | 8 | 1999 | 1999-09-08 | 0.2 | 0.03 | 0 |  | 0.076667 |  | 3
9 | 9 | 1999 | 1999-09-09 | 0.33 | 0.8 | 1.34 |  | 0.82333 |  | 4
9 | 10 | 1999 | 1999-09-10 | 0.04 | 0.08 | 0 |  | 0.04 |  | 5
9 | 11 | 1999 | 1999-09-11 | 0 | 0 | 0 |  | 0 |  | 6
9 | 12 | 1999 | 1999-09-12 | 0 | 0 | 0 |  | 0 |  | 7
9 | 13 | 1999 | 1999-09-13 | 0 | 0 | 0 |  | 0 |  | 1
9 | 14 | 1999 | 1999-09-14 | 0 | 0 | 0 |  | 0 |  | 2
9 | 15 | 1999 | 1999-09-15 | 0.9 | 0.78 | 0.33 |  | 0.67 |  | 3
9 | 16 | 1999 | 1999-09-16 | 3.67 | 5.02 | 2.05 |  | 3.58 |  | 4
9 | 17 | 1999 | 1999-09-17 | 0 | 0 | 0 |  | 0 |  | 5
9 | 18 | 1999 | 1999-09-18 | 0 | 0 | 0 |  | 0 |  | 6
9 | 19 | 1999 | 1999-09-19 | 0 | 0 | 0 |  | 0 |  | 7
9 | 20 | 1999 | 1999-09-20 | 0.06 | 0.01 | 0.24 |  | 0.10333 |  | 1
9 | 21 | 1999 | 1999-09-21 | 0.95 | 0.99 | 1.4 |  | 1.1133 |  | 2
9 | 22 | 1999 | 1999-09-22 | 0.09 | 0.08 | 0.05 |  | 0.073333 |  | 3
9 | 23 | 1999 | 1999-09-23 | 0 | 0 | 0 |  | 0 |  | 4
9 | 24 | 1999 | 1999-09-24 | 0 | 0 | 0 |  | 0 |  | 5
9 | 25 | 1999 | 1999-09-25 | 0 | 0 | 0 |  | 0 |  | 6
9 | 26 | 1999 | 1999-09-26 | 0 | 0 | 0 |  | 0 |  | 7
9 | 27 | 1999 | 1999-09-27 | 0 | 0 | 0.29 |  | 0.096667 |  | 1
9 | 28 | 1999 | 1999-09-28 | 0.13 | 0.03 | 0.15 |  | 0.10333 |  | 2
9 | 29 | 1999 | 1999-09-29 | 0.86 | 0.27 | 1.08 |  | 0.73667 |  | 3
9 | 30 | 1999 | 1999-09-30 | 0.73 | 0.89 | 0.5 |  | 0.70667 | 10.27 | 4
10 | 1 | 1999 | 1999-10-01 | 0 | 0 | 0 |  | 0 |  | 5
10 | 2 | 1999 | 1999-10-02 | 0 | 0 | 0 |  | 0 |  | 6
10 | 3 | 1999 | 1999-10-03 | 0 | 0 | 0 |  | 0 |  | 7
10 | 4 | 1999 | 1999-10-04 | 0.52 | 0.71 | 0.81 |  | 0.68 |  | 1
10 | 5 | 1999 | 1999-10-05 | 0 | 0 | 0 |  | 0 |  | 2
10 | 6 | 1999 | 1999-10-06 | 0 | 0 | 0 |  | 0 |  | 3
10 | 7 | 1999 | 1999-10-07 | 0 | 0 | 0 |  | 0 |  | 4
10 | 8 | 1999 | 1999-10-08 | 0 | 0 | 0 |  | 0 |  | 5
10 | 9 | 1999 | 1999-10-09 | 0.02 | 0.06 | 0.05 |  | 0.043333 |  | 6
10 | 10 | 1999 | 1999-10-10 | 0.73 | 0.79 | 0.72 |  | 0.74667 |  | 7
10 | 11 | 1999 | 1999-10-11 | 0.01 | 0 | 0 |  | 0.0033333 |  | 1
10 | 12 | 1999 | 1999-10-12 | 0 | 0 | 0 |  | 0 |  | 2
10 | 13 | 1999 | 1999-10-13 | 0.04 | 0.04 | 0.06 |  | 0.046667 |  | 3
10 | 14 | 1999 | 1999-10-14 | 0 | 0 | 0 |  | 0 |  | 4
10 | 15 | 1999 | 1999-10-15 | 0 | 0 | 0 |  | 0 |  | 5
10 | 16 | 1999 | 1999-10-16 | 0 | 0 | 0 |  | 0 |  | 6
10 | 17 | 1999 | 1999-10-17 | 0.12 | 0.14 | 0.26 |  | 0.17333 |  | 7
10 | 18 | 1999 | 1999-10-18 | 0 | 0 | 0 |  | 0 |  | 1
10 | 19 | 1999 | 1999-10-19 | 0 | 0 | 0.02 |  | 0.0066667 |  | 2
10 | 20 | 1999 | 1999-10-20 | 0.54 | 0.5 | 0.48 |  | 0.50667 |  | 3
10 | 21 | 1999 | 1999-10-21 | 0 | 0 | 0 |  | 0 |  | 4
10 | 22 | 1999 | 1999-10-22 | 0.18 | 0.23 | 0.15 |  | 0.18667 |  | 5
10 | 23 | 1999 | 1999-10-23 | 0 | 0.01 | 0 |  | 0.0033333 |  | 6
10 | 24 | 1999 | 1999-10-24 | 0 | 0 | 0 |  | 0 |  | 7
10 | 25 | 1999 | 1999-10-25 | 0 | 0 | 0 |  | 0 |  | 1
10 | 26 | 1999 | 1999-10-26 | 0 | 0 | 0 |  | 0 |  | 2
10 | 27 | 1999 | 1999-10-27 | 0 | 0 | 0 |  | 0 |  | 3
10 | 28 | 1999 | 1999-10-28 | 0 | 0 | 0 |  | 0 |  | 4
10 | 29 | 1999 | 1999-10-29 | 0 | 0 | 0 |  | 0 |  | 5
10 | 30 | 1999 | 1999-10-30 | 0 | 0 | 0 |  | 0 |  | 6
10 | 31 | 1999 | 1999-10-31 | 0 | 0 | 0 |  | 0 | 2.16 | 7
11 | 1 | 1999 | 1999-11-01 | 0 | 0 | 0 |  | 0 |  | 1
11 | 2 | 1999 | 1999-11-02 | 0.26 | 0.57 | 0.82 |  | 0.55 |  | 2
11 | 3 | 1999 | 1999-11-03 | 0 | 0 | 0 |  | 0 |  | 3
11 | 4 | 1999 | 1999-11-04 | 0 | 0 | 0 |  | 0 |  | 4
11 | 5 | 1999 | 1999-11-05 | 0 | 0 | 0 |  | 0 |  | 5
11 | 6 | 1999 | 1999-11-06 | 0 | 0 | 0 |  | 0 |  | 6
11 | 7 | 1999 | 1999-11-07 | 0 | 0 | 0 |  | 0 |  | 7
11 | 8 | 1999 | 1999-11-08 | 0 | 0 | 0 |  | 0 |  | 1
11 | 9 | 1999 | 1999-11-09 | 0 | 0 | 0 |  | 0 |  | 2
11 | 10 | 1999 | 1999-11-10 | 0 | 0 | 0 |  | 0 |  | 3
11 | 11 | 1999 | 1999-11-11 | 0 | 0 | 0 |  | 0 |  | 4
11 | 12 | 1999 | 1999-11-12 | 0 | 0 | 0 |  | 0 |  | 5
11 | 13 | 1999 | 1999-11-13 | 0 | 0 | 0 |  | 0 |  | 6
11 | 14 | 1999 | 1999-11-14 | 0 | 0 | 0 |  | 0 |  | 7
11 | 15 | 1999 | 1999-11-15 | 0 | 0 | 0 |  | 0 |  | 1
11 | 16 | 1999 | 1999-11-16 | 0 | 0 | 0 |  | 0 |  | 2
11 | 17 | 1999 | 1999-11-17 | 0 | 0 | 0 |  | 0 |  | 3
11 | 18 | 1999 | 1999-11-18 | 0 | 0 | 0 |  | 0 |  | 4
11 | 19 | 1999 | 1999-11-19 | 0 | 0 | 0 |  | 0 |  | 5
11 | 20 | 1999 | 1999-11-20 | 0 | 0 | 0 |  | 0 |  | 6
11 | 21 | 1999 | 1999-11-21 | 0 | 0 | 0 |  | 0 |  | 7
11 | 22 | 1999 | 1999-11-22 | 0 | 0 | 0 |  | 0 |  | 1
11 | 23 | 1999 | 1999-11-23 | 0 | 0.05 | 0.02 |  | 0.023333 |  | 2
11 | 24 | 1999 | 1999-11-24 | 0 | 0 | 0 |  | 0 |  | 3
11 | 25 | 1999 | 1999-11-25 | 0.04 | 0.05 | 0.06 |  | 0.05 |  | 4
11 | 26 | 1999 | 1999-11-26 | 1.52 | 1.18 | 0.81 |  | 1.17 |  | 5
11 | 27 | 1999 | 1999-11-27 | 0 | 0.1 | 0.01 |  | 0.036667 |  | 6
11 | 28 | 1999 | 1999-11-28 | 0 | 0 | 0 |  | 0 |  | 7
11 | 29 | 1999 | 1999-11-29 | 0 | 0 | 0 |  | 0 |  | 1
11 | 30 | 1999 | 1999-11-30 | 0 | 0 | 0 |  | 0 | 1.82 | 2
12 | 1 | 1999 | 1999-12-01 | 0 | 0 | 0 |  | 0 |  | 3
12 | 2 | 1999 | 1999-12-02 | 0 | 0 | 0 |  | 0 |  | 4
12 | 3 | 1999 | 1999-12-03 | 0 | 0 | 0 |  | 0 |  | 5
12 | 4 | 1999 | 1999-12-04 | 0 | 0 | 0 |  | 0 |  | 6
12 | 5 | 1999 | 1999-12-05 | 0 | 0 | 0 |  | 0 |  | 7
12 | 6 | 1999 | 1999-12-06 | 0.5 | 0.48 | 0.62 |  | 0.53333 |  | 1
12 | 7 | 1999 | 1999-12-07 | 0 | 0 | 0 |  | 0 |  | 2
12 | 8 | 1999 | 1999-12-08 | 0 | 0 | 0 |  | 0 |  | 3
12 | 9 | 1999 | 1999-12-09 | 0 | 0 | 0 |  | 0 |  | 4
12 | 10 | 1999 | 1999-12-10 | 0.52 | 0.46 | 0.46 |  | 0.48 |  | 5
12 | 11 | 1999 | 1999-12-11 | 0 | 0 | 0 |  | 0 |  | 6
12 | 12 | 1999 | 1999-12-12 | 0 | 0 | 0 |  | 0 |  | 7
12 | 13 | 1999 | 1999-12-13 | 0.41 | 0.5 | 0.41 |  | 0.44 |  | 1
12 | 14 | 1999 | 1999-12-14 | 0.9 | 1.15 | 0.96 |  | 1.0033 |  | 2
12 | 15 | 1999 | 1999-12-15 | 0 | 0 | 0 |  | 0 |  | 3
12 | 16 | 1999 | 1999-12-16 | 0 | 0 | 0 |  | 0 |  | 4
12 | 17 | 1999 | 1999-12-17 | 0 | 0 | 0 |  | 0 |  | 5
12 | 18 | 1999 | 1999-12-18 | 0 | 0 | 0 |  | 0 |  | 6
12 | 19 | 1999 | 1999-12-19 | 0 | 0 | 0 |  | 0 |  | 7
12 | 20 | 1999 | 1999-12-20 | 0.1 | 0.32 | 0.18 |  | 0.2 |  | 1
12 | 21 | 1999 | 1999-12-21 | 0.03 | 0.02 | 0.01 |  | 0.02 |  | 2
12 | 22 | 1999 | 1999-12-22 | 0.03 | 0.03 | 0.03 |  | 0.03 |  | 3
12 | 23 | 1999 | 1999-12-23 | 0 | 0 | 0 |  | 0 |  | 4
12 | 24 | 1999 | 1999-12-24 | 0 | 0 | 0 |  | 0 |  | 5
12 | 25 | 1999 | 1999-12-25 | 0 | 0 | 0 |  | 0 |  | 6
12 | 26 | 1999 | 1999-12-26 | 0 | 0 | 0 |  | 0 |  | 7
12 | 27 | 1999 | 1999-12-27 | 0 | 0 | 0 |  | 0 |  | 1
12 | 28 | 1999 | 1999-12-28 | 0 | 0 | 0 |  | 0 |  | 2
12 | 29 | 1999 | 1999-12-29 | 0 | 0 | 0 |  | 0 |  | 3
12 | 30 | 1999 | 1999-12-30 | 0 | 0 | 0 |  | 0 |  | 4
12 | 31 | 1999 | 1999-12-31 | 0 | 0 | 0 |  | 0 | 2.49 | 5
1 | 1 | 2000 | 2000-01-01 | 0 | 0 | 0 |  | 0 |  | 6
1 | 2 | 2000 | 2000-01-02 | 0 | 0 | 0 |  | 0 |  | 7
1 | 3 | 2000 | 2000-01-03 | 0 | 0 | 0 |  | 0 |  | 1
1 | 4 | 2000 | 2000-01-04 | 1.22 | 1.22 | 0.3 |  | 0.91333 |  | 2
1 | 5 | 2000 | 2000-01-05 | 0 | 0 | 0 |  | 0 |  | 3
1 | 6 | 2000 | 2000-01-06 | 0 | 0 | 0 |  | 0 |  | 4
1 | 7 | 2000 | 2000-01-07 | 0 | 0 | 0 |  | 0 |  | 5
1 | 8 | 2000 | 2000-01-08 | 0 | 0 | 0 |  | 0 |  | 6
1 | 9 | 2000 | 2000-01-09 | 0 | 0 | 0.01 |  | 0.0033333 |  | 7
1 | 10 | 2000 | 2000-01-10 | 0.68 | 0.44 | 0.43 |  | 0.51667 |  | 1
1 | 11 | 2000 | 2000-01-11 | 0.01 | 0 | 0.03 |  | 0.013333 |  | 2
1 | 12 | 2000 | 2000-01-12 | 0 | 0 | 0 |  | 0 |  | 3
1 | 13 | 2000 | 2000-01-13 | 0 | 0 | 0 |  | 0 |  | 4
1 | 14 | 2000 | 2000-01-14 | 0 | 0 | 0 |  | 0 |  | 5
1 | 15 | 2000 | 2000-01-15 | 0 | 0 | 0 |  | 0 |  | 6
1 | 16 | 2000 | 2000-01-16 | 0 | 0 | 0 |  | 0 |  | 7
1 | 17 | 2000 | 2000-01-17 | 0 | 0 | 0 |  | 0 |  | 1
1 | 18 | 2000 | 2000-01-18 | 0 | 0 | 0 |  | 0 |  | 2
1 | 19 | 2000 | 2000-01-19 | 0 | 0 | 0 |  | 0 |  | 3
1 | 20 | 2000 | 2000-01-20 | 0.2 | 0.26 | 0.26 |  | 0.24 |  | 4
1 | 21 | 2000 | 2000-01-21 | 0 | 0 | 0 |  | 0 |  | 5
1 | 22 | 2000 | 2000-01-22 | 0 | 0 | 0 |  | 0 |  | 6
1 | 23 | 2000 | 2000-01-23 | 0 | 0 | 0 |  | 0 |  | 7
1 | 24 | 2000 | 2000-01-24 | 0 | 0 | 0 |  | 0 |  | 1
1 | 25 | 2000 | 2000-01-25 | 0.85 | 1.04 | 0.84 |  | 0.91 |  | 2
1 | 26 | 2000 | 2000-01-26 | 0 | 0 | 0 |  | 0 |  | 3
1 | 27 | 2000 | 2000-01-27 | 0 | 0 | 0 |  | 0 |  | 4
1 | 28 | 2000 | 2000-01-28 | 0 | 0 | 0 |  | 0 |  | 5
1 | 29 | 2000 | 2000-01-29 | 0 | 0 | 0 |  | 0 |  | 6
1 | 30 | 2000 | 2000-01-30 | 0.7 | 0.68 | 0.63 |  | 0.67 |  | 7
1 | 31 | 2000 | 2000-01-31 | 0 | 0 | 0 |  | 0 | 3.66 | 1
2 | 1 | 2000 | 2000-02-01 | 0 | 0 | 0 |  | 0 |  | 2
2 | 2 | 2000 | 2000-02-02 | 0 | 0 | 0 |  | 0 |  | 3
2 | 3 | 2000 | 2000-02-03 | 0 | 0 | 0 |  | 0 |  | 4
2 | 4 | 2000 | 2000-02-04 | 0.03 | 0.02 | 0.02 |  | 0.023333 |  | 5
2 | 5 | 2000 | 2000-02-05 | 0 | 0 | 0 |  | 0 |  | 6
2 | 6 | 2000 | 2000-02-06 | 0 | 0 | 0 |  | 0 |  | 7
2 | 7 | 2000 | 2000-02-07 | 0 | 0 | 0 |  | 0 |  | 1
2 | 8 | 2000 | 2000-02-08 | 0 | 0 | 0 |  | 0 |  | 2
2 | 9 | 2000 | 2000-02-09 | 0 | 0 | 0 |  | 0 |  | 3
2 | 10 | 2000 | 2000-02-10 | 0 | 0 | 0 |  | 0 |  | 4
2 | 11 | 2000 | 2000-02-11 | 0.01 | 0 | 0.01 |  | 0.0066667 |  | 5
2 | 12 | 2000 | 2000-02-12 | 0 | 0 | 0 |  | 0 |  | 6
2 | 13 | 2000 | 2000-02-13 | 0.06 | 0.05 | 0 |  | 0.036667 |  | 7
2 | 14 | 2000 | 2000-02-14 | 0.4 | 0.09 | 0.08 |  | 0.19 |  | 1
2 | 15 | 2000 | 2000-02-15 | 0 | 0 | 0 |  | 0 |  | 2
2 | 16 | 2000 | 2000-02-16 | 0.01 | 0 | 0 |  | 0.0033333 |  | 3
2 | 17 | 2000 | 2000-02-17 | 0 | 0 | 0 |  | 0 |  | 4
2 | 18 | 2000 | 2000-02-18 | 0.58 | 0.86 | 0.82 |  | 0.75333 |  | 5
2 | 19 | 2000 | 2000-02-19 | 0.19 | 0.21 | 0.26 |  | 0.22 |  | 6
2 | 20 | 2000 | 2000-02-20 | 0 | 0 | 0 |  | 0 |  | 7
2 | 21 | 2000 | 2000-02-21 | 0 | 0 | 0 |  | 0 |  | 1
2 | 22 | 2000 | 2000-02-22 | 0 | 0 | 0 |  | 0 |  | 2
2 | 23 | 2000 | 2000-02-23 | 0 | 0 | 0 |  | 0 |  | 3
2 | 24 | 2000 | 2000-02-24 | 0 | 0 | 0 |  | 0 |  | 4
2 | 25 | 2000 | 2000-02-25 | 0 | 0 | 0 |  | 0 |  | 5
2 | 26 | 2000 | 2000-02-26 | 0 | 0 | 0 |  | 0 |  | 6
2 | 27 | 2000 | 2000-02-27 | 0.64 | 0.62 | 0.6 |  | 0.62 |  | 7
2 | 28 | 2000 | 2000-02-28 | 0.14 | 0.16 | 0.13 |  | 0.14333 |  | 1
2 | 29 | 2000 | 2000-02-29 | 0 | 0 | 0 |  | 0 | 2.06 | 2
3 | 1 | 2000 | 2000-03-01 | 0 | 0 | 0.02 |  | 0.0066667 |  | 3
3 | 2 | 2000 | 2000-03-02 | 0 | 0 | 0 |  | 0 |  | 4
3 | 3 | 2000 | 2000-03-03 | 0 | 0 | 0 |  | 0 |  | 5
3 | 4 | 2000 | 2000-03-04 | 0 | 0 | 0 |  | 0 |  | 6
3 | 5 | 2000 | 2000-03-05 | 0 | 0 | 0 |  | 0 |  | 7
3 | 6 | 2000 | 2000-03-06 | 0 | 0 | 0 |  | 0 |  | 1
3 | 7 | 2000 | 2000-03-07 | 0 | 0 | 0 |  | 0 |  | 2
3 | 8 | 2000 | 2000-03-08 | 0 | 0 | 0 |  | 0 |  | 3
3 | 9 | 2000 | 2000-03-09 | 0 | 0 | 0 |  | 0 |  | 4
3 | 10 | 2000 | 2000-03-10 | 0 | 0 | 0 |  | 0 |  | 5
3 | 11 | 2000 | 2000-03-11 | 0.06 | 0.25 | 0.41 |  | 0.24 |  | 6
3 | 12 | 2000 | 2000-03-12 | 0.18 | 0.13 | 0.08 |  | 0.13 |  | 7
3 | 13 | 2000 | 2000-03-13 | 0 | 0 | 0 |  | 0 |  | 1
3 | 14 | 2000 | 2000-03-14 | 0 | 0 | 0 |  | 0 |  | 2
3 | 15 | 2000 | 2000-03-15 | 0 | 0 | 0 |  | 0 |  | 3
3 | 16 | 2000 | 2000-03-16 | 0.3 | 0.47 | 0.3 |  | 0.35667 |  | 4
3 | 17 | 2000 | 2000-03-17 | 0.09 | 0.1 | 0.12 |  | 0.10333 |  | 5
3 | 18 | 2000 | 2000-03-18 | 0 | 0 | 0 |  | 0 |  | 6
3 | 19 | 2000 | 2000-03-19 | 0 | 0 | 0 |  | 0 |  | 7
3 | 20 | 2000 | 2000-03-20 | 0.01 | 0.08 | 0.02 |  | 0.036667 |  | 1
3 | 21 | 2000 | 2000-03-21 | 1.82 | 1.77 | 1.29 |  | 1.6267 |  | 2
3 | 22 | 2000 | 2000-03-22 | 0.16 | 0.29 | 0.31 |  | 0.25333 |  | 3
3 | 23 | 2000 | 2000-03-23 | 0 | 0 | 0 |  | 0 |  | 4
3 | 24 | 2000 | 2000-03-24 | 0 | 0 | 0 |  | 0 |  | 5
3 | 25 | 2000 | 2000-03-25 | 0.42 | 0.07 | 0.17 |  | 0.22 |  | 6
3 | 26 | 2000 | 2000-03-26 | 0 | 0 | 0 |  | 0 |  | 7
3 | 27 | 2000 | 2000-03-27 | 0.89 | 0.95 | 0.52 |  | 0.78667 |  | 1
3 | 28 | 2000 | 2000-03-28 | 0.05 | 0.24 | 0.11 |  | 0.13333 |  | 2
3 | 29 | 2000 | 2000-03-29 | 0 | 0 | 0 |  | 0 |  | 3
3 | 30 | 2000 | 2000-03-30 | 0 | 0 | 0 |  | 0 |  | 4
3 | 31 | 2000 | 2000-03-31 | 0 | 0 | 0 |  | 0 | 3.98 | 5
4 | 1 | 2000 | 2000-04-01 | 0 | 0 | 0 |  | 0 |  | 6
4 | 2 | 2000 | 2000-04-02 | 0.04 | 0.03 | 0.07 |  | 0.046667 |  | 7
4 | 3 | 2000 | 2000-04-03 | 0.15 | 0.18 | 0.16 |  | 0.16333 |  | 1
4 | 4 | 2000 | 2000-04-04 | 0.3 | 0.17 | 0.29 |  | 0.25333 |  | 2
4 | 5 | 2000 | 2000-04-05 | 0 | 0 | 0 |  | 0 |  | 3
4 | 6 | 2000 | 2000-04-06 | 0 | 0 | 0 |  | 0 |  | 4
4 | 7 | 2000 | 2000-04-07 | 0 | 0 | 0 |  | 0 |  | 5
4 | 8 | 2000 | 2000-04-08 | 0.83 | 0.9 | 1.15 |  | 0.96 |  | 6
4 | 9 | 2000 | 2000-04-09 | 0.05 | 0.1 | 0.02 |  | 0.056667 |  | 7
4 | 10 | 2000 | 2000-04-10 | 0 | 0 | 0 |  | 0 |  | 1
4 | 11 | 2000 | 2000-04-11 | 0.03 | 0.03 | 0.03 |  | 0.03 |  | 2
4 | 12 | 2000 | 2000-04-12 | 0.01 | 0.01 | 0.01 |  | 0.01 |  | 3
4 | 13 | 2000 | 2000-04-13 | 0 | 0 | 0 |  | 0 |  | 4
4 | 14 | 2000 | 2000-04-14 | 0 | 0 | 0 |  | 0 |  | 5
4 | 15 | 2000 | 2000-04-15 | 0.18 | 0.13 | 0.11 |  | 0.14 |  | 6
4 | 16 | 2000 | 2000-04-16 | 0 | 0.03 | 0.05 |  | 0.026667 |  | 7
4 | 17 | 2000 | 2000-04-17 | 1.44 | 1.51 | 1.44 |  | 1.4633 |  | 1
4 | 18 | 2000 | 2000-04-18 | 0.24 | 0.51 | 0.35 |  | 0.36667 |  | 2
4 | 19 | 2000 | 2000-04-19 | 0 | 0 | 0 |  | 0 |  | 3
4 | 20 | 2000 | 2000-04-20 | 0 | 0 | 0 |  | 0 |  | 4
4 | 21 | 2000 | 2000-04-21 | 0.85 | 0.74 | 0.45 |  | 0.68 |  | 5
4 | 22 | 2000 | 2000-04-22 | 0.01 | 0.02 | 0.03 |  | 0.02 |  | 6
4 | 23 | 2000 | 2000-04-23 | 0 | 0 | 0 |  | 0 |  | 7
4 | 24 | 2000 | 2000-04-24 | 0 | 0 | 0 |  | 0 |  | 1
4 | 25 | 2000 | 2000-04-25 | 1 | 0.66 | 0.2 |  | 0.62 |  | 2
4 | 26 | 2000 | 2000-04-26 | 0 | 0 | 0 |  | 0 |  | 3
4 | 27 | 2000 | 2000-04-27 | 0 | 0.04 | 0 |  | 0.013333 |  | 4
4 | 28 | 2000 | 2000-04-28 | 0 | 0 | 0 |  | 0 |  | 5
4 | 29 | 2000 | 2000-04-29 | 0 | 0 | 0 |  | 0 |  | 6
4 | 30 | 2000 | 2000-04-30 | 0 | 0 | 0 |  | 0 | 5.13 | 7
5 | 1 | 2000 | 2000-05-01 | 0 | 0 | 0 |  | 0 |  | 1
5 | 2 | 2000 | 2000-05-02 | 0.03 | 0.03 | 0.05 |  | 0.036667 |  | 2
5 | 3 | 2000 | 2000-05-03 | 0 | 0 | 0 |  | 0 |  | 3
5 | 4 | 2000 | 2000-05-04 | 0 | 0 | 0 |  | 0 |  | 4
5 | 5 | 2000 | 2000-05-05 | 0 | 0 | 0 |  | 0 |  | 5
5 | 6 | 2000 | 2000-05-06 | 0 | 0 | 0 |  | 0 |  | 6
5 | 7 | 2000 | 2000-05-07 | 0 | 0 | 0 |  | 0 |  | 7
5 | 8 | 2000 | 2000-05-08 | 0 | 0 | 0.01 |  | 0.0033333 |  | 1
5 | 9 | 2000 | 2000-05-09 | 0 | 0 | 0 |  | 0 |  | 2
5 | 10 | 2000 | 2000-05-10 | 0.39 | 0.13 | 0.67 |  | 0.39667 |  | 3
5 | 11 | 2000 | 2000-05-11 | 0 | 0 | 0 |  | 0 |  | 4
5 | 12 | 2000 | 2000-05-12 | 0 | 0 | 0 |  | 0 |  | 5
5 | 13 | 2000 | 2000-05-13 | 0.61 | 0.66 | 0.04 |  | 0.43667 |  | 6
5 | 14 | 2000 | 2000-05-14 | 0 | 0 | 0 |  | 0 |  | 7
5 | 15 | 2000 | 2000-05-15 | 0 | 0 | 0 |  | 0 |  | 1
5 | 16 | 2000 | 2000-05-16 | 0 | 0 | 0 |  | 0 |  | 2
5 | 17 | 2000 | 2000-05-17 | 0 | 0.03 | 0 |  | 0.01 |  | 3
5 | 18 | 2000 | 2000-05-18 | 0 | 0 | 0 |  | 0 |  | 4
5 | 19 | 2000 | 2000-05-19 | 0.36 | 0.29 | 0.37 |  | 0.34 |  | 5
5 | 20 | 2000 | 2000-05-20 | 0 | 0.03 | 0.03 |  | 0.02 |  | 6
5 | 21 | 2000 | 2000-05-21 | 0.11 | 0.19 | 0.26 |  | 0.18667 |  | 7
5 | 22 | 2000 | 2000-05-22 | 0.81 | 0.58 | 0.82 |  | 0.73667 |  | 1
5 | 23 | 2000 | 2000-05-23 | 0.02 | 0 | 0.07 |  | 0.03 |  | 2
5 | 24 | 2000 | 2000-05-24 | 0.37 | 0.08 | 0.02 |  | 0.15667 |  | 3
5 | 25 | 2000 | 2000-05-25 | 0 | 0 | 0 |  | 0 |  | 4
5 | 26 | 2000 | 2000-05-26 | 0 | 0 | 0 |  | 0 |  | 5
5 | 27 | 2000 | 2000-05-27 | 0.11 | 0.13 | 0.13 |  | 0.12333 |  | 6
5 | 28 | 2000 | 2000-05-28 | 0.27 | 0.67 | 0.1 |  | 0.34667 |  | 7
5 | 29 | 2000 | 2000-05-29 | 0 | 0 | 0 |  | 0 |  | 1
5 | 30 | 2000 | 2000-05-30 | 0 | 0 | 0 |  | 0 |  | 2
5 | 31 | 2000 | 2000-05-31 | 0 | 0 | 0 |  | 0 | 3.08 | 3
6 | 1 | 2000 | 2000-06-01 | 0 | 0 | 0 |  | 0 |  | 4
6 | 2 | 2000 | 2000-06-02 | 0.78 | 0.22 | 0.22 |  | 0.40667 |  | 5
6 | 3 | 2000 | 2000-06-03 | 0 | 0 | 0 |  | 0 |  | 6
6 | 4 | 2000 | 2000-06-04 | 0 | 0 | 0 |  | 0 |  | 7
6 | 5 | 2000 | 2000-06-05 | 0.07 | 0.13 | 0.01 |  | 0.07 |  | 1
6 | 6 | 2000 | 2000-06-06 | 0.38 | 0.39 | 0.36 |  | 0.37667 |  | 2
6 | 7 | 2000 | 2000-06-07 | 0 | 0 | 0 |  | 0 |  | 3
6 | 8 | 2000 | 2000-06-08 | 0 | 0 | 0 |  | 0 |  | 4
6 | 9 | 2000 | 2000-06-09 | 0 | 0 | 0 |  | 0 |  | 5
6 | 10 | 2000 | 2000-06-10 | 0 | 0 | 0 |  | 0 |  | 6
6 | 11 | 2000 | 2000-06-11 | 0 | 0 | 0 |  | 0 |  | 7
6 | 12 | 2000 | 2000-06-12 | 0.34 | 0 | 0.06 |  | 0.13333 |  | 1
6 | 13 | 2000 | 2000-06-13 | 0.01 | 0.24 | 0.02 |  | 0.09 |  | 2
6 | 14 | 2000 | 2000-06-14 | 0.01 | 0.01 | 0.05 |  | 0.023333 |  | 3
6 | 15 | 2000 | 2000-06-15 | 0.64 | 0.74 | 0.87 |  | 0.75 |  | 4
6 | 16 | 2000 | 2000-06-16 | 0 | 0 | 0 |  | 0 |  | 5
6 | 17 | 2000 | 2000-06-17 | 0.66 | 0.03 | 0.68 |  | 0.45667 |  | 6
6 | 18 | 2000 | 2000-06-18 | 0.13 | 1.63 | 0.04 |  | 0.6 |  | 7
6 | 19 | 2000 | 2000-06-19 | 0.01 | 0.02 | 0.01 |  | 0.013333 |  | 1
6 | 20 | 2000 | 2000-06-20 | 0 | 0 | 0 |  | 0 |  | 2
6 | 21 | 2000 | 2000-06-21 | 1.07 | 0.34 | 0.63 |  | 0.68 |  | 3
6 | 22 | 2000 | 2000-06-22 | 0.08 | 0.08 | 0.04 |  | 0.066667 |  | 4
6 | 23 | 2000 | 2000-06-23 | 0 | 0 | 0 |  | 0 |  | 5
6 | 24 | 2000 | 2000-06-24 | 0 | 0 | 0 |  | 0 |  | 6
6 | 25 | 2000 | 2000-06-25 | 0.48 | 0.04 | 0.49 |  | 0.33667 |  | 7
6 | 26 | 2000 | 2000-06-26 | 0.05 | 1.01 | 0.06 |  | 0.37333 |  | 1
6 | 27 | 2000 | 2000-06-27 | 0.11 | 0.38 | 0.3 |  | 0.26333 |  | 2
6 | 28 | 2000 | 2000-06-28 | 0.09 | 0.07 | 0.16 |  | 0.10667 |  | 3
6 | 29 | 2000 | 2000-06-29 | 0.02 | 0.21 | 0.02 |  | 0.083333 |  | 4
6 | 30 | 2000 | 2000-06-30 | 0 | 0 | 0 |  | 0 | 4.93 | 5
7 | 1 | 2000 | 2000-07-01 | 0 | 0 | 0 |  | 0 |  | 6
7 | 2 | 2000 | 2000-07-02 | 0 | 0 | 0 |  | 0 |  | 7
7 | 3 | 2000 | 2000-07-03 | 0.62 | 0.54 | 0.36 |  | 0.50667 |  | 1
7 | 4 | 2000 | 2000-07-04 | 0.03 | 0.04 | 0 |  | 0.023333 |  | 2
7 | 5 | 2000 | 2000-07-05 | 0 | 0 | 0 |  | 0 |  | 3
7 | 6 | 2000 | 2000-07-06 | 0 | 0 | 0 |  | 0 |  | 4
7 | 7 | 2000 | 2000-07-07 | 0 | 0.01 | 0 |  | 0.0033333 |  | 5
7 | 8 | 2000 | 2000-07-08 | 0 | 0 | 0 |  | 0 |  | 6
7 | 9 | 2000 | 2000-07-09 | 0 | 0 | 0 |  | 0 |  | 7
7 | 10 | 2000 | 2000-07-10 | 0.09 | 0.07 | 0.11 |  | 0.09 |  | 1
7 | 11 | 2000 | 2000-07-11 | 0 | 0 | 0 |  | 0 |  | 2
7 | 12 | 2000 | 2000-07-12 | 0 | 0 | 0 |  | 0 |  | 3
7 | 13 | 2000 | 2000-07-13 | 0 | 0.15 | 0 |  | 0.05 |  | 4
7 | 14 | 2000 | 2000-07-14 | 1.32 | 0.75 | 1.05 |  | 1.04 |  | 5
7 | 15 | 2000 | 2000-07-15 | 0.07 | 0.26 | 0 |  | 0.11 |  | 6
7 | 16 | 2000 | 2000-07-16 | 0.49 | 0 | 0.01 |  | 0.16667 |  | 7
7 | 17 | 2000 | 2000-07-17 | 0 | 0 | 0.01 |  | 0.0033333 |  | 1
7 | 18 | 2000 | 2000-07-18 | 0 | 0 | 0 |  | 0 |  | 2
7 | 19 | 2000 | 2000-07-19 | 0.52 | 0.66 | 0.57 |  | 0.58333 |  | 3
7 | 20 | 2000 | 2000-07-20 | 0.07 | 0.02 | 0.01 |  | 0.033333 |  | 4
7 | 21 | 2000 | 2000-07-21 | 0 | 0.1 | 0 |  | 0.033333 |  | 5
7 | 22 | 2000 | 2000-07-22 | 0 | 0 | 0.03 |  | 0.01 |  | 6
7 | 23 | 2000 | 2000-07-23 | 0 | 0 | 0 |  | 0 |  | 7
7 | 24 | 2000 | 2000-07-24 | 0.34 | 0.15 | 0.24 |  | 0.24333 |  | 1
7 | 25 | 2000 | 2000-07-25 | 0 | 0 | 0 |  | 0 |  | 2
7 | 26 | 2000 | 2000-07-26 | 0.65 | 1.74 | 0.2 |  | 0.86333 |  | 3
7 | 27 | 2000 | 2000-07-27 | 0.01 | 0.05 | 0 |  | 0.02 |  | 4
7 | 28 | 2000 | 2000-07-28 | 0.75 | 0.55 | 1.65 |  | 0.98333 |  | 5
7 | 29 | 2000 | 2000-07-29 | 0 | 0 | 0 |  | 0 |  | 6
7 | 30 | 2000 | 2000-07-30 | 0.53 | 0.38 | 0.03 |  | 0.31333 |  | 7
7 | 31 | 2000 | 2000-07-31 | 0.02 | 0.17 | 0.01 |  | 0.066667 | 5.51 | 1
8 | 1 | 2000 | 2000-08-01 | 0.17 | 0.08 | 0.9 |  | 0.38333 |  | 2
8 | 2 | 2000 | 2000-08-02 | 0 | 0.03 | 0 |  | 0.01 |  | 3
8 | 3 | 2000 | 2000-08-03 | 0.35 | 0.07 | 0.13 |  | 0.18333 |  | 4
8 | 4 | 2000 | 2000-08-04 | 0.28 | 0.18 | 0.12 |  | 0.19333 |  | 5
8 | 5 | 2000 | 2000-08-05 | 0 | 0 | 0 |  | 0 |  | 6
8 | 6 | 2000 | 2000-08-06 | 0.75 | 0.24 | 1.13 |  | 0.70667 |  | 7
8 | 7 | 2000 | 2000-08-07 | 0.61 | 0.26 | 2.33 |  | 1.0667 |  | 1
8 | 8 | 2000 | 2000-08-08 | 0 | 0 | 0 |  | 0 |  | 2
8 | 9 | 2000 | 2000-08-09 | 0.07 | 0.16 | 0.36 |  | 0.19667 |  | 3
8 | 10 | 2000 | 2000-08-10 | 0 | 0 | 0.01 |  | 0.0033333 |  | 4
8 | 11 | 2000 | 2000-08-11 | 0 | 0 | 0 |  | 0 |  | 5
8 | 12 | 2000 | 2000-08-12 | 0 | 0 | 0 |  | 0 |  | 6
8 | 13 | 2000 | 2000-08-13 | 0.06 | 0.01 | 0.14 |  | 0.07 |  | 7
8 | 14 | 2000 | 2000-08-14 | 0.05 | 0.07 | 0 |  | 0.04 |  | 1
8 | 15 | 2000 | 2000-08-15 | 0.02 | 0 | 0 |  | 0.0066667 |  | 2
8 | 16 | 2000 | 2000-08-16 | 0 | 0 | 0 |  | 0 |  | 3
8 | 17 | 2000 | 2000-08-17 | 0 | 0 | 0 |  | 0 |  | 4
8 | 18 | 2000 | 2000-08-18 | 0.08 | 0.28 | 0.16 |  | 0.17333 |  | 5
8 | 19 | 2000 | 2000-08-19 | 0 | 0 | 0 |  | 0 |  | 6
8 | 20 | 2000 | 2000-08-20 | 0 | 0 | 0.01 |  | 0.0033333 |  | 7
8 | 21 | 2000 | 2000-08-21 | 0 | 0 | 0 |  | 0 |  | 1
8 | 22 | 2000 | 2000-08-22 | 0 | 0 | 0 |  | 0 |  | 2
8 | 23 | 2000 | 2000-08-23 | 0 | 0 | 0 |  | 0 |  | 3
8 | 24 | 2000 | 2000-08-24 | 0 | 0 | 0.01 |  | 0.0033333 |  | 4
8 | 25 | 2000 | 2000-08-25 | 0 | 0 | 0.01 |  | 0.0033333 |  | 5
8 | 26 | 2000 | 2000-08-26 | 0 | 0 | 0 |  | 0 |  | 6
8 | 27 | 2000 | 2000-08-27 | 0.28 | 0.57 | 0.19 |  | 0.34667 |  | 7
8 | 28 | 2000 | 2000-08-28 | 0 | 0.04 | 0 |  | 0.013333 |  | 1
8 | 29 | 2000 | 2000-08-29 | 0.4 | 0.34 | 0.21 |  | 0.31667 |  | 2
8 | 30 | 2000 | 2000-08-30 | 0.02 | 0.34 | 0 |  | 0.12 |  | 3
8 | 31 | 2000 | 2000-08-31 | 0.63 | 0.51 | 0.21 |  | 0.45 | 3.77 | 4
9 | 1 | 2000 | 2000-09-01 | 0.06 | 0 | 0.17 |  | 0.076667 |  | 5
9 | 2 | 2000 | 2000-09-02 | 1.65 | 1.83 | 0.01 |  | 1.1633 |  | 6
9 | 3 | 2000 | 2000-09-03 | 0.1 | 0.39 | 0.09 |  | 0.19333 |  | 7
9 | 4 | 2000 | 2000-09-04 | 0.08 | 0 | 0.1 |  | 0.06 |  | 1
9 | 5 | 2000 | 2000-09-05 | 0 | 0 | 0 |  | 0 |  | 2
9 | 6 | 2000 | 2000-09-06 | 0 | 0 | 0 |  | 0 |  | 3
9 | 7 | 2000 | 2000-09-07 | 0 | 0 | 0 |  | 0 |  | 4
9 | 8 | 2000 | 2000-09-08 | 0 | 0 | 0 |  | 0 |  | 5
9 | 9 | 2000 | 2000-09-09 | 0 | 0 | 0 |  | 0 |  | 6
9 | 10 | 2000 | 2000-09-10 | 0 | 0 | 0 |  | 0 |  | 7
9 | 11 | 2000 | 2000-09-11 | 0 | 0 | 0 |  | 0 |  | 1
9 | 12 | 2000 | 2000-09-12 | 0 | 0 | 0 |  | 0 |  | 2
9 | 13 | 2000 | 2000-09-13 | 0 | 0 | 0 |  | 0 |  | 3
9 | 14 | 2000 | 2000-09-14 | 0.02 | 0 | 0 |  | 0.0066667 |  | 4
9 | 15 | 2000 | 2000-09-15 | 0.01 | 0 | 0 |  | 0.0033333 |  | 5
9 | 16 | 2000 | 2000-09-16 | 0 | 0.04 | 0 |  | 0.013333 |  | 6
9 | 17 | 2000 | 2000-09-17 | 0 | 0 | 0 |  | 0 |  | 7
9 | 18 | 2000 | 2000-09-18 | 0 | 0 | 0 |  | 0 |  | 1
9 | 19 | 2000 | 2000-09-19 | 0.85 | 0.72 | 1.26 |  | 0.94333 |  | 2
9 | 20 | 2000 | 2000-09-20 | 0 | 0 | 0 |  | 0 |  | 3
9 | 21 | 2000 | 2000-09-21 | 0 | 0 | 0 |  | 0 |  | 4
9 | 22 | 2000 | 2000-09-22 | 0 | 0 | 0 |  | 0 |  | 5
9 | 23 | 2000 | 2000-09-23 | 0 | 0.02 | 0 |  | 0.0066667 |  | 6
9 | 24 | 2000 | 2000-09-24 | 0 | 0 | 0 |  | 0 |  | 7
9 | 25 | 2000 | 2000-09-25 | 1.86 | 2.14 | 2.3 |  | 2.1 |  | 1
9 | 26 | 2000 | 2000-09-26 | 0.28 | 0.41 | 0.27 |  | 0.32 |  | 2
9 | 27 | 2000 | 2000-09-27 | 0 | 0 | 0 |  | 0 |  | 3
9 | 28 | 2000 | 2000-09-28 | 0 | 0 | 0 |  | 0 |  | 4
9 | 29 | 2000 | 2000-09-29 | 0 | 0 | 0 |  | 0 |  | 5
9 | 30 | 2000 | 2000-09-30 | 0 | 0 | 0 |  | 0 | 4.91 | 6
10 | 1 | 2000 | 2000-10-01 | 0 | 0 | 0 |  | 0 |  | 7
10 | 2 | 2000 | 2000-10-02 | 0 | 0 | 0 |  | 0 |  | 1
10 | 3 | 2000 | 2000-10-03 | 0 | 0 | 0 |  | 0 |  | 2
10 | 4 | 2000 | 2000-10-04 | 0 | 0 | 0 |  | 0 |  | 3
10 | 5 | 2000 | 2000-10-05 | 0 | 0.01 | 0 |  | 0.0033333 |  | 4
10 | 6 | 2000 | 2000-10-06 | 0 | 0 | 0 |  | 0 |  | 5
10 | 7 | 2000 | 2000-10-07 | 0 | 0 | 0 |  | 0 |  | 6
10 | 8 | 2000 | 2000-10-08 | 0 | 0 | 0 |  | 0 |  | 7
10 | 9 | 2000 | 2000-10-09 | 0.01 | 0.01 | 0 |  | 0.0066667 |  | 1
10 | 10 | 2000 | 2000-10-10 | 0 | 0 | 0 |  | 0 |  | 2
10 | 11 | 2000 | 2000-10-11 | 0 | 0 | 0 |  | 0 |  | 3
10 | 12 | 2000 | 2000-10-12 | 0 | 0 | 0 |  | 0 |  | 4
10 | 13 | 2000 | 2000-10-13 | 0 | 0 | 0 |  | 0 |  | 5
10 | 14 | 2000 | 2000-10-14 | 0 | 0 | 0 |  | 0 |  | 6
10 | 15 | 2000 | 2000-10-15 | 0 | 0 | 0 |  | 0 |  | 7
10 | 16 | 2000 | 2000-10-16 | 0 | 0 | 0 |  | 0 |  | 1
10 | 17 | 2000 | 2000-10-17 | 0 | 0 | 0.01 |  | 0.0033333 |  | 2
10 | 18 | 2000 | 2000-10-18 | 0.01 | 0.06 | 0.05 |  | 0.04 |  | 3
10 | 19 | 2000 | 2000-10-19 | 0 | 0 | 0 |  | 0 |  | 4
10 | 20 | 2000 | 2000-10-20 | 0 | 0 | 0 |  | 0 |  | 5
10 | 21 | 2000 | 2000-10-21 | 0 | 0 | 0 |  | 0 |  | 6
10 | 22 | 2000 | 2000-10-22 | 0 | 0 | 0 |  | 0 |  | 7
10 | 23 | 2000 | 2000-10-23 | 0 | 0 | 0 |  | 0 |  | 1
10 | 24 | 2000 | 2000-10-24 | 0 | 0 | 0 |  | 0 |  | 2
10 | 25 | 2000 | 2000-10-25 | 0 | 0 | 0 |  | 0 |  | 3
10 | 26 | 2000 | 2000-10-26 | 0 | 0 | 0 |  | 0 |  | 4
10 | 27 | 2000 | 2000-10-27 | 0 | 0 | 0 |  | 0 |  | 5
10 | 28 | 2000 | 2000-10-28 | 0 | 0 | 0 |  | 0 |  | 6
10 | 29 | 2000 | 2000-10-29 | 0 | 0 | 0 |  | 0 |  | 7
10 | 30 | 2000 | 2000-10-30 | 0 | 0 | 0 |  | 0 |  | 1
10 | 31 | 2000 | 2000-10-31 | 0 | 0 | 0 |  | 0 | 0.02 | 2
11 | 1 | 2000 | 2000-11-01 | 0 | 0 | 0 |  | 0 |  | 3
11 | 2 | 2000 | 2000-11-02 | 0 | 0 | 0 |  | 0 |  | 4
11 | 3 | 2000 | 2000-11-03 | 0 | 0 | 0 |  | 0 |  | 5
11 | 4 | 2000 | 2000-11-04 | 0 | 0 | 0 |  | 0 |  | 6
11 | 5 | 2000 | 2000-11-05 | 0 | 0 | 0 |  | 0 |  | 7
11 | 6 | 2000 | 2000-11-06 | 0 | 0 | 0 |  | 0 |  | 1
11 | 7 | 2000 | 2000-11-07 | 0 | 0 | 0 |  | 0 |  | 2
11 | 8 | 2000 | 2000-11-08 | 0 | 0 | 0 |  | 0 |  | 3
11 | 9 | 2000 | 2000-11-09 | 0.09 | 0.18 | 0.07 |  | 0.11333 |  | 4
11 | 10 | 2000 | 2000-11-10 | 0.36 | 0.36 | 0.43 |  | 0.38333 |  | 5
11 | 11 | 2000 | 2000-11-11 | 0 | 0 | 0 |  | 0 |  | 6
11 | 12 | 2000 | 2000-11-12 | 0 | 0 | 0 |  | 0 |  | 7
11 | 13 | 2000 | 2000-11-13 | 0 | 0 | 0 |  | 0 |  | 1
11 | 14 | 2000 | 2000-11-14 | 0.26 | 0.32 | 0.16 |  | 0.24667 |  | 2
11 | 15 | 2000 | 2000-11-15 | 0 | 0 | 0 |  | 0 |  | 3
11 | 16 | 2000 | 2000-11-16 | 0.01 | 0 | 0 |  | 0.0033333 |  | 4
11 | 17 | 2000 | 2000-11-17 | 0 | 0 | 0 |  | 0 |  | 5
11 | 18 | 2000 | 2000-11-18 | 0 | 0 | 0 |  | 0 |  | 6
11 | 19 | 2000 | 2000-11-19 | 0 | 0 | 0 |  | 0 |  | 7
11 | 20 | 2000 | 2000-11-20 | 0 | 0 | 0.01 |  | 0.0033333 |  | 1
11 | 21 | 2000 | 2000-11-21 | 0 | 0 | 0 |  | 0 |  | 2
11 | 22 | 2000 | 2000-11-22 | 0 | 0 | 0 |  | 0 |  | 3
11 | 23 | 2000 | 2000-11-23 | 0 | 0 | 0 |  | 0 |  | 4
11 | 24 | 2000 | 2000-11-24 | 0 | 0 | 0 |  | 0 |  | 5
11 | 25 | 2000 | 2000-11-25 | 0.49 | 0.34 | 0.52 |  | 0.45 |  | 6
11 | 26 | 2000 | 2000-11-26 | 0.23 | 0.33 | 0.21 |  | 0.25667 |  | 7
11 | 27 | 2000 | 2000-11-27 | 0 | 0 | 0.01 |  | 0.0033333 |  | 1
11 | 28 | 2000 | 2000-11-28 | 0 | 0 | 0 |  | 0 |  | 2
11 | 29 | 2000 | 2000-11-29 | 0.16 | 0.2 | 0.16 |  | 0.17333 |  | 3
11 | 30 | 2000 | 2000-11-30 | 0 | 0 | 0 |  | 0 | 1.6 | 4
12 | 1 | 2000 | 2000-12-01 | 0 | 0 | 0 |  | 0 |  | 5
12 | 2 | 2000 | 2000-12-02 | 0 | 0 | 0 |  | 0 |  | 6
12 | 3 | 2000 | 2000-12-03 | 0 | 0 | 0 |  | 0 |  | 7
12 | 4 | 2000 | 2000-12-04 | 0 | 0 | 0 |  | 0 |  | 1
12 | 5 | 2000 | 2000-12-05 | 0 | 0 | 0 |  | 0 |  | 2
12 | 6 | 2000 | 2000-12-06 | 0 | 0 | 0 |  | 0 |  | 3
12 | 7 | 2000 | 2000-12-07 | 0 | 0 | 0 |  | 0 |  | 4
12 | 8 | 2000 | 2000-12-08 | 0 | 0 | 0 |  | 0 |  | 5
12 | 9 | 2000 | 2000-12-09 | 0 | 0 | 0 |  | 0 |  | 6
12 | 10 | 2000 | 2000-12-10 | 0.02 | 0.06 | 0 |  | 0.026667 |  | 7
12 | 11 | 2000 | 2000-12-11 | 0 | 0 | 0 |  | 0 |  | 1
12 | 12 | 2000 | 2000-12-12 | 0 | 0 | 0 |  | 0 |  | 2
12 | 13 | 2000 | 2000-12-13 | 0.03 | 0.02 | 0.06 |  | 0.036667 |  | 3
12 | 14 | 2000 | 2000-12-14 | 0.68 | 0.83 | 0.77 |  | 0.76 |  | 4
12 | 15 | 2000 | 2000-12-15 | 0 | 0 | 0 |  | 0 |  | 5
12 | 16 | 2000 | 2000-12-16 | 0.25 | 0.18 | 0.35 |  | 0.26 |  | 6
12 | 17 | 2000 | 2000-12-17 | 0.9 | 1.16 | 0.75 |  | 0.93667 |  | 7
12 | 18 | 2000 | 2000-12-18 | 0 | 0 | 0 |  | 0 |  | 1
12 | 19 | 2000 | 2000-12-19 | 0.13 | 0.06 | 0.13 |  | 0.10667 |  | 2
12 | 20 | 2000 | 2000-12-20 | 0 | 0 | 0 |  | 0 |  | 3
12 | 21 | 2000 | 2000-12-21 | 0 | 0 | 0 |  | 0 |  | 4
12 | 22 | 2000 | 2000-12-22 | 0 | 0 | 0 |  | 0 |  | 5
12 | 23 | 2000 | 2000-12-23 | 0 | 0 | 0 |  | 0 |  | 6
12 | 24 | 2000 | 2000-12-24 | 0 | 0 | 0 |  | 0 |  | 7
12 | 25 | 2000 | 2000-12-25 | 0 | 0 | 0 |  | 0 |  | 1
12 | 26 | 2000 | 2000-12-26 | 0 | 0 | 0 |  | 0 |  | 2
12 | 27 | 2000 | 2000-12-27 | 0 | 0 | 0 |  | 0 |  | 3
12 | 28 | 2000 | 2000-12-28 | 0 | 0 | 0 |  | 0 |  | 4
12 | 29 | 2000 | 2000-12-29 | 0 | 0 | 0 |  | 0 |  | 5
12 | 30 | 2000 | 2000-12-30 | 0 | 0 | 0 |  | 0 |  | 6
12 | 31 | 2000 | 2000-12-31 | 0 | 0 | 0 |  | 0 | 2.01 | 7
1 | 1 | 2001 | 2001-01-01 | 0 | 0 | 0 |  | 0 |  | 1
1 | 2 | 2001 | 2001-01-02 | 0 | 0 | 0 |  | 0 |  | 2
1 | 3 | 2001 | 2001-01-03 | 0 | 0 | 0 |  | 0 |  | 3
1 | 4 | 2001 | 2001-01-04 | 0 | 0 | 0 |  | 0 |  | 4
1 | 5 | 2001 | 2001-01-05 | 0.05 | 0.09 | 0.07 |  | 0.07 |  | 5
1 | 6 | 2001 | 2001-01-06 | 0 | 0 | 0 |  | 0 |  | 6
1 | 7 | 2001 | 2001-01-07 | 0 | 0 | 0 |  | 0 |  | 7
1 | 8 | 2001 | 2001-01-08 | 0.2 | 0.19 | 0.17 |  | 0.18667 |  | 1
1 | 9 | 2001 | 2001-01-09 | 0 | 0 | 0 |  | 0 |  | 2
1 | 10 | 2001 | 2001-01-10 | 0 | 0 | 0 |  | 0 |  | 3
1 | 11 | 2001 | 2001-01-11 | 0 | 0 | 0 |  | 0 |  | 4
1 | 12 | 2001 | 2001-01-12 | 0 | 0 | 0 |  | 0 |  | 5
1 | 13 | 2001 | 2001-01-13 | 0 | 0 | 0 |  | 0 |  | 6
1 | 14 | 2001 | 2001-01-14 | 0.01 | 0.01 | 0 |  | 0.0066667 |  | 7
1 | 15 | 2001 | 2001-01-15 | 0.01 | 0.02 | 0.01 |  | 0.013333 |  | 1
1 | 16 | 2001 | 2001-01-16 | 0 | 0 | 0 |  | 0 |  | 2
1 | 17 | 2001 | 2001-01-17 | 0 | 0 | 0 |  | 0 |  | 3
1 | 18 | 2001 | 2001-01-18 | 0.01 | 0.02 | 0.04 |  | 0.023333 |  | 4
1 | 19 | 2001 | 2001-01-19 | 1.02 | 1.23 | 1.16 |  | 1.1367 |  | 5
1 | 20 | 2001 | 2001-01-20 | 0.33 | 0.41 | 0.27 |  | 0.33667 |  | 6
1 | 21 | 2001 | 2001-01-21 | 0.06 | 0.07 | 0.3 |  | 0.14333 |  | 7
1 | 22 | 2001 | 2001-01-22 | 0 | 0 | 0 |  | 0 |  | 1
1 | 23 | 2001 | 2001-01-23 | 0 | 0 | 0 |  | 0 |  | 2
1 | 24 | 2001 | 2001-01-24 | 0 | 0 | 0 |  | 0 |  | 3
1 | 25 | 2001 | 2001-01-25 | 0 | 0 | 0 |  | 0 |  | 4
1 | 26 | 2001 | 2001-01-26 | 0 | 0 | 0 |  | 0 |  | 5
1 | 27 | 2001 | 2001-01-27 | 0 | 0 | 0 |  | 0 |  | 6
1 | 28 | 2001 | 2001-01-28 | 0 | 0 | 0 |  | 0 |  | 7
1 | 29 | 2001 | 2001-01-29 | 0 | 0 | 0 |  | 0 |  | 1
1 | 30 | 2001 | 2001-01-30 | 0.53 | 0.64 | 0.52 |  | 0.56333 |  | 2
1 | 31 | 2001 | 2001-01-31 | 0 | 0 | 0 |  | 0 | 2.22 | 3
2 | 1 | 2001 | 2001-02-01 | 0 | 0 | 0 |  | 0 |  | 4
2 | 2 | 2001 | 2001-02-02 | 0.02 | 0 | 0 |  | 0.0066667 |  | 5
2 | 3 | 2001 | 2001-02-03 | 0 | 0 | 0 |  | 0 |  | 6
2 | 4 | 2001 | 2001-02-04 | 0 | 0 | 0 |  | 0 |  | 7
2 | 5 | 2001 | 2001-02-05 | 0.64 | 0.71 | 0.28 |  | 0.54333 |  | 1
2 | 6 | 2001 | 2001-02-06 | 0 | 0 | 0 |  | 0 |  | 2
2 | 7 | 2001 | 2001-02-07 | 0 | 0 | 0 |  | 0 |  | 3
2 | 8 | 2001 | 2001-02-08 | 0 | 0 | 0 |  | 0 |  | 4
2 | 9 | 2001 | 2001-02-09 | 0 | 0 | 0 |  | 0 |  | 5
2 | 10 | 2001 | 2001-02-10 | 0 | 0 | 0 |  | 0 |  | 6
2 | 11 | 2001 | 2001-02-11 | 0 | 0 | 0 |  | 0 |  | 7
2 | 12 | 2001 | 2001-02-12 | 0.05 | 0.09 | 0.07 |  | 0.07 |  | 1
2 | 13 | 2001 | 2001-02-13 | 0.01 | 0 | 0 |  | 0.0033333 |  | 2
2 | 14 | 2001 | 2001-02-14 | 0.11 | 0.08 | 0.05 |  | 0.08 |  | 3
2 | 15 | 2001 | 2001-02-15 | 0.07 | 0.17 | 0.13 |  | 0.12333 |  | 4
2 | 16 | 2001 | 2001-02-16 | 0.58 | 0.81 | 0.79 |  | 0.72667 |  | 5
2 | 17 | 2001 | 2001-02-17 | 0.02 | 0.02 | 0.01 |  | 0.016667 |  | 6
2 | 18 | 2001 | 2001-02-18 | 0 | 0 | 0 |  | 0 |  | 7
2 | 19 | 2001 | 2001-02-19 | 0 | 0 | 0 |  | 0 |  | 1
2 | 20 | 2001 | 2001-02-20 | 0 | 0 | 0 |  | 0 |  | 2
2 | 21 | 2001 | 2001-02-21 | 0 | 0 | 0 |  | 0 |  | 3
2 | 22 | 2001 | 2001-02-22 | 0.18 | 0.34 | 0.18 |  | 0.23333 |  | 4
2 | 23 | 2001 | 2001-02-23 | 0 | 0 | 0 |  | 0 |  | 5
2 | 24 | 2001 | 2001-02-24 | 0 | 0 | 0 |  | 0 |  | 6
2 | 25 | 2001 | 2001-02-25 | 0.15 | 0.13 | 0.17 |  | 0.15 |  | 7
2 | 26 | 2001 | 2001-02-26 | 0 | 0 | 0 |  | 0 |  | 1
2 | 27 | 2001 | 2001-02-27 | 0 | 0 | 0 |  | 0 |  | 2
2 | 28 | 2001 | 2001-02-28 | 0 | 0 | 0 |  | 0 | 1.83 | 3
3 | 1 | 2001 | 2001-03-01 | 0 | 0 | 0 |  | 0 |  | 4
3 | 2 | 2001 | 2001-03-02 | 0 | 0 | 0 |  | 0 |  | 5
3 | 3 | 2001 | 2001-03-03 | 0 | 0 | 0 |  | 0 |  | 6
3 | 4 | 2001 | 2001-03-04 | 0.3 | 0.31 | 0.42 |  | 0.34333 |  | 7
3 | 5 | 2001 | 2001-03-05 | 0.05 | 0.08 | 0.05 |  | 0.06 |  | 1
3 | 6 | 2001 | 2001-03-06 | 0 | 0 | 0 |  | 0 |  | 2
3 | 7 | 2001 | 2001-03-07 | 0 | 0 | 0 |  | 0 |  | 3
3 | 8 | 2001 | 2001-03-08 | 0 | 0 | 0 |  | 0 |  | 4
3 | 9 | 2001 | 2001-03-09 | 0 | 0.03 | 0.08 |  | 0.036667 |  | 5
3 | 10 | 2001 | 2001-03-10 | 0 | 0 | 0 |  | 0 |  | 6
3 | 11 | 2001 | 2001-03-11 | 0 | 0 | 0 |  | 0 |  | 7
3 | 12 | 2001 | 2001-03-12 | 0.28 | 0.3 | 0.29 |  | 0.29 |  | 1
3 | 13 | 2001 | 2001-03-13 | 0.15 | 0.12 | 0.03 |  | 0.1 |  | 2
3 | 14 | 2001 | 2001-03-14 | 0 | 0 | 0 |  | 0 |  | 3
3 | 15 | 2001 | 2001-03-15 | 0.3 | 0.22 | 0.3 |  | 0.27333 |  | 4
3 | 16 | 2001 | 2001-03-16 | 0.02 | 0.01 | 0.02 |  | 0.016667 |  | 5
3 | 17 | 2001 | 2001-03-17 | 0 | 0.16 | 0 |  | 0.053333 |  | 6
3 | 18 | 2001 | 2001-03-18 | 0 | 0 | 0 |  | 0 |  | 7
3 | 19 | 2001 | 2001-03-19 | 0 | 0 | 0 |  | 0 |  | 1
3 | 20 | 2001 | 2001-03-20 | 0.18 | 0.15 | 0.22 |  | 0.18333 |  | 2
3 | 21 | 2001 | 2001-03-21 | 1.09 | 1.65 | 1.06 |  | 1.2667 |  | 3
3 | 22 | 2001 | 2001-03-22 | 0 | 0.01 | 0 |  | 0.0033333 |  | 4
3 | 23 | 2001 | 2001-03-23 | 0 | 0 | 0 |  | 0 |  | 5
3 | 24 | 2001 | 2001-03-24 | 0 | 0 | 0 |  | 0 |  | 6
3 | 25 | 2001 | 2001-03-25 | 0 | 0 | 0 |  | 0 |  | 7
3 | 26 | 2001 | 2001-03-26 | 0 | 0 | 0 |  | 0 |  | 1
3 | 27 | 2001 | 2001-03-27 | 0 | 0 | 0 |  | 0 |  | 2
3 | 28 | 2001 | 2001-03-28 | 0 | 0 | 0 |  | 0 |  | 3
3 | 29 | 2001 | 2001-03-29 | 1.24 | 1.25 | 1.33 |  | 1.2733 |  | 4
3 | 30 | 2001 | 2001-03-30 | 0.22 | 0.44 | 0.16 |  | 0.27333 |  | 5
3 | 31 | 2001 | 2001-03-31 | 0.05 | 0.03 | 0.18 |  | 0.086667 | 3.88 | 6
4 | 1 | 2001 | 2001-04-01 | 0.05 | 0 | 0.03 |  | 0.026667 |  | 7
4 | 2 | 2001 | 2001-04-02 | 0 | 0 | 0 |  | 0 |  | 1
4 | 3 | 2001 | 2001-04-03 | 0 | 0 | 0 |  | 0 |  | 2
4 | 4 | 2001 | 2001-04-04 | 0 | 0 | 0 |  | 0 |  | 3
4 | 5 | 2001 | 2001-04-05 | 0 | 0 | 0 |  | 0 |  | 4
4 | 6 | 2001 | 2001-04-06 | 0.13 | 0.1 | 0.23 |  | 0.15333 |  | 5
4 | 7 | 2001 | 2001-04-07 | 0 | 0.01 | 0.07 |  | 0.026667 |  | 6
4 | 8 | 2001 | 2001-04-08 | 0 | 0.01 | 0.02 |  | 0.01 |  | 7
4 | 9 | 2001 | 2001-04-09 | 0.16 | 0.18 | 0.22 |  | 0.18667 |  | 1
4 | 10 | 2001 | 2001-04-10 | 0.29 | 0.01 | 0.38 |  | 0.22667 |  | 2
4 | 11 | 2001 | 2001-04-11 | 0.49 | 0.55 | 0.51 |  | 0.51667 |  | 3
4 | 12 | 2001 | 2001-04-12 | 0 | 0.01 | 0.01 |  | 0.0066667 |  | 4
4 | 13 | 2001 | 2001-04-13 | 0.06 | 0.06 | 0.14 |  | 0.086667 |  | 5
4 | 14 | 2001 | 2001-04-14 | 0 | 0 | 0 |  | 0 |  | 6
4 | 15 | 2001 | 2001-04-15 | 0.16 | 0.13 | 0.34 |  | 0.21 |  | 7
4 | 16 | 2001 | 2001-04-16 | 0.18 | 0.15 | 0.18 |  | 0.17 |  | 1
4 | 17 | 2001 | 2001-04-17 | 0.02 | 0.06 | 0.01 |  | 0.03 |  | 2
4 | 18 | 2001 | 2001-04-18 | 0.14 | 0.05 | 0 |  | 0.063333 |  | 3
4 | 19 | 2001 | 2001-04-19 | 0 | 0 | 0 |  | 0 |  | 4
4 | 20 | 2001 | 2001-04-20 | 0 | 0 | 0 |  | 0 |  | 5
4 | 21 | 2001 | 2001-04-21 | 0 | 0 | 0.01 |  | 0.0033333 |  | 6
4 | 22 | 2001 | 2001-04-22 | 0 | 0 | 0 |  | 0 |  | 7
4 | 23 | 2001 | 2001-04-23 | 0 | 0 | 0 |  | 0 |  | 1
4 | 24 | 2001 | 2001-04-24 | 0 | 0 | 0 |  | 0 |  | 2
4 | 25 | 2001 | 2001-04-25 | 0 | 0 | 0 |  | 0 |  | 3
4 | 26 | 2001 | 2001-04-26 | 0 | 0 | 0 |  | 0 |  | 4
4 | 27 | 2001 | 2001-04-27 | 0 | 0 | 0 |  | 0 |  | 5
4 | 28 | 2001 | 2001-04-28 | 0 | 0 | 0 |  | 0 |  | 6
4 | 29 | 2001 | 2001-04-29 | 0 | 0 | 0 |  | 0 |  | 7
4 | 30 | 2001 | 2001-04-30 | 0 | 0 | 0 |  | 0 | 1.68 | 1
5 | 1 | 2001 | 2001-05-01 | 0 | 0 | 0 |  | 0 |  | 2
5 | 2 | 2001 | 2001-05-02 | 0 | 0 | 0 |  | 0 |  | 3
5 | 3 | 2001 | 2001-05-03 | 0 | 0 | 0 |  | 0 |  | 4
5 | 4 | 2001 | 2001-05-04 | 0 | 0 | 0 |  | 0 |  | 5
5 | 5 | 2001 | 2001-05-05 | 0 | 0 | 0 |  | 0 |  | 6
5 | 6 | 2001 | 2001-05-06 | 0 | 0 | 0 |  | 0 |  | 7
5 | 7 | 2001 | 2001-05-07 | 0 | 0 | 0 |  | 0 |  | 1
5 | 8 | 2001 | 2001-05-08 | 0 | 0 | 0 |  | 0 |  | 2
5 | 9 | 2001 | 2001-05-09 | 0.04 | 0.01 | 0.03 |  | 0.026667 |  | 3
5 | 10 | 2001 | 2001-05-10 | 0 | 0 | 0 |  | 0 |  | 4
5 | 11 | 2001 | 2001-05-11 | 0 | 0 | 0 |  | 0 |  | 5
5 | 12 | 2001 | 2001-05-12 | 0.02 | 0 | 0 |  | 0.0066667 |  | 6
5 | 13 | 2001 | 2001-05-13 | 0 | 0 | 0 |  | 0 |  | 7
5 | 14 | 2001 | 2001-05-14 | 0 | 0 | 0 |  | 0 |  | 1
5 | 15 | 2001 | 2001-05-15 | 0 | 0 | 0 |  | 0 |  | 2
5 | 16 | 2001 | 2001-05-16 | 0 | 0 | 0.01 |  | 0.0033333 |  | 3
5 | 17 | 2001 | 2001-05-17 | 0 | 0 | 0.04 |  | 0.013333 |  | 4
5 | 18 | 2001 | 2001-05-18 | 0.08 | 0.01 | 0.65 |  | 0.24667 |  | 5
5 | 19 | 2001 | 2001-05-19 | 0.76 | 0.1 | 0.9 |  | 0.58667 |  | 6
5 | 20 | 2001 | 2001-05-20 | 0.11 | 0.29 | 0.31 |  | 0.23667 |  | 7
5 | 21 | 2001 | 2001-05-21 | 0.19 | 0.58 | 0.59 |  | 0.45333 |  | 1
5 | 22 | 2001 | 2001-05-22 | 0.82 | 1.69 | 2.07 |  | 1.5267 |  | 2
5 | 23 | 2001 | 2001-05-23 | 0 | 0 | 0 |  | 0 |  | 3
5 | 24 | 2001 | 2001-05-24 | 0 | 0 | 0 |  | 0 |  | 4
5 | 25 | 2001 | 2001-05-25 | 0.52 | 0.36 | 0.03 |  | 0.30333 |  | 5
5 | 26 | 2001 | 2001-05-26 | 1.07 | 1.72 | 0.72 |  | 1.17 |  | 6
5 | 27 | 2001 | 2001-05-27 | 0.1 | 0.58 | 0.32 |  | 0.33333 |  | 7
5 | 28 | 2001 | 2001-05-28 | 0 | 0 | 0.01 |  | 0.0033333 |  | 1
5 | 29 | 2001 | 2001-05-29 | 0 | 0 | 0 |  | 0 |  | 2
5 | 30 | 2001 | 2001-05-30 | 0 | 0 | 0 |  | 0 |  | 3
5 | 31 | 2001 | 2001-05-31 | 0 | 0 | 0 |  | 0 | 3.71 | 4
6 | 1 | 2001 | 2001-06-01 | 0.52 | 0.7 | 0.23 |  | 0.48333 |  | 5
6 | 2 | 2001 | 2001-06-02 | 0 | 0.14 | 0 |  | 0.046667 |  | 6
6 | 3 | 2001 | 2001-06-03 | 0 | 0.01 | 0 |  | 0.0033333 |  | 7
6 | 4 | 2001 | 2001-06-04 | 0.17 | 0.03 | 0.25 |  | 0.15 |  | 1
6 | 5 | 2001 | 2001-06-05 | 0.07 | 0.02 | 0 |  | 0.03 |  | 2
6 | 6 | 2001 | 2001-06-06 | 0.08 | 0.11 | 0.18 |  | 0.12333 |  | 3
6 | 7 | 2001 | 2001-06-07 | 1.01 | 1.76 | 0.45 |  | 1.0733 |  | 4
6 | 8 | 2001 | 2001-06-08 | 0 | 0 | 0 |  | 0 |  | 5
6 | 9 | 2001 | 2001-06-09 | 0 | 0 | 0 |  | 0 |  | 6
6 | 10 | 2001 | 2001-06-10 | 0 | 0 | 0 |  | 0 |  | 7
6 | 11 | 2001 | 2001-06-11 | 0 | 0 | 0 |  | 0 |  | 1
6 | 12 | 2001 | 2001-06-12 | 0 | 0 | 0.01 |  | 0.0033333 |  | 2
6 | 13 | 2001 | 2001-06-13 | 0.03 | 0 | 0.65 |  | 0.22667 |  | 3
6 | 14 | 2001 | 2001-06-14 | 0 | 0 | 0 |  | 0 |  | 4
6 | 15 | 2001 | 2001-06-15 | 0.2 | 0.01 | 0.58 |  | 0.26333 |  | 5
6 | 16 | 2001 | 2001-06-16 | 1.64 | 0.29 | 0.38 |  | 0.77 |  | 6
6 | 17 | 2001 | 2001-06-17 | 0 | 0.01 | 0 |  | 0.0033333 |  | 7
6 | 18 | 2001 | 2001-06-18 | 0 | 0 | 0 |  | 0 |  | 1
6 | 19 | 2001 | 2001-06-19 | 0 | 0 | 0 |  | 0 |  | 2
6 | 20 | 2001 | 2001-06-20 | 0 | 0.03 | 0.01 |  | 0.013333 |  | 3
6 | 21 | 2001 | 2001-06-21 | 0 | 0.04 | 0 |  | 0.013333 |  | 4
6 | 22 | 2001 | 2001-06-22 | 0.81 | 0.21 | 2.06 |  | 1.0267 |  | 5
6 | 23 | 2001 | 2001-06-23 | 0.01 | 0.07 | 0.03 |  | 0.036667 |  | 6
6 | 24 | 2001 | 2001-06-24 | 0 | 0 | 0 |  | 0 |  | 7
6 | 25 | 2001 | 2001-06-25 | 0 | 0 | 0 |  | 0 |  | 1
6 | 26 | 2001 | 2001-06-26 | 0 | 0 | 0 |  | 0 |  | 2
6 | 27 | 2001 | 2001-06-27 | 0 | 0 | 0 |  | 0 |  | 3
6 | 28 | 2001 | 2001-06-28 | 0 | 0.05 | 0 |  | 0.016667 |  | 4
6 | 29 | 2001 | 2001-06-29 | 0 | 0 | 0 |  | 0 |  | 5
6 | 30 | 2001 | 2001-06-30 | 0.15 | 0.1 | 0 |  | 0.083333 | 4.69 | 6
7 | 1 | 2001 | 2001-07-01 | 0.1 | 0 | 0.4 |  | 0.16667 |  | 7
7 | 2 | 2001 | 2001-07-02 | 0 | 0 | 0 |  | 0 |  | 1
7 | 3 | 2001 | 2001-07-03 | 0 | 0 | 0 |  | 0 |  | 2
7 | 4 | 2001 | 2001-07-04 | 0.98 | 0.88 | 1.87 |  | 1.2433 |  | 3
7 | 5 | 2001 | 2001-07-05 | 0.18 | 0.05 | 0.03 |  | 0.086667 |  | 4
7 | 6 | 2001 | 2001-07-06 | 0 | 0 | 0 |  | 0 |  | 5
7 | 7 | 2001 | 2001-07-07 | 0 | 0 | 0.04 |  | 0.013333 |  | 6
7 | 8 | 2001 | 2001-07-08 | 0.45 | 0.37 | 0.63 |  | 0.48333 |  | 7
7 | 9 | 2001 | 2001-07-09 | 0.03 | 0 | 0 |  | 0.01 |  | 1
7 | 10 | 2001 | 2001-07-10 | 0.53 | 0.1 | 0.06 |  | 0.23 |  | 2
7 | 11 | 2001 | 2001-07-11 | 0 | 0 | 0 |  | 0 |  | 3
7 | 12 | 2001 | 2001-07-12 | 0 | 0 | 0 |  | 0 |  | 4
7 | 13 | 2001 | 2001-07-13 | 0 | 0 | 0 |  | 0 |  | 5
7 | 14 | 2001 | 2001-07-14 | 0 | 0 | 0 |  | 0 |  | 6
7 | 15 | 2001 | 2001-07-15 | 0 | 0 | 0 |  | 0 |  | 7
7 | 16 | 2001 | 2001-07-16 | 0 | 0 | 0 |  | 0 |  | 1
7 | 17 | 2001 | 2001-07-17 | 0 | 0.02 | 0 |  | 0.0066667 |  | 2
7 | 18 | 2001 | 2001-07-18 | 0.2 | 1.43 | 0.14 |  | 0.59 |  | 3
7 | 19 | 2001 | 2001-07-19 | 0 | 0 | 0 |  | 0 |  | 4
7 | 20 | 2001 | 2001-07-20 | 0 | 0 | 0 |  | 0 |  | 5
7 | 21 | 2001 | 2001-07-21 | 0 | 0 | 0 |  | 0 |  | 6
7 | 22 | 2001 | 2001-07-22 | 0 | 0 | 0 |  | 0 |  | 7
7 | 23 | 2001 | 2001-07-23 | 0 | 0 | 0 |  | 0 |  | 1
7 | 24 | 2001 | 2001-07-24 | 0 | 0 | 0 |  | 0 |  | 2
7 | 25 | 2001 | 2001-07-25 | 0 | 0 | 0 |  | 0 |  | 3
7 | 26 | 2001 | 2001-07-26 | 1.33 | 0.18 | 0.1 |  | 0.53667 |  | 4
7 | 27 | 2001 | 2001-07-27 | 0 | 0 | 0 |  | 0 |  | 5
7 | 28 | 2001 | 2001-07-28 | 0 | 0 | 0.01 |  | 0.0033333 |  | 6
7 | 29 | 2001 | 2001-07-29 | 0.97 | 0.76 | 0.92 |  | 0.88333 |  | 7
7 | 30 | 2001 | 2001-07-30 | 0.01 | 0.06 | 0.04 |  | 0.036667 |  | 1
7 | 31 | 2001 | 2001-07-31 | 0 | 0 | 0 |  | 0 | 4.78 | 2
8 | 1 | 2001 | 2001-08-01 | 0 | 0 | 0 |  | 0 |  | 3
8 | 2 | 2001 | 2001-08-02 | 0 | 0 | 0 |  | 0 |  | 4
8 | 3 | 2001 | 2001-08-03 | 0 | 0 | 0 |  | 0 |  | 5
8 | 4 | 2001 | 2001-08-04 | 0 | 0.22 | 0 |  | 0.073333 |  | 6
8 | 5 | 2001 | 2001-08-05 | 0 | 0 | 0 |  | 0 |  | 7
8 | 6 | 2001 | 2001-08-06 | 0 | 0 | 0 |  | 0 |  | 1
8 | 7 | 2001 | 2001-08-07 | 0 | 0 | 0 |  | 0 |  | 2
8 | 8 | 2001 | 2001-08-08 | 0 | 0 | 0 |  | 0 |  | 3
8 | 9 | 2001 | 2001-08-09 | 0 | 0 | 0 |  | 0 |  | 4
8 | 10 | 2001 | 2001-08-10 | 0.4 | 0.14 | 0.06 |  | 0.2 |  | 5
8 | 11 | 2001 | 2001-08-11 | 0.92 | 0.4 | 1.6 |  | 0.97333 |  | 6
8 | 12 | 2001 | 2001-08-12 | 0.18 | 0.13 | 0.35 |  | 0.22 |  | 7
8 | 13 | 2001 | 2001-08-13 | 0.23 | 0.2 | 0.19 |  | 0.20667 |  | 1
8 | 14 | 2001 | 2001-08-14 | 0 | 0 | 0 |  | 0 |  | 2
8 | 15 | 2001 | 2001-08-15 | 0.01 | 0 | 0 |  | 0.0033333 |  | 3
8 | 16 | 2001 | 2001-08-16 | 0 | 0 | 0 |  | 0 |  | 4
8 | 17 | 2001 | 2001-08-17 | 0.01 | 0.06 | 0.16 |  | 0.076667 |  | 5
8 | 18 | 2001 | 2001-08-18 | 0 | 0 | 0 |  | 0 |  | 6
8 | 19 | 2001 | 2001-08-19 | 0.27 | 0.13 | 0.12 |  | 0.17333 |  | 7
8 | 20 | 2001 | 2001-08-20 | 0.07 | 0.18 | 0.24 |  | 0.16333 |  | 1
8 | 21 | 2001 | 2001-08-21 | 0 | 0 | 0 |  | 0 |  | 2
8 | 22 | 2001 | 2001-08-22 | 0 | 0 | 0 |  | 0 |  | 3
8 | 23 | 2001 | 2001-08-23 | 0.8 | 0.04 | 1.6 |  | 0.81333 |  | 4
8 | 24 | 2001 | 2001-08-24 | 0 | 0 | 0 |  | 0 |  | 5
8 | 25 | 2001 | 2001-08-25 | 0 | 0 | 0 |  | 0 |  | 6
8 | 26 | 2001 | 2001-08-26 | 0 | 0 | 0 |  | 0 |  | 7
8 | 27 | 2001 | 2001-08-27 | 0 | 0 | 0 |  | 0 |  | 1
8 | 28 | 2001 | 2001-08-28 | 0 | 0 | 0 |  | 0 |  | 2
8 | 29 | 2001 | 2001-08-29 | 0 | 0 | 0 |  | 0 |  | 3
8 | 30 | 2001 | 2001-08-30 | 0.09 | 3.23 | 0.19 |  | 1.17 |  | 4
8 | 31 | 2001 | 2001-08-31 | 0 | 1.01 | 0.01 |  | 0.34 | 2.98 | 5
9 | 1 | 2001 | 2001-09-01 | 0 | 0 | 0 |  | 0 |  | 6
9 | 2 | 2001 | 2001-09-02 | 0 | 0 | 0 |  | 0 |  | 7
9 | 3 | 2001 | 2001-09-03 | 0 | 0 | 0 |  | 0 |  | 1
9 | 4 | 2001 | 2001-09-04 | 0 | 0 | 0 |  | 0 |  | 2
9 | 5 | 2001 | 2001-09-05 | 0 | 0 | 0 |  | 0 |  | 3
9 | 6 | 2001 | 2001-09-06 | 0 | 0 | 0 |  | 0 |  | 4
9 | 7 | 2001 | 2001-09-07 | 0 | 0 | 0 |  | 0 |  | 5
9 | 8 | 2001 | 2001-09-08 | 0 | 0 | 0 |  | 0 |  | 6
9 | 9 | 2001 | 2001-09-09 | 0 | 0 | 0 |  | 0 |  | 7
9 | 10 | 2001 | 2001-09-10 | 0.14 | 0.05 | 0.03 |  | 0.073333 |  | 1
9 | 11 | 2001 | 2001-09-11 | 0 | 0 | 0 |  | 0 |  | 2
9 | 12 | 2001 | 2001-09-12 | 0 | 0 | 0 |  | 0 |  | 3
9 | 13 | 2001 | 2001-09-13 | 0 | 0 | 0 |  | 0 |  | 4
9 | 14 | 2001 | 2001-09-14 | 0.15 | 0.17 | 0.12 |  | 0.14667 |  | 5
9 | 15 | 2001 | 2001-09-15 | 0 | 0 | 0 |  | 0 |  | 6
9 | 16 | 2001 | 2001-09-16 | 0 | 0 | 0 |  | 0 |  | 7
9 | 17 | 2001 | 2001-09-17 | 0 | 0 | 0 |  | 0 |  | 1
9 | 18 | 2001 | 2001-09-18 | 0 | 0 | 0 |  | 0 |  | 2
9 | 19 | 2001 | 2001-09-19 | 0 | 0 | 0 |  | 0 |  | 3
9 | 20 | 2001 | 2001-09-20 | 0.42 | 0.57 | 0.85 |  | 0.61333 |  | 4
9 | 21 | 2001 | 2001-09-21 | 0.03 | 0 | 0 |  | 0.01 |  | 5
9 | 22 | 2001 | 2001-09-22 | 0 | 0 | 0 |  | 0 |  | 6
9 | 23 | 2001 | 2001-09-23 | 0 | 0 | 0 |  | 0 |  | 7
9 | 24 | 2001 | 2001-09-24 | 0.31 | 0.16 | 2.17 |  | 0.88 |  | 1
9 | 25 | 2001 | 2001-09-25 | 0.3 | 0.34 | 0.16 |  | 0.26667 |  | 2
9 | 26 | 2001 | 2001-09-26 | 0 | 0 | 0 |  | 0 |  | 3
9 | 27 | 2001 | 2001-09-27 | 0.03 | 0.03 | 0.06 |  | 0.04 |  | 4
9 | 28 | 2001 | 2001-09-28 | 0 | 0 | 0 |  | 0 |  | 5
9 | 29 | 2001 | 2001-09-29 | 0 | 0 | 0 |  | 0 |  | 6
9 | 30 | 2001 | 2001-09-30 | 0.03 | 0.11 | 0 |  | 0.046667 | 1.41 | 7
10 | 1 | 2001 | 2001-10-01 | 0.03 | 0.08 | 0 |  | 0.036667 |  | 1
10 | 2 | 2001 | 2001-10-02 | 0 | 0 | 0 |  | 0 |  | 2
10 | 3 | 2001 | 2001-10-03 | 0 | 0 | 0 |  | 0 |  | 3
10 | 4 | 2001 | 2001-10-04 | 0 | 0 | 0 |  | 0 |  | 4
10 | 5 | 2001 | 2001-10-05 | 0 | 0 | 0 |  | 0 |  | 5
10 | 6 | 2001 | 2001-10-06 | 0.14 | 0.04 | 0.08 |  | 0.086667 |  | 6
10 | 7 | 2001 | 2001-10-07 | 0 | 0 | 0 |  | 0 |  | 7
10 | 8 | 2001 | 2001-10-08 | 0 | 0 | 0 |  | 0 |  | 1
10 | 9 | 2001 | 2001-10-09 | 0 | 0 | 0 |  | 0 |  | 2
10 | 10 | 2001 | 2001-10-10 | 0 | 0 | 0 |  | 0 |  | 3
10 | 11 | 2001 | 2001-10-11 | 0 | 0 | 0 |  | 0 |  | 4
10 | 12 | 2001 | 2001-10-12 | 0 | 0 | 0 |  | 0 |  | 5
10 | 13 | 2001 | 2001-10-13 | 0 | 0 | 0 |  | 0 |  | 6
10 | 14 | 2001 | 2001-10-14 | 0.32 | 0.47 | 1.1 |  | 0.63 |  | 7
10 | 15 | 2001 | 2001-10-15 | 0 | 0 | 0 |  | 0 |  | 1
10 | 16 | 2001 | 2001-10-16 | 0.2 | 0.19 | 0.24 |  | 0.21 |  | 2
10 | 17 | 2001 | 2001-10-17 | 0 | 0 | 0 |  | 0 |  | 3
10 | 18 | 2001 | 2001-10-18 | 0 | 0 | 0 |  | 0 |  | 4
10 | 19 | 2001 | 2001-10-19 | 0 | 0 | 0 |  | 0 |  | 5
10 | 20 | 2001 | 2001-10-20 | 0 | 0 | 0 |  | 0 |  | 6
10 | 21 | 2001 | 2001-10-21 | 0 | 0 | 0 |  | 0 |  | 7
10 | 22 | 2001 | 2001-10-22 | 0 | 0 | 0 |  | 0 |  | 1
10 | 23 | 2001 | 2001-10-23 | 0 | 0 | 0 |  | 0 |  | 2
10 | 24 | 2001 | 2001-10-24 | 0 | 0 | 0 |  | 0 |  | 3
10 | 25 | 2001 | 2001-10-25 | 0 | 0 | 0 |  | 0 |  | 4
10 | 26 | 2001 | 2001-10-26 | 0 | 0 | 0 |  | 0 |  | 5
10 | 27 | 2001 | 2001-10-27 | 0 | 0 | 0 |  | 0 |  | 6
10 | 28 | 2001 | 2001-10-28 | 0 | 0 | 0 |  | 0 |  | 7
10 | 29 | 2001 | 2001-10-29 | 0 | 0 | 0 |  | 0 |  | 1
10 | 30 | 2001 | 2001-10-30 | 0 | 0 | 0 |  | 0 |  | 2
10 | 31 | 2001 | 2001-10-31 | 0 | 0 | 0 |  | 0 | 0.69 | 3
11 | 1 | 2001 | 2001-11-01 | 0 | 0 | 0 |  | 0 |  | 4
11 | 2 | 2001 | 2001-11-02 | 0 | 0 | 0 |  | 0 |  | 5
11 | 3 | 2001 | 2001-11-03 | 0.01 | 0.01 | 0.01 |  | 0.01 |  | 6
11 | 4 | 2001 | 2001-11-04 | 0 | 0 | 0 |  | 0 |  | 7
11 | 5 | 2001 | 2001-11-05 | 0 | 0 | 0 |  | 0 |  | 1
11 | 6 | 2001 | 2001-11-06 | 0 | 0 | 0 |  | 0 |  | 2
11 | 7 | 2001 | 2001-11-07 | 0 | 0 | 0 |  | 0 |  | 3
11 | 8 | 2001 | 2001-11-08 | 0 | 0 | 0 |  | 0 |  | 4
11 | 9 | 2001 | 2001-11-09 | 0 | 0 | 0 |  | 0 |  | 5
11 | 10 | 2001 | 2001-11-10 | 0 | 0 | 0 |  | 0 |  | 6
11 | 11 | 2001 | 2001-11-11 | 0 | 0 | 0 |  | 0 |  | 7
11 | 12 | 2001 | 2001-11-12 | 0 | 0 | 0 |  | 0 |  | 1
11 | 13 | 2001 | 2001-11-13 | 0 | 0 | 0 |  | 0 |  | 2
11 | 14 | 2001 | 2001-11-14 | 0 | 0 | 0 |  | 0 |  | 3
11 | 15 | 2001 | 2001-11-15 | 0 | 0 | 0 |  | 0 |  | 4
11 | 16 | 2001 | 2001-11-16 | 0 | 0 | 0 |  | 0 |  | 5
11 | 17 | 2001 | 2001-11-17 | 0 | 0 | 0 |  | 0 |  | 6
11 | 18 | 2001 | 2001-11-18 | 0 | 0 | 0 |  | 0 |  | 7
11 | 19 | 2001 | 2001-11-19 | 0 | 0 | 0 |  | 0 |  | 1
11 | 20 | 2001 | 2001-11-20 | 0.03 | 0.03 | 0.03 |  | 0.03 |  | 2
11 | 21 | 2001 | 2001-11-21 | 0 | 0 | 0 |  | 0 |  | 3
11 | 22 | 2001 | 2001-11-22 | 0 | 0 | 0 |  | 0 |  | 4
11 | 23 | 2001 | 2001-11-23 | 0 | 0 | 0 |  | 0 |  | 5
11 | 24 | 2001 | 2001-11-24 | 0.12 | 0.15 | 0.21 |  | 0.16 |  | 6
11 | 25 | 2001 | 2001-11-25 | 0.38 | 0.79 | 0.54 |  | 0.57 |  | 7
11 | 26 | 2001 | 2001-11-26 | 0 | 0 | 0 |  | 0 |  | 1
11 | 27 | 2001 | 2001-11-27 | 0 | 0 | 0 |  | 0 |  | 2
11 | 28 | 2001 | 2001-11-28 | 0 | 0 | 0 |  | 0 |  | 3
11 | 29 | 2001 | 2001-11-29 | 0 | 0.03 | 0 |  | 0.01 |  | 4
11 | 30 | 2001 | 2001-11-30 | 0.01 | 0 | 0.02 |  | 0.01 | 0.55 | 5
12 | 1 | 2001 | 2001-12-01 | 0 | 0 | 0 |  | 0 |  | 6
12 | 2 | 2001 | 2001-12-02 | 0 | 0 | 0 |  | 0 |  | 7
12 | 3 | 2001 | 2001-12-03 | 0 | 0 | 0 |  | 0 |  | 1
12 | 4 | 2001 | 2001-12-04 | 0 | 0 | 0 |  | 0 |  | 2
12 | 5 | 2001 | 2001-12-05 | 0 | 0 | 0 |  | 0 |  | 3
12 | 6 | 2001 | 2001-12-06 | 0 | 0 | 0 |  | 0 |  | 4
12 | 7 | 2001 | 2001-12-07 | 0 | 0 | 0 |  | 0 |  | 5
12 | 8 | 2001 | 2001-12-08 | 0.57 | 0.63 | 0.48 |  | 0.56 |  | 6
12 | 9 | 2001 | 2001-12-09 | 0.01 | 0.01 | 0.01 |  | 0.01 |  | 7
12 | 10 | 2001 | 2001-12-10 | 0.04 | 0.01 | 0.09 |  | 0.046667 |  | 1
12 | 11 | 2001 | 2001-12-11 | 0.4 | 0.37 | 0.35 |  | 0.37333 |  | 2
12 | 12 | 2001 | 2001-12-12 | 0 | 0 | 0.04 |  | 0.013333 |  | 3
12 | 13 | 2001 | 2001-12-13 | 0 | 0.01 | 0.05 |  | 0.02 |  | 4
12 | 14 | 2001 | 2001-12-14 | 0.06 | 0.18 | 0.12 |  | 0.12 |  | 5
12 | 15 | 2001 | 2001-12-15 | 0 | 0 | 0 |  | 0 |  | 6
12 | 16 | 2001 | 2001-12-16 | 0 | 0 | 0 |  | 0 |  | 7
12 | 17 | 2001 | 2001-12-17 | 0.09 | 0.17 | 0.1 |  | 0.12 |  | 1
12 | 18 | 2001 | 2001-12-18 | 0.03 | 0.07 | 0.03 |  | 0.043333 |  | 2
12 | 19 | 2001 | 2001-12-19 | 0 | 0 | 0 |  | 0 |  | 3
12 | 20 | 2001 | 2001-12-20 | 0 | 0 | 0 |  | 0 |  | 4
12 | 21 | 2001 | 2001-12-21 | 0 | 0 | 0 |  | 0 |  | 5
12 | 22 | 2001 | 2001-12-22 | 0 | 0 | 0 |  | 0 |  | 6
12 | 23 | 2001 | 2001-12-23 | 0.13 | 0.12 | 0.24 |  | 0.16333 |  | 7
12 | 24 | 2001 | 2001-12-24 | 0.2 | 0.16 | 0.05 |  | 0.13667 |  | 1
12 | 25 | 2001 | 2001-12-25 | 0 | 0 | 0 |  | 0 |  | 2
12 | 26 | 2001 | 2001-12-26 | 0 | 0 | 0 |  | 0 |  | 3
12 | 27 | 2001 | 2001-12-27 | 0 | 0 | 0 |  | 0 |  | 4
12 | 28 | 2001 | 2001-12-28 | 0 | 0 | 0 |  | 0 |  | 5
12 | 29 | 2001 | 2001-12-29 | 0 | 0 | 0 |  | 0 |  | 6
12 | 30 | 2001 | 2001-12-30 | 0 | 0 | 0 |  | 0 |  | 7
12 | 31 | 2001 | 2001-12-31 | 0 | 0 | 0 |  | 0 | 1.53 | 1
1 | 1 | 2002 | 2002-01-01 | 0 | 0 | 0 |  | 0 |  | 2
1 | 2 | 2002 | 2002-01-02 | 0 | 0 | 0 |  | 0 |  | 3
1 | 3 | 2002 | 2002-01-03 | 0 | 0 | 0 |  | 0 |  | 4
1 | 4 | 2002 | 2002-01-04 | 0 | 0 | 0 |  | 0 |  | 5
1 | 5 | 2002 | 2002-01-05 | 0 | 0 | 0 |  | 0 |  | 6
1 | 6 | 2002 | 2002-01-06 | 0.6 | 0.94 | 0.46 |  | 0.66667 |  | 7
1 | 7 | 2002 | 2002-01-07 | 0.01 | 0 | 0 |  | 0.0033333 |  | 1
1 | 8 | 2002 | 2002-01-08 | 0 | 0 | 0 |  | 0 |  | 2
1 | 9 | 2002 | 2002-01-09 | 0 | 0.04 | 0.01 |  | 0.016667 |  | 3
1 | 10 | 2002 | 2002-01-10 | 0 | 0 | 0 |  | 0 |  | 4
1 | 11 | 2002 | 2002-01-11 | 0.17 | 0.41 | 0.2 |  | 0.26 |  | 5
1 | 12 | 2002 | 2002-01-12 | 0 | 0 | 0 |  | 0 |  | 6
1 | 13 | 2002 | 2002-01-13 | 0 | 0 | 0 |  | 0 |  | 7
1 | 14 | 2002 | 2002-01-14 | 0 | 0 | 0 |  | 0 |  | 1
1 | 15 | 2002 | 2002-01-15 | 0 | 0 | 0 |  | 0 |  | 2
1 | 16 | 2002 | 2002-01-16 | 0 | 0 | 0 |  | 0 |  | 3
1 | 17 | 2002 | 2002-01-17 | 0 | 0 | 0 |  | 0 |  | 4
1 | 18 | 2002 | 2002-01-18 | 0 | 0 | 0 |  | 0 |  | 5
1 | 19 | 2002 | 2002-01-19 | 0.37 | 0.41 | 0.27 |  | 0.35 |  | 6
1 | 20 | 2002 | 2002-01-20 | 0 | 0 | 0 |  | 0 |  | 7
1 | 21 | 2002 | 2002-01-21 | 0.02 | 0.01 | 0.03 |  | 0.02 |  | 1
1 | 22 | 2002 | 2002-01-22 | 0 | 0 | 0 |  | 0 |  | 2
1 | 23 | 2002 | 2002-01-23 | 0.04 | 0.04 | 0.04 |  | 0.04 |  | 3
1 | 24 | 2002 | 2002-01-24 | 0.08 | 0.15 | 0.15 |  | 0.12667 |  | 4
1 | 25 | 2002 | 2002-01-25 | 0.03 | 0.02 | 0.04 |  | 0.03 |  | 5
1 | 26 | 2002 | 2002-01-26 | 0 | 0 | 0 |  | 0 |  | 6
1 | 27 | 2002 | 2002-01-27 | 0 | 0 | 0 |  | 0 |  | 7
1 | 28 | 2002 | 2002-01-28 | 0 | 0 | 0 |  | 0 |  | 1
1 | 29 | 2002 | 2002-01-29 | 0 | 0 | 0 |  | 0 |  | 2
1 | 30 | 2002 | 2002-01-30 | 0 | 0.06 | 0 |  | 0.02 |  | 3
1 | 31 | 2002 | 2002-01-31 | 0 | 0.11 | 0.02 |  | 0.043333 | 1.32 | 4
2 | 1 | 2002 | 2002-02-01 | 0.05 | 0.02 | 0 |  | 0.023333 |  | 5
2 | 2 | 2002 | 2002-02-02 | 0 | 0 | 0 |  | 0 |  | 6
2 | 3 | 2002 | 2002-02-03 | 0 | 0 | 0 |  | 0 |  | 7
2 | 4 | 2002 | 2002-02-04 | 0.07 | 0 | 0.02 |  | 0.03 |  | 1
2 | 5 | 2002 | 2002-02-05 | 0 | 0 | 0 |  | 0 |  | 2
2 | 6 | 2002 | 2002-02-06 | 0 | 0 | 0 |  | 0 |  | 3
2 | 7 | 2002 | 2002-02-07 | 0.19 | 0.13 | 0.18 |  | 0.16667 |  | 4
2 | 8 | 2002 | 2002-02-08 | 0 | 0 | 0 |  | 0 |  | 5
2 | 9 | 2002 | 2002-02-09 | 0 | 0 | 0 |  | 0 |  | 6
2 | 10 | 2002 | 2002-02-10 | 0.02 | 0.03 | 0.08 |  | 0.043333 |  | 7
2 | 11 | 2002 | 2002-02-11 | 0.02 | 0.01 | 0.02 |  | 0.016667 |  | 1
2 | 12 | 2002 | 2002-02-12 | 0 | 0 | 0 |  | 0 |  | 2
2 | 13 | 2002 | 2002-02-13 | 0 | 0 | 0 |  | 0 |  | 3
2 | 14 | 2002 | 2002-02-14 | 0 | 0 | 0 |  | 0 |  | 4
2 | 15 | 2002 | 2002-02-15 | 0 | 0 | 0 |  | 0 |  | 5
2 | 16 | 2002 | 2002-02-16 | 0 | 0 | 0 |  | 0 |  | 6
2 | 17 | 2002 | 2002-02-17 | 0 | 0 | 0 |  | 0 |  | 7
2 | 18 | 2002 | 2002-02-18 | 0 | 0 | 0 |  | 0 |  | 1
2 | 19 | 2002 | 2002-02-19 | 0 | 0 | 0 |  | 0 |  | 2
2 | 20 | 2002 | 2002-02-20 | 0 | 0.05 | 0.04 |  | 0.03 |  | 3
2 | 21 | 2002 | 2002-02-21 | 0 | 0 | 0 |  | 0 |  | 4
2 | 22 | 2002 | 2002-02-22 | 0 | 0 | 0 |  | 0 |  | 5
2 | 23 | 2002 | 2002-02-23 | 0 | 0 | 0 |  | 0 |  | 6
2 | 24 | 2002 | 2002-02-24 | 0 | 0 | 0 |  | 0 |  | 7
2 | 25 | 2002 | 2002-02-25 | 0 | 0 | 0 |  | 0 |  | 1
2 | 26 | 2002 | 2002-02-26 | 0.12 | 0.12 | 0.12 |  | 0.12 |  | 2
2 | 27 | 2002 | 2002-02-27 | 0 | 0 | 0 |  | 0 |  | 3
2 | 28 | 2002 | 2002-02-28 | 0 | 0 | 0 |  | 0 | 0.47 | 4
3 | 1 | 2002 | 2002-03-01 | 0 | 0 | 0 |  | 0 |  | 5
3 | 2 | 2002 | 2002-03-02 | 0.77 | 0.92 | 0.79 |  | 0.82667 |  | 6
3 | 3 | 2002 | 2002-03-03 | 0.03 | 0.08 | 0.04 |  | 0.05 |  | 7
3 | 4 | 2002 | 2002-03-04 | 0 | 0 | 0 |  | 0 |  | 1
3 | 5 | 2002 | 2002-03-05 | 0 | 0 | 0 |  | 0 |  | 2
3 | 6 | 2002 | 2002-03-06 | 0 | 0 | 0 |  | 0 |  | 3
3 | 7 | 2002 | 2002-03-07 | 0 | 0 | 0 |  | 0 |  | 4
3 | 8 | 2002 | 2002-03-08 | 0 | 0 | 0 |  | 0 |  | 5
3 | 9 | 2002 | 2002-03-09 | 0.04 | 0.04 | 0.06 |  | 0.046667 |  | 6
3 | 10 | 2002 | 2002-03-10 | 0.19 | 0.07 | 0.04 |  | 0.1 |  | 7
3 | 11 | 2002 | 2002-03-11 | 0 | 0 | 0 |  | 0 |  | 1
3 | 12 | 2002 | 2002-03-12 | 0.35 | 0.15 | 0.24 |  | 0.24667 |  | 2
3 | 13 | 2002 | 2002-03-13 | 0.21 | 0.3 | 0.26 |  | 0.25667 |  | 3
3 | 14 | 2002 | 2002-03-14 | 0 | 0 | 0 |  | 0 |  | 4
3 | 15 | 2002 | 2002-03-15 | 0 | 0 | 0 |  | 0 |  | 5
3 | 16 | 2002 | 2002-03-16 | 0.01 | 0 | 0.03 |  | 0.013333 |  | 6
3 | 17 | 2002 | 2002-03-17 | 0.22 | 0.2 | 0.25 |  | 0.22333 |  | 7
3 | 18 | 2002 | 2002-03-18 | 0.16 | 0.27 | 0.14 |  | 0.19 |  | 1
3 | 19 | 2002 | 2002-03-19 | 0.15 | 0.07 | 0.18 |  | 0.13333 |  | 2
3 | 20 | 2002 | 2002-03-20 | 0.48 | 0.82 | 0.48 |  | 0.59333 |  | 3
3 | 21 | 2002 | 2002-03-21 | 0 | 0 | 0 |  | 0 |  | 4
3 | 22 | 2002 | 2002-03-22 | 0 | 0 | 0 |  | 0 |  | 5
3 | 23 | 2002 | 2002-03-23 | 0 | 0 | 0 |  | 0 |  | 6
3 | 24 | 2002 | 2002-03-24 | 0 | 0 | 0 |  | 0 |  | 7
3 | 25 | 2002 | 2002-03-25 | 0 | 0 | 0 |  | 0 |  | 1
3 | 26 | 2002 | 2002-03-26 | 0.5 | 0.48 | 0.65 |  | 0.54333 |  | 2
3 | 27 | 2002 | 2002-03-27 | 0 | 0 | 0 |  | 0 |  | 3
3 | 28 | 2002 | 2002-03-28 | 0 | 0 | 0 |  | 0 |  | 4
3 | 29 | 2002 | 2002-03-29 | 0 | 0 | 0 |  | 0 |  | 5
3 | 30 | 2002 | 2002-03-30 | 0 | 0 | 0 |  | 0 |  | 6
3 | 31 | 2002 | 2002-03-31 | 0.26 | 0.35 | 0.32 |  | 0.31 | 3.37 | 7
4 | 1 | 2002 | 2002-04-01 | 0 | 0 | 0 |  | 0 |  | 1
4 | 2 | 2002 | 2002-04-02 | 0 | 0 | 0 |  | 0 |  | 2
4 | 3 | 2002 | 2002-04-03 | 0 | 0 | 0 |  | 0 |  | 3
4 | 4 | 2002 | 2002-04-04 | 0 | 0 | 0 |  | 0 |  | 4
4 | 5 | 2002 | 2002-04-05 | 0 | 0 | 0 |  | 0 |  | 5
4 | 6 | 2002 | 2002-04-06 | 0 | 0 | 0 |  | 0 |  | 6
4 | 7 | 2002 | 2002-04-07 | 0 | 0 | 0 |  | 0 |  | 7
4 | 8 | 2002 | 2002-04-08 | 0 | 0 | 0 |  | 0 |  | 1
4 | 9 | 2002 | 2002-04-09 | 0.27 | 0.46 | 0.48 |  | 0.40333 |  | 2
4 | 10 | 2002 | 2002-04-10 | 0 | 0 | 0 |  | 0 |  | 3
4 | 11 | 2002 | 2002-04-11 | 0 | 0 | 0 |  | 0 |  | 4
4 | 12 | 2002 | 2002-04-12 | 0 | 0 | 0.01 |  | 0.0033333 |  | 5
4 | 13 | 2002 | 2002-04-13 | 0.01 | 0 | 0.03 |  | 0.013333 |  | 6
4 | 14 | 2002 | 2002-04-14 | 0 | 0 | 0.01 |  | 0.0033333 |  | 7
4 | 15 | 2002 | 2002-04-15 | 0.05 | 0.05 | 0.11 |  | 0.07 |  | 1
4 | 16 | 2002 | 2002-04-16 | 0 | 0.04 | 0 |  | 0.013333 |  | 2
4 | 17 | 2002 | 2002-04-17 | 0 | 0 | 0 |  | 0 |  | 3
4 | 18 | 2002 | 2002-04-18 | 0.31 | 1.23 | 0 |  | 0.51333 |  | 4
4 | 19 | 2002 | 2002-04-19 | 0.51 | 0.02 | 0.02 |  | 0.18333 |  | 5
4 | 20 | 2002 | 2002-04-20 | 0.03 | 0 | 0.04 |  | 0.023333 |  | 6
4 | 21 | 2002 | 2002-04-21 | 0.24 | 0.19 | 0.63 |  | 0.35333 |  | 7
4 | 22 | 2002 | 2002-04-22 | 0.36 | 0.36 | 0.23 |  | 0.31667 |  | 1
4 | 23 | 2002 | 2002-04-23 | 0 | 0 | 0 |  | 0 |  | 2
4 | 24 | 2002 | 2002-04-24 | 0 | 0 | 0 |  | 0 |  | 3
4 | 25 | 2002 | 2002-04-25 | 0.13 | 0.17 | 0.09 |  | 0.13 |  | 4
4 | 26 | 2002 | 2002-04-26 | 0 | 0 | 0 |  | 0 |  | 5
4 | 27 | 2002 | 2002-04-27 | 0.19 | 0.13 | 0.12 |  | 0.14667 |  | 6
4 | 28 | 2002 | 2002-04-28 | 1.37 | 1.43 | 1.68 |  | 1.4933 |  | 7
4 | 29 | 2002 | 2002-04-29 | 0 | 0 | 0 |  | 0 |  | 1
4 | 30 | 2002 | 2002-04-30 | 0 | 0 | 0 |  | 0 | 3.47 | 2
5 | 1 | 2002 | 2002-05-01 | 0 | 0 | 0 |  | 0 |  | 3
5 | 2 | 2002 | 2002-05-02 | 0.76 | 1.05 | 0.79 |  | 0.86667 |  | 4
5 | 3 | 2002 | 2002-05-03 | 0 | 0 | 0 |  | 0 |  | 5
5 | 4 | 2002 | 2002-05-04 | 0.08 | 0.12 | 0.14 |  | 0.11333 |  | 6
5 | 5 | 2002 | 2002-05-05 | 0 | 0 | 0 |  | 0 |  | 7
5 | 6 | 2002 | 2002-05-06 | 0.02 | 0 | 0.04 |  | 0.02 |  | 1
5 | 7 | 2002 | 2002-05-07 | 0.03 | 0 | 0.04 |  | 0.023333 |  | 2
5 | 8 | 2002 | 2002-05-08 | 0.02 | 0 | 0.04 |  | 0.02 |  | 3
5 | 9 | 2002 | 2002-05-09 | 0.05 | 0.03 | 0.02 |  | 0.033333 |  | 4
5 | 10 | 2002 | 2002-05-10 | 0 | 0 | 0 |  | 0 |  | 5
5 | 11 | 2002 | 2002-05-11 | 0 | 0 | 0 |  | 0 |  | 6
5 | 12 | 2002 | 2002-05-12 | 0 | 0.28 | 0.13 |  | 0.13667 |  | 7
5 | 13 | 2002 | 2002-05-13 | 0 | 0.05 | 0.04 |  | 0.03 |  | 1
5 | 14 | 2002 | 2002-05-14 | 0 | 0.01 | 0.01 |  | 0.0066667 |  | 2
5 | 15 | 2002 | 2002-05-15 | 0 | 0 | 0 |  | 0 |  | 3
5 | 16 | 2002 | 2002-05-16 | 0 | 0 | 0 |  | 0 |  | 4
5 | 17 | 2002 | 2002-05-17 | 0.29 | 0.47 | 0.14 |  | 0.3 |  | 5
5 | 18 | 2002 | 2002-05-18 | 0.68 | 0.73 | 0.51 |  | 0.64 |  | 6
5 | 19 | 2002 | 2002-05-19 | 0 | 0 | 0 |  | 0 |  | 7
5 | 20 | 2002 | 2002-05-20 | 0 | 0 | 0 |  | 0 |  | 1
5 | 21 | 2002 | 2002-05-21 | 0 | 0 | 0 |  | 0 |  | 2
5 | 22 | 2002 | 2002-05-22 | 0 | 0 | 0 |  | 0 |  | 3
5 | 23 | 2002 | 2002-05-23 | 0 | 0 | 0 |  | 0 |  | 4
5 | 24 | 2002 | 2002-05-24 | 0 | 0.04 | 0 |  | 0.013333 |  | 5
5 | 25 | 2002 | 2002-05-25 | 0 | 0 | 0 |  | 0 |  | 6
5 | 26 | 2002 | 2002-05-26 | 0 | 0 | 1.59 |  | 0.53 |  | 7
5 | 27 | 2002 | 2002-05-27 | 0.23 | 0.18 | 1.24 |  | 0.55 |  | 1
5 | 28 | 2002 | 2002-05-28 | 0 | 0 | 0 |  | 0 |  | 2
5 | 29 | 2002 | 2002-05-29 | 0 | 0 | 0 |  | 0 |  | 3
5 | 30 | 2002 | 2002-05-30 | 0 | 0 | 0 |  | 0 |  | 4
5 | 31 | 2002 | 2002-05-31 | 0.01 | 0.03 | 0 |  | 0.013333 | 2.17 | 5
6 | 1 | 2002 | 2002-06-01 | 0 | 0 | 0 |  | 0 |  | 6
6 | 2 | 2002 | 2002-06-02 | 0 | 0 | 0 |  | 0 |  | 7
6 | 3 | 2002 | 2002-06-03 | 0 | 0 | 0 |  | 0 |  | 1
6 | 4 | 2002 | 2002-06-04 | 0 | 0 | 0.02 |  | 0.0066667 |  | 2
6 | 5 | 2002 | 2002-06-05 | 0 | 0.38 | 1.02 |  | 0.46667 |  | 3
6 | 6 | 2002 | 2002-06-06 | 0.38 | 1.19 | 0.03 |  | 0.53333 |  | 4
6 | 7 | 2002 | 2002-06-07 | 0 | 0 | 0 |  | 0 |  | 5
6 | 8 | 2002 | 2002-06-08 | 0 | 0 | 0 |  | 0 |  | 6
6 | 9 | 2002 | 2002-06-09 | 0 | 0 | 0 |  | 0 |  | 7
6 | 10 | 2002 | 2002-06-10 | 0 | 0 | 0 |  | 0 |  | 1
6 | 11 | 2002 | 2002-06-11 | 0 | 0 | 0 |  | 0 |  | 2
6 | 12 | 2002 | 2002-06-12 | 0 | 0 | 0 |  | 0 |  | 3
6 | 13 | 2002 | 2002-06-13 | 1.92 | 0.49 | 0.77 |  | 1.06 |  | 4
6 | 14 | 2002 | 2002-06-14 | 0.12 | 0.18 | 0.19 |  | 0.16333 |  | 5
6 | 15 | 2002 | 2002-06-15 | 0.32 | 0.07 | 0.35 |  | 0.24667 |  | 6
6 | 16 | 2002 | 2002-06-16 | 0 | 0 | 0 |  | 0 |  | 7
6 | 17 | 2002 | 2002-06-17 | 0 | 0 | 0 |  | 0 |  | 1
6 | 18 | 2002 | 2002-06-18 | 0.35 | 0 | 0.18 |  | 0.17667 |  | 2
6 | 19 | 2002 | 2002-06-19 | 0.28 | 0 | 0.85 |  | 0.37667 |  | 3
6 | 20 | 2002 | 2002-06-20 | 0 | 0 | 0 |  | 0 |  | 4
6 | 21 | 2002 | 2002-06-21 | 0 | 0 | 0 |  | 0 |  | 5
6 | 22 | 2002 | 2002-06-22 | 0 | 0 | 0 |  | 0 |  | 6
6 | 23 | 2002 | 2002-06-23 | 0 | 0 | 0 |  | 0 |  | 7
6 | 24 | 2002 | 2002-06-24 | 0 | 0 | 0 |  | 0 |  | 1
6 | 25 | 2002 | 2002-06-25 | 0 | 0 | 0 |  | 0 |  | 2
6 | 26 | 2002 | 2002-06-26 | 0.04 | 0 | 0.07 |  | 0.036667 |  | 3
6 | 27 | 2002 | 2002-06-27 | 0.2 | 0.08 | 0.05 |  | 0.11 |  | 4
6 | 28 | 2002 | 2002-06-28 | 0.2 | 0 | 0.08 |  | 0.093333 |  | 5
6 | 29 | 2002 | 2002-06-29 | 0 | 0 | 0 |  | 0 |  | 6
6 | 30 | 2002 | 2002-06-30 | 0 | 0 | 0 |  | 0 | 3.81 | 7
7 | 1 | 2002 | 2002-07-01 | 0 | 0 | 0 |  | 0 |  | 1
7 | 2 | 2002 | 2002-07-02 | 0 | 0 | 0 |  | 0 |  | 2
7 | 3 | 2002 | 2002-07-03 | 0 | 0 | 0 |  | 0 |  | 3
7 | 4 | 2002 | 2002-07-04 | 0 | 0 | 0 |  | 0 |  | 4
7 | 5 | 2002 | 2002-07-05 | 0 | 0 | 0 |  | 0 |  | 5
7 | 6 | 2002 | 2002-07-06 | 0 | 0 | 0 |  | 0 |  | 6
7 | 7 | 2002 | 2002-07-07 | 0 | 0 | 0 |  | 0 |  | 7
7 | 8 | 2002 | 2002-07-08 | 0 | 0 | 0 |  | 0 |  | 1
7 | 9 | 2002 | 2002-07-09 | 0.08 | 0.69 | 0.04 |  | 0.27 |  | 2
7 | 10 | 2002 | 2002-07-10 | 0.03 | 0.01 | 0.03 |  | 0.023333 |  | 3
7 | 11 | 2002 | 2002-07-11 | 0 | 0 | 0 |  | 0 |  | 4
7 | 12 | 2002 | 2002-07-12 | 0 | 0 | 0 |  | 0 |  | 5
7 | 13 | 2002 | 2002-07-13 | 0 | 0.01 | 0.01 |  | 0.0066667 |  | 6
7 | 14 | 2002 | 2002-07-14 | 1.36 | 0.77 | 1.56 |  | 1.23 |  | 7
7 | 15 | 2002 | 2002-07-15 | 0 | 0 | 0 |  | 0 |  | 1
7 | 16 | 2002 | 2002-07-16 | 0 | 0 | 0 |  | 0 |  | 2
7 | 17 | 2002 | 2002-07-17 | 0 | 0 | 0 |  | 0 |  | 3
7 | 18 | 2002 | 2002-07-18 | 0 | 0 | 0 |  | 0 |  | 4
7 | 19 | 2002 | 2002-07-19 | 0 | 0 | 0 |  | 0 |  | 5
7 | 20 | 2002 | 2002-07-20 | 0 | 0 | 0 |  | 0 |  | 6
7 | 21 | 2002 | 2002-07-21 | 0 | 0 | 0 |  | 0 |  | 7
7 | 22 | 2002 | 2002-07-22 | 0 | 0 | 0 |  | 0 |  | 1
7 | 23 | 2002 | 2002-07-23 | 0 | 0.49 | 0.37 |  | 0.28667 |  | 2
7 | 24 | 2002 | 2002-07-24 | 0 | 0.03 | 0.07 |  | 0.033333 |  | 3
7 | 25 | 2002 | 2002-07-25 | 0.01 | 0 | 0 |  | 0.0033333 |  | 4
7 | 26 | 2002 | 2002-07-26 | 0.69 | 0.25 | 0.41 |  | 0.45 |  | 5
7 | 27 | 2002 | 2002-07-27 | 0.03 | 0.01 | 0.15 |  | 0.063333 |  | 6
7 | 28 | 2002 | 2002-07-28 | 0 | 0 | 0 |  | 0 |  | 7
7 | 29 | 2002 | 2002-07-29 | 0 | 0 | 0 |  | 0 |  | 1
7 | 30 | 2002 | 2002-07-30 | 0 | 0 | 0 |  | 0 |  | 2
7 | 31 | 2002 | 2002-07-31 | 0 | 0 | 0 |  | 0 | 2.2 | 3
8 | 1 | 2002 | 2002-08-01 | 0 | 0 | 0 |  | 0 |  | 4
8 | 2 | 2002 | 2002-08-02 | 0 | 0 | 0 |  | 0 |  | 5
8 | 3 | 2002 | 2002-08-03 | 0 | 0.85 | 0.02 |  | 0.29 |  | 6
8 | 4 | 2002 | 2002-08-04 | 0 | 0 | 0 |  | 0 |  | 7
8 | 5 | 2002 | 2002-08-05 | 0.08 | 0.04 | 0.26 |  | 0.12667 |  | 1
8 | 6 | 2002 | 2002-08-06 | 0.01 | 0 | 0.01 |  | 0.0066667 |  | 2
8 | 7 | 2002 | 2002-08-07 | 0 | 0 | 0 |  | 0 |  | 3
8 | 8 | 2002 | 2002-08-08 | 0 | 0 | 0 |  | 0 |  | 4
8 | 9 | 2002 | 2002-08-09 | 0 | 0 | 0 |  | 0 |  | 5
8 | 10 | 2002 | 2002-08-10 | 0 | 0 | 0 |  | 0 |  | 6
8 | 11 | 2002 | 2002-08-11 | 0 | 0 | 0 |  | 0 |  | 7
8 | 12 | 2002 | 2002-08-12 | 0 | 0 | 0 |  | 0 |  | 1
8 | 13 | 2002 | 2002-08-13 | 0 | 0 | 0 |  | 0 |  | 2
8 | 14 | 2002 | 2002-08-14 | 0 | 0 | 0 |  | 0 |  | 3
8 | 15 | 2002 | 2002-08-15 | 0 | 0 | 0.07 |  | 0.023333 |  | 4
8 | 16 | 2002 | 2002-08-16 | 0 | 0 | 0 |  | 0 |  | 5
8 | 17 | 2002 | 2002-08-17 | 0 | 0 | 0 |  | 0 |  | 6
8 | 18 | 2002 | 2002-08-18 | 0 | 0 | 0 |  | 0 |  | 7
8 | 19 | 2002 | 2002-08-19 | 0 | 0 | 0 |  | 0 |  | 1
8 | 20 | 2002 | 2002-08-20 | 0 | 0 | 0 |  | 0 |  | 2
8 | 21 | 2002 | 2002-08-21 | 0 | 0 | 0 |  | 0 |  | 3
8 | 22 | 2002 | 2002-08-22 | 0 | 0 | 0 |  | 0 |  | 4
8 | 23 | 2002 | 2002-08-23 | 0 | 0 | 0 |  | 0 |  | 5
8 | 24 | 2002 | 2002-08-24 | 0.07 | 0.3 | 0.13 |  | 0.16667 |  | 6
8 | 25 | 2002 | 2002-08-25 | 0 | 0 | 0 |  | 0 |  | 7
8 | 26 | 2002 | 2002-08-26 | 0 | 0 | 0.49 |  | 0.16333 |  | 1
8 | 27 | 2002 | 2002-08-27 | 0 | 0 | 0 |  | 0 |  | 2
8 | 28 | 2002 | 2002-08-28 | 1.36 | 2.21 | 1.73 |  | 1.7667 |  | 3
8 | 29 | 2002 | 2002-08-29 | 0.1 | 0.14 | 0.19 |  | 0.14333 |  | 4
8 | 30 | 2002 | 2002-08-30 | 0 | 0 | 0 |  | 0 |  | 5
8 | 31 | 2002 | 2002-08-31 | 0.01 | 0.12 | 0.01 |  | 0.046667 | 1.63 | 6
9 | 1 | 2002 | 2002-09-01 | 0.85 | 0.94 | 0.39 |  | 0.72667 |  | 7
9 | 2 | 2002 | 2002-09-02 | 0 | 0 | 0 |  | 0 |  | 1
9 | 3 | 2002 | 2002-09-03 | 0 | 0 | 0 |  | 0 |  | 2
9 | 4 | 2002 | 2002-09-04 | 0 | 0 | 0 |  | 0 |  | 3
9 | 5 | 2002 | 2002-09-05 | 0 | 0 | 0 |  | 0 |  | 4
9 | 6 | 2002 | 2002-09-06 | 0 | 0 | 0 |  | 0 |  | 5
9 | 7 | 2002 | 2002-09-07 | 0 | 0 | 0 |  | 0 |  | 6
9 | 8 | 2002 | 2002-09-08 | 0 | 0 | 0 |  | 0 |  | 7
9 | 9 | 2002 | 2002-09-09 | 0 | 0 | 0 |  | 0 |  | 1
9 | 10 | 2002 | 2002-09-10 | 0 | 0 | 0 |  | 0 |  | 2
9 | 11 | 2002 | 2002-09-11 | 0 | 0 | 0 |  | 0 |  | 3
9 | 12 | 2002 | 2002-09-12 | 0 | 0 | 0 |  | 0 |  | 4
9 | 13 | 2002 | 2002-09-13 | 0 | 0 | 0 |  | 0 |  | 5
9 | 14 | 2002 | 2002-09-14 | 0.16 | 0.05 | 0 |  | 0.07 |  | 6
9 | 15 | 2002 | 2002-09-15 | 0.17 | 0.09 | 0.09 |  | 0.11667 |  | 7
9 | 16 | 2002 | 2002-09-16 | 0.01 | 0.01 | 0.02 |  | 0.013333 |  | 1
9 | 17 | 2002 | 2002-09-17 | 0 | 0 | 0 |  | 0 |  | 2
9 | 18 | 2002 | 2002-09-18 | 0 | 0 | 0 |  | 0 |  | 3
9 | 19 | 2002 | 2002-09-19 | 0 | 0 | 0 |  | 0 |  | 4
9 | 20 | 2002 | 2002-09-20 | 0 | 0 | 0 |  | 0 |  | 5
9 | 21 | 2002 | 2002-09-21 | 0 | 0 | 0 |  | 0 |  | 6
9 | 22 | 2002 | 2002-09-22 | 0.02 | 0 | 0.24 |  | 0.086667 |  | 7
9 | 23 | 2002 | 2002-09-23 | 0.02 | 0 | 0 |  | 0.0066667 |  | 1
9 | 24 | 2002 | 2002-09-24 | 0 | 0 | 0 |  | 0 |  | 2
9 | 25 | 2002 | 2002-09-25 | 0 | 0 | 0 |  | 0 |  | 3
9 | 26 | 2002 | 2002-09-26 | 0.73 | 1.62 | 1.62 |  | 1.3233 |  | 4
9 | 27 | 2002 | 2002-09-27 | 0.13 | 0.46 | 0.48 |  | 0.35667 |  | 5
9 | 28 | 2002 | 2002-09-28 | 0.01 | 0 | 0 |  | 0.0033333 |  | 6
9 | 29 | 2002 | 2002-09-29 | 0 | 0 | 0 |  | 0 |  | 7
9 | 30 | 2002 | 2002-09-30 | 0 | 0 | 0 |  | 0 | 2.1 | 1
10 | 1 | 2002 | 2002-10-01 | 0 | 0 | 0 |  | 0 |  | 2
10 | 2 | 2002 | 2002-10-02 | 0 | 0 | 0 |  | 0 |  | 3
10 | 3 | 2002 | 2002-10-03 | 0 | 0 | 0 |  | 0 |  | 4
10 | 4 | 2002 | 2002-10-04 | 0 | 0 | 0 |  | 0 |  | 5
10 | 5 | 2002 | 2002-10-05 | 0 | 0 | 0 |  | 0 |  | 6
10 | 6 | 2002 | 2002-10-06 | 0 | 0 | 0 |  | 0 |  | 7
10 | 7 | 2002 | 2002-10-07 | 0 | 0 | 0 |  | 0 |  | 1
10 | 8 | 2002 | 2002-10-08 | 0 | 0 | 0 |  | 0 |  | 2
10 | 9 | 2002 | 2002-10-09 | 0 | 0.02 | 0 |  | 0.0066667 |  | 3
10 | 10 | 2002 | 2002-10-10 | 0.58 | 0.83 | 0.47 |  | 0.62667 |  | 4
10 | 11 | 2002 | 2002-10-11 | 0.78 | 1.13 | 0.91 |  | 0.94 |  | 5
10 | 12 | 2002 | 2002-10-12 | 0.01 | 0 | 0 |  | 0.0033333 |  | 6
10 | 13 | 2002 | 2002-10-13 | 0.01 | 0 | 0.01 |  | 0.0066667 |  | 7
10 | 14 | 2002 | 2002-10-14 | 0 | 0 | 0 |  | 0 |  | 1
10 | 15 | 2002 | 2002-10-15 | 0.09 | 0.13 | 0.21 |  | 0.14333 |  | 2
10 | 16 | 2002 | 2002-10-16 | 1.38 | 1.65 | 1.1 |  | 1.3767 |  | 3
10 | 17 | 2002 | 2002-10-17 | 0.01 | 0.03 | 0.22 |  | 0.086667 |  | 4
10 | 18 | 2002 | 2002-10-18 | 0 | 0 | 0 |  | 0 |  | 5
10 | 19 | 2002 | 2002-10-19 | 0 | 0 | 0 |  | 0 |  | 6
10 | 20 | 2002 | 2002-10-20 | 0 | 0 | 0 |  | 0 |  | 7
10 | 21 | 2002 | 2002-10-21 | 0 | 0 | 0 |  | 0 |  | 1
10 | 22 | 2002 | 2002-10-22 | 0 | 0 | 0 |  | 0 |  | 2
10 | 23 | 2002 | 2002-10-23 | 0 | 0 | 0 |  | 0 |  | 3
10 | 24 | 2002 | 2002-10-24 | 0 | 0.01 | 0.01 |  | 0.0066667 |  | 4
10 | 25 | 2002 | 2002-10-25 | 0.6 | 0.8 | 0.78 |  | 0.72667 |  | 5
10 | 26 | 2002 | 2002-10-26 | 0.32 | 0.33 | 0.12 |  | 0.25667 |  | 6
10 | 27 | 2002 | 2002-10-27 | 0 | 0 | 0 |  | 0 |  | 7
10 | 28 | 2002 | 2002-10-28 | 0.07 | 0 | 0.06 |  | 0.043333 |  | 1
10 | 29 | 2002 | 2002-10-29 | 0.79 | 0.78 | 0.82 |  | 0.79667 |  | 2
10 | 30 | 2002 | 2002-10-30 | 0.35 | 0.29 | 0.31 |  | 0.31667 |  | 3
10 | 31 | 2002 | 2002-10-31 | 0.01 | 0.01 | 0.02 |  | 0.013333 | 5 | 4
11 | 1 | 2002 | 2002-11-01 | 0 | 0 | 0 |  | 0 |  | 5
11 | 2 | 2002 | 2002-11-02 | 0 | 0 | 0 |  | 0 |  | 6
11 | 3 | 2002 | 2002-11-03 | 0 | 0 | 0 |  | 0 |  | 7
11 | 4 | 2002 | 2002-11-04 | 0 | 0 | 0 |  | 0 |  | 1
11 | 5 | 2002 | 2002-11-05 | 0.69 | 0.64 | 0.76 |  | 0.69667 |  | 2
11 | 6 | 2002 | 2002-11-06 | 0.13 | 0.1 | 0.04 |  | 0.09 |  | 3
11 | 7 | 2002 | 2002-11-07 | 0 | 0 | 0 |  | 0 |  | 4
11 | 8 | 2002 | 2002-11-08 | 0 | 0 | 0 |  | 0 |  | 5
11 | 9 | 2002 | 2002-11-09 | 0 | 0 | 0 |  | 0 |  | 6
11 | 10 | 2002 | 2002-11-10 | 0 | 0 | 0.01 |  | 0.0033333 |  | 7
11 | 11 | 2002 | 2002-11-11 | 0.6 | 0.3 | 0.53 |  | 0.47667 |  | 1
11 | 12 | 2002 | 2002-11-12 | 0.67 | 0.58 | 0.54 |  | 0.59667 |  | 2
11 | 13 | 2002 | 2002-11-13 | 0 | 0 | 0 |  | 0 |  | 3
11 | 14 | 2002 | 2002-11-14 | 0 | 0 | 0 |  | 0 |  | 4
11 | 15 | 2002 | 2002-11-15 | 0 | 0 | 0 |  | 0 |  | 5
11 | 16 | 2002 | 2002-11-16 | 1.64 | 1.61 | 1.44 |  | 1.5633 |  | 6
11 | 17 | 2002 | 2002-11-17 | 0.53 | 0.44 | 0.6 |  | 0.52333 |  | 7
11 | 18 | 2002 | 2002-11-18 | 0 | 0 | 0 |  | 0 |  | 1
11 | 19 | 2002 | 2002-11-19 | 0 | 0 | 0.01 |  | 0.0033333 |  | 2
11 | 20 | 2002 | 2002-11-20 | 0 | 0 | 0 |  | 0 |  | 3
11 | 21 | 2002 | 2002-11-21 | 0.01 | 0 | 0.13 |  | 0.046667 |  | 4
11 | 22 | 2002 | 2002-11-22 | 0 | 0.01 | 0 |  | 0.0033333 |  | 5
11 | 23 | 2002 | 2002-11-23 | 0 | 0 | 0 |  | 0 |  | 6
11 | 24 | 2002 | 2002-11-24 | 0 | 0 | 0 |  | 0 |  | 7
11 | 25 | 2002 | 2002-11-25 | 0 | 0 | 0 |  | 0 |  | 1
11 | 26 | 2002 | 2002-11-26 | 0.01 | 0.03 | 0.02 |  | 0.02 |  | 2
11 | 27 | 2002 | 2002-11-27 | 0.01 | 0.03 | 0.01 |  | 0.016667 |  | 3
11 | 28 | 2002 | 2002-11-28 | 0 | 0 | 0 |  | 0 |  | 4
11 | 29 | 2002 | 2002-11-29 | 0 | 0 | 0 |  | 0 |  | 5
11 | 30 | 2002 | 2002-11-30 | 0.05 | 0.04 | 0.04 |  | 0.043333 | 4.34 | 6
12 | 1 | 2002 | 2002-12-01 | 0 | 0 | 0 |  | 0 |  | 7
12 | 2 | 2002 | 2002-12-02 | 0 | 0 | 0 |  | 0 |  | 1
12 | 3 | 2002 | 2002-12-03 | 0 | 0 | 0 |  | 0 |  | 2
12 | 4 | 2002 | 2002-12-04 | 0 | 0 | 0 |  | 0 |  | 3
12 | 5 | 2002 | 2002-12-05 | 0.59 | 0.96 | 0.57 |  | 0.70667 |  | 4
12 | 6 | 2002 | 2002-12-06 | 0 | 0 | 0 |  | 0 |  | 5
12 | 7 | 2002 | 2002-12-07 | 0 | 0 | 0 |  | 0 |  | 6
12 | 8 | 2002 | 2002-12-08 | 0 | 0 | 0 |  | 0 |  | 7
12 | 9 | 2002 | 2002-12-09 | 0 | 0 | 0 |  | 0 |  | 1
12 | 10 | 2002 | 2002-12-10 | 0 | 0 | 0 |  | 0 |  | 2
12 | 11 | 2002 | 2002-12-11 | 1.36 | 1.61 | 1.09 |  | 1.3533 |  | 3
12 | 12 | 2002 | 2002-12-12 | 0 | 0 | 0 |  | 0 |  | 4
12 | 13 | 2002 | 2002-12-13 | 0.53 | 0.58 | 0.61 |  | 0.57333 |  | 5
12 | 14 | 2002 | 2002-12-14 | 0.05 | 0.01 | 0.04 |  | 0.033333 |  | 6
12 | 15 | 2002 | 2002-12-15 | 0 | 0 | 0 |  | 0 |  | 7
12 | 16 | 2002 | 2002-12-16 | 0 | 0 | 0 |  | 0 |  | 1
12 | 17 | 2002 | 2002-12-17 | 0 | 0 | 0 |  | 0 |  | 2
12 | 18 | 2002 | 2002-12-18 | 0 | 0 | 0 |  | 0 |  | 3
12 | 19 | 2002 | 2002-12-19 | 0.03 | 0.05 | 0 |  | 0.026667 |  | 4
12 | 20 | 2002 | 2002-12-20 | 0.97 | 0.43 | 0.43 |  | 0.61 |  | 5
12 | 21 | 2002 | 2002-12-21 | 0 | 0 | 0 |  | 0 |  | 6
12 | 22 | 2002 | 2002-12-22 | 0 | 0 | 0 |  | 0 |  | 7
12 | 23 | 2002 | 2002-12-23 | 0 | 0 | 0 |  | 0 |  | 1
12 | 24 | 2002 | 2002-12-24 | 0.2 | 0.2 | 0.18 |  | 0.19333 |  | 2
12 | 25 | 2002 | 2002-12-25 | 0.72 | 1.12 | 0.69 |  | 0.84333 |  | 3
12 | 26 | 2002 | 2002-12-26 | 0 | 0 | 0 |  | 0 |  | 4
12 | 27 | 2002 | 2002-12-27 | 0 | 0 | 0 |  | 0 |  | 5
12 | 28 | 2002 | 2002-12-28 | 0 | 0 | 0 |  | 0 |  | 6
12 | 29 | 2002 | 2002-12-29 | 0 | 0 | 0 |  | 0 |  | 7
12 | 30 | 2002 | 2002-12-30 | 0 | 0 | 0 |  | 0 |  | 1
12 | 31 | 2002 | 2002-12-31 | 0 | 0 | 0 |  | 0 | 4.45 | 2
1 | 1 | 2003 | 2003-01-01 | 1.52 | 1.68 | 1.73 |  | 1.6433 |  | 3
1 | 2 | 2003 | 2003-01-02 | 0.05 | 0.02 | 0.05 |  | 0.04 |  | 4
1 | 3 | 2003 | 2003-01-03 | 0.39 | 0.39 | 0.34 |  | 0.37333 |  | 5
1 | 4 | 2003 | 2003-01-04 | 0 | 0 | 0 |  | 0 |  | 6
1 | 5 | 2003 | 2003-01-05 | 0.2 | 0.24 | 0.32 |  | 0.25333 |  | 7
1 | 6 | 2003 | 2003-01-06 | 0.01 | 0.05 | 0.03 |  | 0.03 |  | 1
1 | 7 | 2003 | 2003-01-07 | 0 | 0 | 0 |  | 0 |  | 2
1 | 8 | 2003 | 2003-01-08 | 0 | 0 | 0 |  | 0 |  | 3
1 | 9 | 2003 | 2003-01-09 | 0 | 0 | 0 |  | 0 |  | 4
1 | 10 | 2003 | 2003-01-10 | 0 | 0 | 0 |  | 0 |  | 5
1 | 11 | 2003 | 2003-01-11 | 0 | 0 | 0 |  | 0 |  | 6
1 | 12 | 2003 | 2003-01-12 | 0 | 0 | 0 |  | 0 |  | 7
1 | 13 | 2003 | 2003-01-13 | 0 | 0 | 0 |  | 0 |  | 1
1 | 14 | 2003 | 2003-01-14 | 0 | 0 | 0 |  | 0 |  | 2
1 | 15 | 2003 | 2003-01-15 | 0 | 0 | 0 |  | 0 |  | 3
1 | 16 | 2003 | 2003-01-16 | 0.03 | 0.05 | 0.04 |  | 0.04 |  | 4
1 | 17 | 2003 | 2003-01-17 | 0 | 0 | 0 |  | 0 |  | 5
1 | 18 | 2003 | 2003-01-18 | 0 | 0 | 0 |  | 0 |  | 6
1 | 19 | 2003 | 2003-01-19 | 0 | 0 | 0 |  | 0 |  | 7
1 | 20 | 2003 | 2003-01-20 | 0 | 0 | 0 |  | 0 |  | 1
1 | 21 | 2003 | 2003-01-21 | 0.02 | 0.01 | 0 |  | 0.01 |  | 2
1 | 22 | 2003 | 2003-01-22 | 0 | 0 | 0 |  | 0 |  | 3
1 | 23 | 2003 | 2003-01-23 | 0 | 0 | 0 |  | 0 |  | 4
1 | 24 | 2003 | 2003-01-24 | 0 | 0 | 0 |  | 0 |  | 5
1 | 25 | 2003 | 2003-01-25 | 0 | 0 | 0 |  | 0 |  | 6
1 | 26 | 2003 | 2003-01-26 | 0 | 0.01 | 0.01 |  | 0.0066667 |  | 7
1 | 27 | 2003 | 2003-01-27 | 0 | 0 | 0 |  | 0 |  | 1
1 | 28 | 2003 | 2003-01-28 | 0 | 0 | 0 |  | 0 |  | 2
1 | 29 | 2003 | 2003-01-29 | 0.08 | 0.12 | 0.01 |  | 0.07 |  | 3
1 | 30 | 2003 | 2003-01-30 | 0 | 0 | 0 |  | 0 |  | 4
1 | 31 | 2003 | 2003-01-31 | 0.11 | 0.02 | 0.16 |  | 0.096667 | 2.41 | 5
2 | 1 | 2003 | 2003-02-01 | 0.07 | 0.08 | 0.11 |  | 0.086667 |  | 6
2 | 2 | 2003 | 2003-02-02 | 0 | 0 | 0 |  | 0 |  | 7
2 | 3 | 2003 | 2003-02-03 | 0 | 0 | 0 |  | 0 |  | 1
2 | 4 | 2003 | 2003-02-04 | 0.21 | 0.26 | 0.19 |  | 0.22 |  | 2
2 | 5 | 2003 | 2003-02-05 | 0 | 0 | 0 |  | 0 |  | 3
2 | 6 | 2003 | 2003-02-06 | 0.24 | 0.23 | 0.23 |  | 0.23333 |  | 4
2 | 7 | 2003 | 2003-02-07 | 0.33 | 0.34 | 0.26 |  | 0.31 |  | 5
2 | 8 | 2003 | 2003-02-08 | 0 | 0 | 0 |  | 0 |  | 6
2 | 9 | 2003 | 2003-02-09 | 0 | 0 | 0 |  | 0 |  | 7
2 | 10 | 2003 | 2003-02-10 | 0.04 | 0.07 | 0.06 |  | 0.056667 |  | 1
2 | 11 | 2003 | 2003-02-11 | 0 | 0 | 0 |  | 0 |  | 2
2 | 12 | 2003 | 2003-02-12 | 0 | 0 | 0 |  | 0 |  | 3
2 | 13 | 2003 | 2003-02-13 | 0 | 0 | 0 |  | 0 |  | 4
2 | 14 | 2003 | 2003-02-14 | 0.02 | 0 | 0.02 |  | 0.013333 |  | 5
2 | 15 | 2003 | 2003-02-15 | 0.32 | 0.23 | 0.32 |  | 0.29 |  | 6
2 | 16 | 2003 | 2003-02-16 | 2.14 | 2.01 | 2.33 |  | 2.16 |  | 7
2 | 17 | 2003 | 2003-02-17 | 0.39 | 0.43 | 0.2 |  | 0.34 |  | 1
2 | 18 | 2003 | 2003-02-18 | 0.03 | 0.06 | 0.02 |  | 0.036667 |  | 2
2 | 19 | 2003 | 2003-02-19 | 0 | 0 | 0 |  | 0 |  | 3
2 | 20 | 2003 | 2003-02-20 | 0 | 0 | 0 |  | 0 |  | 4
2 | 21 | 2003 | 2003-02-21 | 0.34 | 0.29 | 0.3 |  | 0.31 |  | 5
2 | 22 | 2003 | 2003-02-22 | 2.27 | 2.3 | 1.69 |  | 2.0867 |  | 6
2 | 23 | 2003 | 2003-02-23 | 0.13 | 0.06 | 0.16 |  | 0.11667 |  | 7
2 | 24 | 2003 | 2003-02-24 | 0 | 0 | 0 |  | 0 |  | 1
2 | 25 | 2003 | 2003-02-25 | 0 | 0 | 0 |  | 0 |  | 2
2 | 26 | 2003 | 2003-02-26 | 0.12 | 0.14 | 0.11 |  | 0.12333 |  | 3
2 | 27 | 2003 | 2003-02-27 | 0.28 | 0.18 | 0.24 |  | 0.23333 |  | 4
2 | 28 | 2003 | 2003-02-28 | 0.05 | 0.02 | 0.03 |  | 0.033333 | 5.68 | 5
3 | 1 | 2003 | 2003-03-01 | 0.01 | 0 | 0.02 |  | 0.01 |  | 6
3 | 2 | 2003 | 2003-03-02 | 0.41 | 0.46 | 0.15 |  | 0.34 |  | 7
3 | 3 | 2003 | 2003-03-03 | 0 | 0 | 0 |  | 0 |  | 1
3 | 4 | 2003 | 2003-03-04 | 0 | 0 | 0 |  | 0 |  | 2
3 | 5 | 2003 | 2003-03-05 | 0.07 | 0.07 | 0.03 |  | 0.056667 |  | 3
3 | 6 | 2003 | 2003-03-06 | 0.22 | 0.43 | 0.2 |  | 0.28333 |  | 4
3 | 7 | 2003 | 2003-03-07 | 0 | 0 | 0 |  | 0 |  | 5
3 | 8 | 2003 | 2003-03-08 | 0 | 0 | 0 |  | 0 |  | 6
3 | 9 | 2003 | 2003-03-09 | 0 | 0 | 0 |  | 0 |  | 7
3 | 10 | 2003 | 2003-03-10 | 0 | 0 | 0 |  | 0 |  | 1
3 | 11 | 2003 | 2003-03-11 | 0 | 0 | 0 |  | 0 |  | 2
3 | 12 | 2003 | 2003-03-12 | 0 | 0 | 0 |  | 0 |  | 3
3 | 13 | 2003 | 2003-03-13 | 0.16 | 0.09 | 0.22 |  | 0.15667 |  | 4
3 | 14 | 2003 | 2003-03-14 | 0 | 0 | 0 |  | 0 |  | 5
3 | 15 | 2003 | 2003-03-15 | 0 | 0 | 0 |  | 0 |  | 6
3 | 16 | 2003 | 2003-03-16 | 0.01 | 0.05 | 0.02 |  | 0.026667 |  | 7
3 | 17 | 2003 | 2003-03-17 | 0.01 | 0.06 | 0 |  | 0.023333 |  | 1
3 | 18 | 2003 | 2003-03-18 | 0 | 0 | 0 |  | 0 |  | 2
3 | 19 | 2003 | 2003-03-19 | 0 | 0 | 0 |  | 0 |  | 3
3 | 20 | 2003 | 2003-03-20 | 1.95 | 1.83 | 1.81 |  | 1.8633 |  | 4
3 | 21 | 2003 | 2003-03-21 | 0.02 | 0.01 | 0.05 |  | 0.026667 |  | 5
3 | 22 | 2003 | 2003-03-22 | 0 | 0 | 0 |  | 0 |  | 6
3 | 23 | 2003 | 2003-03-23 | 0 | 0 | 0 |  | 0 |  | 7
3 | 24 | 2003 | 2003-03-24 | 0 | 0 | 0 |  | 0 |  | 1
3 | 25 | 2003 | 2003-03-25 | 0 | 0 | 0 |  | 0 |  | 2
3 | 26 | 2003 | 2003-03-26 | 0.43 | 0.31 | 0.3 |  | 0.34667 |  | 3
3 | 27 | 2003 | 2003-03-27 | 0 | 0 | 0 |  | 0 |  | 4
3 | 28 | 2003 | 2003-03-28 | 0.05 | 0.13 | 0.01 |  | 0.063333 |  | 5
3 | 29 | 2003 | 2003-03-29 | 0.39 | 0.29 | 0.19 |  | 0.29 |  | 6
3 | 30 | 2003 | 2003-03-30 | 0.47 | 0.44 | 0.69 |  | 0.53333 |  | 7
3 | 31 | 2003 | 2003-03-31 | 0 | 0 | 0 |  | 0 | 4.2 | 1
4 | 1 | 2003 | 2003-04-01 | 0 | 0 | 0 |  | 0 |  | 2
4 | 2 | 2003 | 2003-04-02 | 0 | 0 | 0 |  | 0 |  | 3
4 | 3 | 2003 | 2003-04-03 | 0 | 0 | 0 |  | 0 |  | 4
4 | 4 | 2003 | 2003-04-04 | 0 | 0 | 0 |  | 0 |  | 5
4 | 5 | 2003 | 2003-04-05 | 0 | 0 | 0.03 |  | 0.01 |  | 6
4 | 6 | 2003 | 2003-04-06 | 0 | 0 | 0 |  | 0 |  | 7
4 | 7 | 2003 | 2003-04-07 | 0.68 | 0.66 | 0.68 |  | 0.67333 |  | 1
4 | 8 | 2003 | 2003-04-08 | 0 | 0 | 0.04 |  | 0.013333 |  | 2
4 | 9 | 2003 | 2003-04-09 | 0.51 | 0.4 | 0.51 |  | 0.47333 |  | 3
4 | 10 | 2003 | 2003-04-10 | 0.07 | 0.04 | 0.06 |  | 0.056667 |  | 4
4 | 11 | 2003 | 2003-04-11 | 0.18 | 0.28 | 0.28 |  | 0.24667 |  | 5
4 | 12 | 2003 | 2003-04-12 | 0 | 0.02 | 0 |  | 0.0066667 |  | 6
4 | 13 | 2003 | 2003-04-13 | 0 | 0 | 0 |  | 0 |  | 7
4 | 14 | 2003 | 2003-04-14 | 0 | 0 | 0 |  | 0 |  | 1
4 | 15 | 2003 | 2003-04-15 | 0 | 0 | 0 |  | 0 |  | 2
4 | 16 | 2003 | 2003-04-16 | 0 | 0 | 0 |  | 0 |  | 3
4 | 17 | 2003 | 2003-04-17 | 0 | 0 | 0 |  | 0 |  | 4
4 | 18 | 2003 | 2003-04-18 | 0.12 | 0.14 | 0.44 |  | 0.23333 |  | 5
4 | 19 | 2003 | 2003-04-19 | 0.01 | 0 | 0.2 |  | 0.07 |  | 6
4 | 20 | 2003 | 2003-04-20 | 0 | 0 | 0 |  | 0 |  | 7
4 | 21 | 2003 | 2003-04-21 | 0 | 0.01 | 0.02 |  | 0.01 |  | 1
4 | 22 | 2003 | 2003-04-22 | 0.15 | 0 | 0.03 |  | 0.06 |  | 2
4 | 23 | 2003 | 2003-04-23 | 0 | 0 | 0 |  | 0 |  | 3
4 | 24 | 2003 | 2003-04-24 | 0 | 0 | 0 |  | 0 |  | 4
4 | 25 | 2003 | 2003-04-25 | 0.37 | 0.42 | 0.16 |  | 0.31667 |  | 5
4 | 26 | 2003 | 2003-04-26 | 0.33 | 0.37 | 0.15 |  | 0.28333 |  | 6
4 | 27 | 2003 | 2003-04-27 | 0 | 0 | 0 |  | 0 |  | 7
4 | 28 | 2003 | 2003-04-28 | 0 | 0 | 0 |  | 0 |  | 1
4 | 29 | 2003 | 2003-04-29 | 0 | 0 | 0.01 |  | 0.0033333 |  | 2
4 | 30 | 2003 | 2003-04-30 | 0.13 | 0.06 | 0.1 |  | 0.096667 | 2.55 | 3
5 | 1 | 2003 | 2003-05-01 | 0 | 0 | 0 |  | 0 |  | 4
5 | 2 | 2003 | 2003-05-02 | 0 | 0 | 0 |  | 0 |  | 5
5 | 3 | 2003 | 2003-05-03 | 0 | 0 | 0 |  | 0 |  | 6
5 | 4 | 2003 | 2003-05-04 | 0 | 0 | 0.01 |  | 0.0033333 |  | 7
5 | 5 | 2003 | 2003-05-05 | 0.14 | 0.11 | 0.21 |  | 0.15333 |  | 1
5 | 6 | 2003 | 2003-05-06 | 0.01 | 0.02 | 0.02 |  | 0.016667 |  | 2
5 | 7 | 2003 | 2003-05-07 | 0.38 | 0.08 | 0.8 |  | 0.42 |  | 3
5 | 8 | 2003 | 2003-05-08 | 0.11 | 0.16 | 0.2 |  | 0.15667 |  | 4
5 | 9 | 2003 | 2003-05-09 | 0.25 | 0.48 | 0.32 |  | 0.35 |  | 5
5 | 10 | 2003 | 2003-05-10 | 0.36 | 0.14 | 0.53 |  | 0.34333 |  | 6
5 | 11 | 2003 | 2003-05-11 | 0 | 0.05 | 0 |  | 0.016667 |  | 7
5 | 12 | 2003 | 2003-05-12 | 0 | 0.02 | 0 |  | 0.0066667 |  | 1
5 | 13 | 2003 | 2003-05-13 | 0 | 0 | 0 |  | 0 |  | 2
5 | 14 | 2003 | 2003-05-14 | 0 | 0 | 0 |  | 0 |  | 3
5 | 15 | 2003 | 2003-05-15 | 0.13 | 0 | 2.4 |  | 0.84333 |  | 4
5 | 16 | 2003 | 2003-05-16 | 1.59 | 1.96 | 0.27 |  | 1.2733 |  | 5
5 | 17 | 2003 | 2003-05-17 | 0.1 | 0.06 | 0.26 |  | 0.14 |  | 6
5 | 18 | 2003 | 2003-05-18 | 0.28 | 0.04 | 0.39 |  | 0.23667 |  | 7
5 | 19 | 2003 | 2003-05-19 | 0 | 0 | 0 |  | 0 |  | 1
5 | 20 | 2003 | 2003-05-20 | 0 | 0 | 0 |  | 0 |  | 2
5 | 21 | 2003 | 2003-05-21 | 0.67 | 1.1 | 1.06 |  | 0.94333 |  | 3
5 | 22 | 2003 | 2003-05-22 | 0.03 | 0 | 0.01 |  | 0.013333 |  | 4
5 | 23 | 2003 | 2003-05-23 | 0.19 | 0.18 | 0.23 |  | 0.2 |  | 5
5 | 24 | 2003 | 2003-05-24 | 0.02 | 0.15 | 0.62 |  | 0.26333 |  | 6
5 | 25 | 2003 | 2003-05-25 | 0.11 | 0.31 | 0.08 |  | 0.16667 |  | 7
5 | 26 | 2003 | 2003-05-26 | 1.49 | 1.51 | 0.96 |  | 1.32 |  | 1
5 | 27 | 2003 | 2003-05-27 | 0.05 | 0.01 | 0.09 |  | 0.05 |  | 2
5 | 28 | 2003 | 2003-05-28 | 0.3 | 0.07 | 0.17 |  | 0.18 |  | 3
5 | 29 | 2003 | 2003-05-29 | 0.05 | 0.02 | 0.02 |  | 0.03 |  | 4
5 | 30 | 2003 | 2003-05-30 | 0 | 0 | 0 |  | 0 |  | 5
5 | 31 | 2003 | 2003-05-31 | 0.8 | 0.34 | 0.06 |  | 0.4 | 7.06 | 6
6 | 1 | 2003 | 2003-06-01 | 0 | 0 | 0.01 |  | 0.0033333 |  | 7
6 | 2 | 2003 | 2003-06-02 | 0 | 0 | 0 |  | 0 |  | 1
6 | 3 | 2003 | 2003-06-03 | 0.25 | 0.4 | 0.68 |  | 0.44333 |  | 2
6 | 4 | 2003 | 2003-06-04 | 0.29 | 0.27 | 0.39 |  | 0.31667 |  | 3
6 | 5 | 2003 | 2003-06-05 | 0.05 | 0.05 | 0.03 |  | 0.043333 |  | 4
6 | 6 | 2003 | 2003-06-06 | 0 | 0 | 0 |  | 0 |  | 5
6 | 7 | 2003 | 2003-06-07 | 1.28 | 1.63 | 1.78 |  | 1.5633 |  | 6
6 | 8 | 2003 | 2003-06-08 | 0 | 0 | 0.15 |  | 0.05 |  | 7
6 | 9 | 2003 | 2003-06-09 | 0.46 | 0.12 | 0.03 |  | 0.20333 |  | 1
6 | 10 | 2003 | 2003-06-10 | 0 | 0 | 0 |  | 0 |  | 2
6 | 11 | 2003 | 2003-06-11 | 0.26 | 0.39 | 0.35 |  | 0.33333 |  | 3
6 | 12 | 2003 | 2003-06-12 | 1.13 | 0.25 | 1.29 |  | 0.89 |  | 4
6 | 13 | 2003 | 2003-06-13 | 0.37 | 0.08 | 0.27 |  | 0.24 |  | 5
6 | 14 | 2003 | 2003-06-14 | 0.02 | 0.39 | 0.02 |  | 0.14333 |  | 6
6 | 15 | 2003 | 2003-06-15 | 0 | 0 | 0.01 |  | 0.0033333 |  | 7
6 | 16 | 2003 | 2003-06-16 | 0 | 0 | 0 |  | 0 |  | 1
6 | 17 | 2003 | 2003-06-17 | 0.76 | 0.61 | 0.44 |  | 0.60333 |  | 2
6 | 18 | 2003 | 2003-06-18 | 0.11 | 0.05 | 0.32 |  | 0.16 |  | 3
6 | 19 | 2003 | 2003-06-19 | 1.61 | 0.98 | 1.99 |  | 1.5267 |  | 4
6 | 20 | 2003 | 2003-06-20 | 0.65 | 0.93 | 0.55 |  | 0.71 |  | 5
6 | 21 | 2003 | 2003-06-21 | 0.03 | 0.79 | 0 |  | 0.27333 |  | 6
6 | 22 | 2003 | 2003-06-22 | 0 | 0 | 0 |  | 0 |  | 7
6 | 23 | 2003 | 2003-06-23 | 0 | 0 | 0 |  | 0 |  | 1
6 | 24 | 2003 | 2003-06-24 | 0 | 0 | 0 |  | 0 |  | 2
6 | 25 | 2003 | 2003-06-25 | 0 | 0 | 0 |  | 0 |  | 3
6 | 26 | 2003 | 2003-06-26 | 0 | 0 | 0 |  | 0 |  | 4
6 | 27 | 2003 | 2003-06-27 | 0.09 | 0 | 0.02 |  | 0.036667 |  | 5
6 | 28 | 2003 | 2003-06-28 | 0 | 0 | 0 |  | 0 |  | 6
6 | 29 | 2003 | 2003-06-29 | 0 | 0 | 0 |  | 0 |  | 7
6 | 30 | 2003 | 2003-06-30 | 0.51 | 0.02 | 0 |  | 0.17667 | 7.87 | 1
7 | 1 | 2003 | 2003-07-01 | 1.14 | 0.1 | 0.02 |  | 0.42 |  | 2
7 | 2 | 2003 | 2003-07-02 | 0.87 | 1.17 | 0.53 |  | 0.85667 |  | 3
7 | 3 | 2003 | 2003-07-03 | 0.14 | 0.67 | 0.08 |  | 0.29667 |  | 4
7 | 4 | 2003 | 2003-07-04 | 0 | 0 | 0 |  | 0 |  | 5
7 | 5 | 2003 | 2003-07-05 | 0 | 0 | 0 |  | 0 |  | 6
7 | 6 | 2003 | 2003-07-06 | 0 | 0.45 | 0.06 |  | 0.17 |  | 7
7 | 7 | 2003 | 2003-07-07 | 0.57 | 0.14 | 0.28 |  | 0.33 |  | 1
7 | 8 | 2003 | 2003-07-08 | 0 | 0 | 0.05 |  | 0.016667 |  | 2
7 | 9 | 2003 | 2003-07-09 | 0.49 | 0.28 | 1.04 |  | 0.60333 |  | 3
7 | 10 | 2003 | 2003-07-10 | 1.06 | 0.23 | 1.41 |  | 0.9 |  | 4
7 | 11 | 2003 | 2003-07-11 | 0 | 0.04 | 0 |  | 0.013333 |  | 5
7 | 12 | 2003 | 2003-07-12 | 0.03 | 0.34 | 0.26 |  | 0.21 |  | 6
7 | 13 | 2003 | 2003-07-13 | 0 | 0 | 0 |  | 0 |  | 7
7 | 14 | 2003 | 2003-07-14 | 0.03 | 0 | 0 |  | 0.01 |  | 1
7 | 15 | 2003 | 2003-07-15 | 0 | 0 | 0 |  | 0 |  | 2
7 | 16 | 2003 | 2003-07-16 | 0 | 0 | 0 |  | 0 |  | 3
7 | 17 | 2003 | 2003-07-17 | 0 | 0 | 0 |  | 0 |  | 4
7 | 18 | 2003 | 2003-07-18 | 0 | 0.1 | 0 |  | 0.033333 |  | 5
7 | 19 | 2003 | 2003-07-19 | 0 | 0 | 0 |  | 0 |  | 6
7 | 20 | 2003 | 2003-07-20 | 0 | 0 | 0 |  | 0 |  | 7
7 | 21 | 2003 | 2003-07-21 | 0 | 0 | 0 |  | 0 |  | 1
7 | 22 | 2003 | 2003-07-22 | 0.53 | 1.67 | 1.49 |  | 1.23 |  | 2
7 | 23 | 2003 | 2003-07-23 | 0 | 0.02 | 0 |  | 0.0066667 |  | 3
7 | 24 | 2003 | 2003-07-24 | 0 | 0 | 0 |  | 0 |  | 4
7 | 25 | 2003 | 2003-07-25 | 0 | 0 | 0 |  | 0 |  | 5
7 | 26 | 2003 | 2003-07-26 | 0 | 0 | 0 |  | 0 |  | 6
7 | 27 | 2003 | 2003-07-27 | 0 | 0.05 | 0 |  | 0.016667 |  | 7
7 | 28 | 2003 | 2003-07-28 | 0.87 | 0.29 | 0.84 |  | 0.66667 |  | 1
7 | 29 | 2003 | 2003-07-29 | 0.02 | 0.01 | 0 |  | 0.01 |  | 2
7 | 30 | 2003 | 2003-07-30 | 0.01 | 0 | 0 |  | 0.0033333 |  | 3
7 | 31 | 2003 | 2003-07-31 | 0 | 0 | 0 |  | 0 | 5.76 | 4
8 | 1 | 2003 | 2003-08-01 | 0.89 | 0.12 | 0.23 |  | 0.41333 |  | 5
8 | 2 | 2003 | 2003-08-02 | 0.01 | 0 | 0 |  | 0.0033333 |  | 6
8 | 3 | 2003 | 2003-08-03 | 0.23 | 0.83 | 0.06 |  | 0.37333 |  | 7
8 | 4 | 2003 | 2003-08-04 | 0.01 | 0.13 | 0.01 |  | 0.05 |  | 1
8 | 5 | 2003 | 2003-08-05 | 0.39 | 0.08 | 0.04 |  | 0.17 |  | 2
8 | 6 | 2003 | 2003-08-06 | 0 | 0 | 0 |  | 0 |  | 3
8 | 7 | 2003 | 2003-08-07 | 0 | 0.05 | 0 |  | 0.016667 |  | 4
8 | 8 | 2003 | 2003-08-08 | 0 | 0 | 0.11 |  | 0.036667 |  | 5
8 | 9 | 2003 | 2003-08-09 | 0.44 | 0.28 | 0.02 |  | 0.24667 |  | 6
8 | 10 | 2003 | 2003-08-10 | 0.01 | 0.08 | 0 |  | 0.03 |  | 7
8 | 11 | 2003 | 2003-08-11 | 0.04 | 0.58 | 0.01 |  | 0.21 |  | 1
8 | 12 | 2003 | 2003-08-12 | 0 | 0.06 | 0.01 |  | 0.023333 |  | 2
8 | 13 | 2003 | 2003-08-13 | 0 | 0.07 | 1.48 |  | 0.51667 |  | 3
8 | 14 | 2003 | 2003-08-14 | 0 | 0 | 0 |  | 0 |  | 4
8 | 15 | 2003 | 2003-08-15 | 0 | 0 | 0 |  | 0 |  | 5
8 | 16 | 2003 | 2003-08-16 | 0.62 | 0.42 | 1.45 |  | 0.83 |  | 6
8 | 17 | 2003 | 2003-08-17 | 0.2 | 0.27 | 0.1 |  | 0.19 |  | 7
8 | 18 | 2003 | 2003-08-18 | 0 | 0 | 0 |  | 0 |  | 1
8 | 19 | 2003 | 2003-08-19 | 0 | 0 | 0 |  | 0 |  | 2
8 | 20 | 2003 | 2003-08-20 | 0 | 0 | 0 |  | 0 |  | 3
8 | 21 | 2003 | 2003-08-21 | 0 | 0 | 0 |  | 0 |  | 4
8 | 22 | 2003 | 2003-08-22 | 0 | 0.65 | 0.27 |  | 0.30667 |  | 5
8 | 23 | 2003 | 2003-08-23 | 0 | 0 | 0 |  | 0 |  | 6
8 | 24 | 2003 | 2003-08-24 | 0 | 0 | 0 |  | 0 |  | 7
8 | 25 | 2003 | 2003-08-25 | 0 | 0 | 0 |  | 0 |  | 1
8 | 26 | 2003 | 2003-08-26 | 0.96 | 0.3 | 0.96 |  | 0.74 |  | 2
8 | 27 | 2003 | 2003-08-27 | 0.56 | 0.3 | 0.65 |  | 0.50333 |  | 3
8 | 28 | 2003 | 2003-08-28 | 0 | 0 | 0.01 |  | 0.0033333 |  | 4
8 | 29 | 2003 | 2003-08-29 | 0.06 | 0.34 | 0.03 |  | 0.14333 |  | 5
8 | 30 | 2003 | 2003-08-30 | 0.23 | 0.05 | 0.11 |  | 0.13 |  | 6
8 | 31 | 2003 | 2003-08-31 | 0 | 0 | 0 |  | 0 | 4.65 | 7
9 | 1 | 2003 | 2003-09-01 | 0.19 | 0.19 | 0.23 |  | 0.20333 |  | 1
9 | 2 | 2003 | 2003-09-02 | 0.17 | 0.04 | 0.2 |  | 0.13667 |  | 2
9 | 3 | 2003 | 2003-09-03 | 0.32 | 0.32 | 0.65 |  | 0.43 |  | 3
9 | 4 | 2003 | 2003-09-04 | 0.12 | 0.25 | 0.27 |  | 0.21333 |  | 4
9 | 5 | 2003 | 2003-09-05 | 0 | 0 | 0 |  | 0 |  | 5
9 | 6 | 2003 | 2003-09-06 | 0 | 0 | 0 |  | 0 |  | 6
9 | 7 | 2003 | 2003-09-07 | 0 | 0 | 0 |  | 0 |  | 7
9 | 8 | 2003 | 2003-09-08 | 0 | 0 | 0 |  | 0 |  | 1
9 | 9 | 2003 | 2003-09-09 | 0 | 0 | 0 |  | 0 |  | 2
9 | 10 | 2003 | 2003-09-10 | 0 | 0 | 0 |  | 0 |  | 3
9 | 11 | 2003 | 2003-09-11 | 0 | 0 | 0 |  | 0 |  | 4
9 | 12 | 2003 | 2003-09-12 | 0.85 | 0.69 | 0.81 |  | 0.78333 |  | 5
9 | 13 | 2003 | 2003-09-13 | 0.26 | 0.66 | 0.37 |  | 0.43 |  | 6
9 | 14 | 2003 | 2003-09-14 | 0 | 0.01 | 0.04 |  | 0.016667 |  | 7
9 | 15 | 2003 | 2003-09-15 | 0.08 | 0.12 | 0.02 |  | 0.073333 |  | 1
9 | 16 | 2003 | 2003-09-16 | 0 | 0 | 0 |  | 0 |  | 2
9 | 17 | 2003 | 2003-09-17 | 0 | 0 | 0 |  | 0 |  | 3
9 | 18 | 2003 | 2003-09-18 | 2.28 | 2.13 | 1.76 |  | 2.0567 |  | 4
9 | 19 | 2003 | 2003-09-19 | 0.03 | 0.08 | 0.2 |  | 0.10333 |  | 5
9 | 20 | 2003 | 2003-09-20 | 0 | 0 | 0 |  | 0 |  | 6
9 | 21 | 2003 | 2003-09-21 | 0 | 0 | 0 |  | 0 |  | 7
9 | 22 | 2003 | 2003-09-22 | 0.78 | 0.58 | 0.76 |  | 0.70667 |  | 1
9 | 23 | 2003 | 2003-09-23 | 1.67 | 1.82 | 1.74 |  | 1.7433 |  | 2
9 | 24 | 2003 | 2003-09-24 | 0 | 0 | 0 |  | 0 |  | 3
9 | 25 | 2003 | 2003-09-25 | 0 | 0 | 0 |  | 0 |  | 4
9 | 26 | 2003 | 2003-09-26 | 0 | 0 | 0 |  | 0 |  | 5
9 | 27 | 2003 | 2003-09-27 | 0.1 | 0.54 | 0.17 |  | 0.27 |  | 6
9 | 28 | 2003 | 2003-09-28 | 0.02 | 0.04 | 0.04 |  | 0.033333 |  | 7
9 | 29 | 2003 | 2003-09-29 | 0 | 0 | 0 |  | 0 |  | 1
9 | 30 | 2003 | 2003-09-30 | 0 | 0 | 0 |  | 0 | 6.79 | 2
10 | 1 | 2003 | 2003-10-01 | 0 | 0 | 0 |  | 0 |  | 3
10 | 2 | 2003 | 2003-10-02 | 0 | 0 | 0 |  | 0 |  | 4
10 | 3 | 2003 | 2003-10-03 | 0 | 0 | 0 |  | 0 |  | 5
10 | 4 | 2003 | 2003-10-04 | 0 | 0.01 | 0.06 |  | 0.023333 |  | 6
10 | 5 | 2003 | 2003-10-05 | 0 | 0 | 0 |  | 0 |  | 7
10 | 6 | 2003 | 2003-10-06 | 0 | 0 | 0 |  | 0 |  | 1
10 | 7 | 2003 | 2003-10-07 | 0 | 0 | 0 |  | 0 |  | 2
10 | 8 | 2003 | 2003-10-08 | 0 | 0 | 0 |  | 0 |  | 3
10 | 9 | 2003 | 2003-10-09 | 0 | 0 | 0 |  | 0 |  | 4
10 | 10 | 2003 | 2003-10-10 | 0 | 0 | 0 |  | 0 |  | 5
10 | 11 | 2003 | 2003-10-11 | 0 | 0 | 0 |  | 0 |  | 6
10 | 12 | 2003 | 2003-10-12 | 0 | 0 | 0 |  | 0 |  | 7
10 | 13 | 2003 | 2003-10-13 | 0 | 0 | 0 |  | 0 |  | 1
10 | 14 | 2003 | 2003-10-14 | 1.21 | 1.53 | 1.52 |  | 1.42 |  | 2
10 | 15 | 2003 | 2003-10-15 | 0 | 0 | 0 |  | 0 |  | 3
10 | 16 | 2003 | 2003-10-16 | 0 | 0 | 0 |  | 0 |  | 4
10 | 17 | 2003 | 2003-10-17 | 0 | 0 | 0.01 |  | 0.0033333 |  | 5
10 | 18 | 2003 | 2003-10-18 | 0 | 0 | 0 |  | 0 |  | 6
10 | 19 | 2003 | 2003-10-19 | 0 | 0 | 0 |  | 0 |  | 7
10 | 20 | 2003 | 2003-10-20 | 0 | 0 | 0 |  | 0 |  | 1
10 | 21 | 2003 | 2003-10-21 | 0 | 0.03 | 0 |  | 0.01 |  | 2
10 | 22 | 2003 | 2003-10-22 | 0.05 | 0.04 | 0 |  | 0.03 |  | 3
10 | 23 | 2003 | 2003-10-23 | 0 | 0 | 0 |  | 0 |  | 4
10 | 24 | 2003 | 2003-10-24 | 0 | 0 | 0 |  | 0 |  | 5
10 | 25 | 2003 | 2003-10-25 | 0 | 0 | 0 |  | 0 |  | 6
10 | 26 | 2003 | 2003-10-26 | 0.45 | 1.2 | 0.43 |  | 0.69333 |  | 7
10 | 27 | 2003 | 2003-10-27 | 1.27 | 1.99 | 1.89 |  | 1.7167 |  | 1
10 | 28 | 2003 | 2003-10-28 | 0.24 | 0.25 | 0.1 |  | 0.19667 |  | 2
10 | 29 | 2003 | 2003-10-29 | 0.71 | 0.77 | 0.62 |  | 0.7 |  | 3
10 | 30 | 2003 | 2003-10-30 | 0 | 0 | 0 |  | 0 |  | 4
10 | 31 | 2003 | 2003-10-31 | 0 | 0 | 0 |  | 0 | 3.93 | 5
11 | 1 | 2003 | 2003-11-01 | 0 | 0 | 0 |  | 0 |  | 6
11 | 2 | 2003 | 2003-11-02 | 0 | 0 | 0 |  | 0 |  | 7
11 | 3 | 2003 | 2003-11-03 | 0 | 0 | 0 |  | 0 |  | 1
11 | 4 | 2003 | 2003-11-04 | 0 | 0 | 0 |  | 0 |  | 2
11 | 5 | 2003 | 2003-11-05 | 0.53 | 1.04 | 1.6 |  | 1.0567 |  | 3
11 | 6 | 2003 | 2003-11-06 | 0.47 | 0.47 | 0.25 |  | 0.39667 |  | 4
11 | 7 | 2003 | 2003-11-07 | 0 | 0 | 0 |  | 0 |  | 5
11 | 8 | 2003 | 2003-11-08 | 0 | 0 | 0 |  | 0 |  | 6
11 | 9 | 2003 | 2003-11-09 | 0 | 0 | 0 |  | 0 |  | 7
11 | 10 | 2003 | 2003-11-10 | 0 | 0 | 0 |  | 0 |  | 1
11 | 11 | 2003 | 2003-11-11 | 0 | 0.01 | 0.01 |  | 0.0066667 |  | 2
11 | 12 | 2003 | 2003-11-12 | 0.57 | 0.76 | 0.48 |  | 0.60333 |  | 3
11 | 13 | 2003 | 2003-11-13 | 0 | 0 | 0 |  | 0 |  | 4
11 | 14 | 2003 | 2003-11-14 | 0 | 0 | 0 |  | 0 |  | 5
11 | 15 | 2003 | 2003-11-15 | 0 | 0 | 0 |  | 0 |  | 6
11 | 16 | 2003 | 2003-11-16 | 0.04 | 0 | 0 |  | 0.013333 |  | 7
11 | 17 | 2003 | 2003-11-17 | 0 | 0 | 0 |  | 0 |  | 1
11 | 18 | 2003 | 2003-11-18 | 0 | 0 | 0 |  | 0 |  | 2
11 | 19 | 2003 | 2003-11-19 | 1.47 | 1.5 | 1.93 |  | 1.6333 |  | 3
11 | 20 | 2003 | 2003-11-20 | 0 | 0 | 0 |  | 0 |  | 4
11 | 21 | 2003 | 2003-11-21 | 0 | 0 | 0 |  | 0 |  | 5
11 | 22 | 2003 | 2003-11-22 | 0 | 0 | 0 |  | 0 |  | 6
11 | 23 | 2003 | 2003-11-23 | 0 | 0 | 0 |  | 0 |  | 7
11 | 24 | 2003 | 2003-11-24 | 0.32 | 0.19 | 0.27 |  | 0.26 |  | 1
11 | 25 | 2003 | 2003-11-25 | 0 | 0 | 0 |  | 0 |  | 2
11 | 26 | 2003 | 2003-11-26 | 0 | 0 | 0 |  | 0 |  | 3
11 | 27 | 2003 | 2003-11-27 | 0 | 0 | 0 |  | 0 |  | 4
11 | 28 | 2003 | 2003-11-28 | 0.83 | 0.89 | 0.66 |  | 0.79333 |  | 5
11 | 29 | 2003 | 2003-11-29 | 0 | 0 | 0 |  | 0 |  | 6
11 | 30 | 2003 | 2003-11-30 | 0 | 0 | 0 |  | 0 | 4.23 | 7
12 | 1 | 2003 | 2003-12-01 | 0 | 0 | 0 |  | 0 |  | 1
12 | 2 | 2003 | 2003-12-02 | 0 | 0 | 0 |  | 0 |  | 2
12 | 3 | 2003 | 2003-12-03 | 0 | 0 | 0 |  | 0 |  | 3
12 | 4 | 2003 | 2003-12-04 | 0.08 | 0.01 | 0.14 |  | 0.076667 |  | 4
12 | 5 | 2003 | 2003-12-05 | 0.81 | 0.85 | 1.02 |  | 0.89333 |  | 5
12 | 6 | 2003 | 2003-12-06 | 0.26 | 0.34 | 0.03 |  | 0.21 |  | 6
12 | 7 | 2003 | 2003-12-07 | 0 | 0 | 0 |  | 0 |  | 7
12 | 8 | 2003 | 2003-12-08 | 0 | 0 | 0 |  | 0 |  | 1
12 | 9 | 2003 | 2003-12-09 | 0 | 0 | 0 |  | 0 |  | 2
12 | 10 | 2003 | 2003-12-10 | 0.28 | 0.26 | 0.76 |  | 0.43333 |  | 3
12 | 11 | 2003 | 2003-12-11 | 0.75 | 1.06 | 0.99 |  | 0.93333 |  | 4
12 | 12 | 2003 | 2003-12-12 | 0 | 0 | 0 |  | 0 |  | 5
12 | 13 | 2003 | 2003-12-13 | 0 | 0 | 0 |  | 0 |  | 6
12 | 14 | 2003 | 2003-12-14 | 0.78 | 0.63 | 0.89 |  | 0.76667 |  | 7
12 | 15 | 2003 | 2003-12-15 | 0 | 0 | 0 |  | 0 |  | 1
12 | 16 | 2003 | 2003-12-16 | 0 | 0 | 0 |  | 0 |  | 2
12 | 17 | 2003 | 2003-12-17 | 0.75 | 0.78 | 0.34 |  | 0.62333 |  | 3
12 | 18 | 2003 | 2003-12-18 | 0 | 0 | 0 |  | 0 |  | 4
12 | 19 | 2003 | 2003-12-19 | 0 | 0 | 0 |  | 0 |  | 5
12 | 20 | 2003 | 2003-12-20 | 0 | 0 | 0 |  | 0 |  | 6
12 | 21 | 2003 | 2003-12-21 | 0 | 0 | 0 |  | 0 |  | 7
12 | 22 | 2003 | 2003-12-22 | 0 | 0 | 0 |  | 0 |  | 1
12 | 23 | 2003 | 2003-12-23 | 0.08 | 0.08 | 0.02 |  | 0.06 |  | 2
12 | 24 | 2003 | 2003-12-24 | 0.5 | 0.6 | 0.35 |  | 0.48333 |  | 3
12 | 25 | 2003 | 2003-12-25 | 0 | 0 | 0 |  | 0 |  | 4
12 | 26 | 2003 | 2003-12-26 | 0 | 0 | 0 |  | 0 |  | 5
12 | 27 | 2003 | 2003-12-27 | 0 | 0 | 0 |  | 0 |  | 6
12 | 28 | 2003 | 2003-12-28 | 0 | 0 | 0 |  | 0 |  | 7
12 | 29 | 2003 | 2003-12-29 | 0 | 0 | 0 |  | 0 |  | 1
12 | 30 | 2003 | 2003-12-30 | 0.03 | 0.1 | 0.03 |  | 0.053333 |  | 2
12 | 31 | 2003 | 2003-12-31 | 0 | 0 | 0 |  | 0 | 4.32 | 3
1 | 1 | 2004 | 2004-01-01 | 0 | 0 | 0 |  | 0 |  | 4
1 | 2 | 2004 | 2004-01-02 | 0.15 | 0.17 | 0.19 |  | 0.17 |  | 5
1 | 3 | 2004 | 2004-01-03 | 0 | 0 | 0 |  | 0 |  | 6
1 | 4 | 2004 | 2004-01-04 | 0 | 0 | 0 |  | 0 |  | 7
1 | 5 | 2004 | 2004-01-05 | 0.31 | 0.34 | 0.3 |  | 0.31667 |  | 1
1 | 6 | 2004 | 2004-01-06 | 0 | 0 | 0 |  | 0 |  | 2
1 | 7 | 2004 | 2004-01-07 | 0 | 0 | 0 |  | 0 |  | 3
1 | 8 | 2004 | 2004-01-08 | 0 | 0 | 0 |  | 0 |  | 4
1 | 9 | 2004 | 2004-01-09 | 0.01 | 0 | 0.02 |  | 0.01 |  | 5
1 | 10 | 2004 | 2004-01-10 | 0 | 0 | 0 |  | 0 |  | 6
1 | 11 | 2004 | 2004-01-11 | 0 | 0 | 0 |  | 0 |  | 7
1 | 12 | 2004 | 2004-01-12 | 0 | 0 | 0 |  | 0 |  | 1
1 | 13 | 2004 | 2004-01-13 | 0 | 0 | 0 |  | 0 |  | 2
1 | 14 | 2004 | 2004-01-14 | 0 | 0 | 0 |  | 0 |  | 3
1 | 15 | 2004 | 2004-01-15 | 0 | 0 | 0 |  | 0 |  | 4
1 | 16 | 2004 | 2004-01-16 | 0 | 0 | 0 |  | 0 |  | 5
1 | 17 | 2004 | 2004-01-17 | 0.08 | 0.12 | 0.07 |  | 0.09 |  | 6
1 | 18 | 2004 | 2004-01-18 | 0.35 | 0.23 | 0.27 |  | 0.28333 |  | 7
1 | 19 | 2004 | 2004-01-19 | 0 | 0 | 0 |  | 0 |  | 1
1 | 20 | 2004 | 2004-01-20 | 0 | 0 | 0 |  | 0 |  | 2
1 | 21 | 2004 | 2004-01-21 | 0 | 0 | 0 |  | 0 |  | 3
1 | 22 | 2004 | 2004-01-22 | 0 | 0 | 0 |  | 0 |  | 4
1 | 23 | 2004 | 2004-01-23 | 0 | 0 | 0 |  | 0 |  | 5
1 | 24 | 2004 | 2004-01-24 | 0 | 0 | 0 |  | 0 |  | 6
1 | 25 | 2004 | 2004-01-25 | 0.24 | 0.13 | 0.31 |  | 0.22667 |  | 7
1 | 26 | 2004 | 2004-01-26 | 0.1 | 0.12 | 0.13 |  | 0.11667 |  | 1
1 | 27 | 2004 | 2004-01-27 | 0.11 | 0.15 | 0.12 |  | 0.12667 |  | 2
1 | 28 | 2004 | 2004-01-28 | 0 | 0 | 0 |  | 0 |  | 3
1 | 29 | 2004 | 2004-01-29 | 0 | 0 | 0 |  | 0 |  | 4
1 | 30 | 2004 | 2004-01-30 | 0 | 0 | 0 |  | 0 |  | 5
1 | 31 | 2004 | 2004-01-31 | 0 | 0 | 0 |  | 0 | 1.35 | 6
2 | 1 | 2004 | 2004-02-01 | 0 | 0 | 0 |  | 0 |  | 7
2 | 2 | 2004 | 2004-02-02 | 0 | 0 | 0 |  | 0 |  | 1
2 | 3 | 2004 | 2004-02-03 | 0.53 | 0.67 | 0.5 |  | 0.56667 |  | 2
2 | 4 | 2004 | 2004-02-04 | 0 | 0 | 0 |  | 0 |  | 3
2 | 5 | 2004 | 2004-02-05 | 0.07 | 0.02 | 0.13 |  | 0.073333 |  | 4
2 | 6 | 2004 | 2004-02-06 | 1.6 | 1.62 | 1.2 |  | 1.4733 |  | 5
2 | 7 | 2004 | 2004-02-07 | 0 | 0 | 0 |  | 0 |  | 6
2 | 8 | 2004 | 2004-02-08 | 0 | 0 | 0 |  | 0 |  | 7
2 | 9 | 2004 | 2004-02-09 | 0 | 0 | 0 |  | 0 |  | 1
2 | 10 | 2004 | 2004-02-10 | 0 | 0 | 0 |  | 0 |  | 2
2 | 11 | 2004 | 2004-02-11 | 0 | 0 | 0 |  | 0 |  | 3
2 | 12 | 2004 | 2004-02-12 | 0 | 0 | 0 |  | 0 |  | 4
2 | 13 | 2004 | 2004-02-13 | 0 | 0 | 0 |  | 0 |  | 5
2 | 14 | 2004 | 2004-02-14 | 0 | 0 | 0 |  | 0 |  | 6
2 | 15 | 2004 | 2004-02-15 | 0 | 0 | 0 |  | 0 |  | 7
2 | 16 | 2004 | 2004-02-16 | 0 | 0 | 0 |  | 0 |  | 1
2 | 17 | 2004 | 2004-02-17 | 0 | 0 | 0 |  | 0 |  | 2
2 | 18 | 2004 | 2004-02-18 | 0 | 0 | 0 |  | 0 |  | 3
2 | 19 | 2004 | 2004-02-19 | 0 | 0 | 0 |  | 0 |  | 4
2 | 20 | 2004 | 2004-02-20 | 0 | 0 | 0 |  | 0 |  | 5
2 | 21 | 2004 | 2004-02-21 | 0 | 0 | 0 |  | 0 |  | 6
2 | 22 | 2004 | 2004-02-22 | 0 | 0 | 0 |  | 0 |  | 7
2 | 23 | 2004 | 2004-02-23 | 0 | 0 | 0 |  | 0 |  | 1
2 | 24 | 2004 | 2004-02-24 | 0.08 | 0.09 | 0.1 |  | 0.09 |  | 2
2 | 25 | 2004 | 2004-02-25 | 0 | 0 | 0 |  | 0 |  | 3
2 | 26 | 2004 | 2004-02-26 | 0 | 0 | 0 |  | 0 |  | 4
2 | 27 | 2004 | 2004-02-27 | 0 | 0 | 0 |  | 0 |  | 5
2 | 28 | 2004 | 2004-02-28 | 0 | 0 | 0 |  | 0 |  | 6
2 | 29 | 2004 | 2004-02-29 | 0 | 0 | 0 |  | 0 | 2.28 | 7
3 | 1 | 2004 | 2004-03-01 | 0 | 0 | 0 |  | 0 |  | 1
3 | 2 | 2004 | 2004-03-02 | 0.16 | 0.14 | 0.17 |  | 0.15667 |  | 2
3 | 3 | 2004 | 2004-03-03 | 0 | 0 | 0 |  | 0 |  | 3
3 | 4 | 2004 | 2004-03-04 | 0.09 | 0.09 | 0.11 |  | 0.096667 |  | 4
3 | 5 | 2004 | 2004-03-05 | 0 | 0 | 0 |  | 0 |  | 5
3 | 6 | 2004 | 2004-03-06 | 0.85 | 1.31 | 0.96 |  | 1.04 |  | 6
3 | 7 | 2004 | 2004-03-07 | 0.15 | 0.1 | 0.13 |  | 0.12667 |  | 7
3 | 8 | 2004 | 2004-03-08 | 0 | 0.01 | 0 |  | 0.0033333 |  | 1
3 | 9 | 2004 | 2004-03-09 | 0 | 0 | 0 |  | 0 |  | 2
3 | 10 | 2004 | 2004-03-10 | 0.01 | 0.03 | 0 |  | 0.013333 |  | 3
3 | 11 | 2004 | 2004-03-11 | 0 | 0 | 0 |  | 0 |  | 4
3 | 12 | 2004 | 2004-03-12 | 0 | 0 | 0 |  | 0 |  | 5
3 | 13 | 2004 | 2004-03-13 | 0 | 0 | 0 |  | 0 |  | 6
3 | 14 | 2004 | 2004-03-14 | 0 | 0 | 0 |  | 0 |  | 7
3 | 15 | 2004 | 2004-03-15 | 0 | 0 | 0 |  | 0 |  | 1
3 | 16 | 2004 | 2004-03-16 | 0.38 | 0.39 | 0.27 |  | 0.34667 |  | 2
3 | 17 | 2004 | 2004-03-17 | 0.08 | 0 | 0.01 |  | 0.03 |  | 3
3 | 18 | 2004 | 2004-03-18 | 0.04 | 0.16 | 0.09 |  | 0.096667 |  | 4
3 | 19 | 2004 | 2004-03-19 | 0.11 | 0.06 | 0.03 |  | 0.066667 |  | 5
3 | 20 | 2004 | 2004-03-20 | 0.01 | 0 | 0 |  | 0.0033333 |  | 6
3 | 21 | 2004 | 2004-03-21 | 0 | 0 | 0 |  | 0 |  | 7
3 | 22 | 2004 | 2004-03-22 | 0 | 0 | 0 |  | 0 |  | 1
3 | 23 | 2004 | 2004-03-23 | 0 | 0 | 0 |  | 0 |  | 2
3 | 24 | 2004 | 2004-03-24 | 0 | 0 | 0 |  | 0 |  | 3
3 | 25 | 2004 | 2004-03-25 | 0.06 | 0.09 | 0.12 |  | 0.09 |  | 4
3 | 26 | 2004 | 2004-03-26 | 0 | 0 | 0 |  | 0 |  | 5
3 | 27 | 2004 | 2004-03-27 | 0.09 | 0.15 | 0.11 |  | 0.11667 |  | 6
3 | 28 | 2004 | 2004-03-28 | 0 | 0 | 0 |  | 0 |  | 7
3 | 29 | 2004 | 2004-03-29 | 0 | 0 | 0 |  | 0 |  | 1
3 | 30 | 2004 | 2004-03-30 | 0 | 0 | 0.02 |  | 0.0066667 |  | 2
3 | 31 | 2004 | 2004-03-31 | 0.06 | 0.2 | 0.03 |  | 0.096667 | 2.09 | 3
4 | 1 | 2004 | 2004-04-01 | 0.93 | 1.21 | 0.95 |  | 1.03 |  | 4
4 | 2 | 2004 | 2004-04-02 | 0.29 | 0.74 | 0.66 |  | 0.56333 |  | 5
4 | 3 | 2004 | 2004-04-03 | 0.05 | 0.03 | 0.02 |  | 0.033333 |  | 6
4 | 4 | 2004 | 2004-04-04 | 0.05 | 0.11 | 0.05 |  | 0.07 |  | 7
4 | 5 | 2004 | 2004-04-05 | 0 | 0 | 0 |  | 0 |  | 1
4 | 6 | 2004 | 2004-04-06 | 0 | 0 | 0 |  | 0 |  | 2
4 | 7 | 2004 | 2004-04-07 | 0 | 0 | 0 |  | 0 |  | 3
4 | 8 | 2004 | 2004-04-08 | 0.01 | 0 | 0.03 |  | 0.013333 |  | 4
4 | 9 | 2004 | 2004-04-09 | 0 | 0 | 0 |  | 0 |  | 5
4 | 10 | 2004 | 2004-04-10 | 0 | 0 | 0 |  | 0 |  | 6
4 | 11 | 2004 | 2004-04-11 | 0.05 | 0 | 0.01 |  | 0.02 |  | 7
4 | 12 | 2004 | 2004-04-12 | 1.18 | 1.32 | 1.45 |  | 1.3167 |  | 1
4 | 13 | 2004 | 2004-04-13 | 0.22 | 0.27 | 0.34 |  | 0.27667 |  | 2
4 | 14 | 2004 | 2004-04-14 | 0.22 | 0.15 | 0.01 |  | 0.12667 |  | 3
4 | 15 | 2004 | 2004-04-15 | 0 | 0 | 0 |  | 0 |  | 4
4 | 16 | 2004 | 2004-04-16 | 0 | 0 | 0 |  | 0 |  | 5
4 | 17 | 2004 | 2004-04-17 | 0 | 0 | 0 |  | 0 |  | 6
4 | 18 | 2004 | 2004-04-18 | 0 | 0 | 0 |  | 0 |  | 7
4 | 19 | 2004 | 2004-04-19 | 0 | 0 | 0 |  | 0 |  | 1
4 | 20 | 2004 | 2004-04-20 | 0 | 0 | 0.08 |  | 0.026667 |  | 2
4 | 21 | 2004 | 2004-04-21 | 0 | 0.01 | 0 |  | 0.0033333 |  | 3
4 | 22 | 2004 | 2004-04-22 | 0 | 0 | 0 |  | 0 |  | 4
4 | 23 | 2004 | 2004-04-23 | 0.31 | 0.66 | 0.46 |  | 0.47667 |  | 5
4 | 24 | 2004 | 2004-04-24 | 0 | 0.01 | 0 |  | 0.0033333 |  | 6
4 | 25 | 2004 | 2004-04-25 | 0 | 0 | 0.05 |  | 0.016667 |  | 7
4 | 26 | 2004 | 2004-04-26 | 0.52 | 0.8 | 0.93 |  | 0.75 |  | 1
4 | 27 | 2004 | 2004-04-27 | 0.01 | 0.02 | 0 |  | 0.01 |  | 2
4 | 28 | 2004 | 2004-04-28 | 0 | 0 | 0 |  | 0 |  | 3
4 | 29 | 2004 | 2004-04-29 | 0 | 0 | 0 |  | 0 |  | 4
4 | 30 | 2004 | 2004-04-30 | 0 | 0 | 0 |  | 0 | 3.84 | 5
5 | 1 | 2004 | 2004-05-01 | 0.07 | 0.03 | 0.17 |  | 0.09 |  | 6
5 | 2 | 2004 | 2004-05-02 | 0.67 | 0.72 | 0.53 |  | 0.64 |  | 7
5 | 3 | 2004 | 2004-05-03 | 0.36 | 0.55 | 0.1 |  | 0.33667 |  | 1
5 | 4 | 2004 | 2004-05-04 | 0 | 0 | 0 |  | 0 |  | 2
5 | 5 | 2004 | 2004-05-05 | 0.41 | 0.01 | 0 |  | 0.14 |  | 3
5 | 6 | 2004 | 2004-05-06 | 0 | 0 | 0 |  | 0 |  | 4
5 | 7 | 2004 | 2004-05-07 | 0.2 | 0.24 | 0.28 |  | 0.24 |  | 5
5 | 8 | 2004 | 2004-05-08 | 0 | 0 | 0 |  | 0 |  | 6
5 | 9 | 2004 | 2004-05-09 | 0 | 0.8 | 0.19 |  | 0.33 |  | 7
5 | 10 | 2004 | 2004-05-10 | 0.01 | 0.08 | 0 |  | 0.03 |  | 1
5 | 11 | 2004 | 2004-05-11 | 0 | 0 | 0 |  | 0 |  | 2
5 | 12 | 2004 | 2004-05-12 | 0 | 0 | 0 |  | 0 |  | 3
5 | 13 | 2004 | 2004-05-13 | 0 | 0 | 0 |  | 0 |  | 4
5 | 14 | 2004 | 2004-05-14 | 0 | 0 | 0 |  | 0 |  | 5
5 | 15 | 2004 | 2004-05-15 | 0.15 | 0.17 | 0.19 |  | 0.17 |  | 6
5 | 16 | 2004 | 2004-05-16 | 0.01 | 0.02 | 0.51 |  | 0.18 |  | 7
5 | 17 | 2004 | 2004-05-17 | 0.02 | 0.3 | 0.01 |  | 0.11 |  | 1
5 | 18 | 2004 | 2004-05-18 | 0.05 | 0.12 | 0 |  | 0.056667 |  | 2
5 | 19 | 2004 | 2004-05-19 | 0.1 | 0.07 | 0.02 |  | 0.063333 |  | 3
5 | 20 | 2004 | 2004-05-20 | 0 | 0 | 0.01 |  | 0.0033333 |  | 4
5 | 21 | 2004 | 2004-05-21 | 0.04 | 0.03 | 0.37 |  | 0.14667 |  | 5
5 | 22 | 2004 | 2004-05-22 | 0 | 0 | 0 |  | 0 |  | 6
5 | 23 | 2004 | 2004-05-23 | 0 | 0 | 0 |  | 0 |  | 7
5 | 24 | 2004 | 2004-05-24 | 0 | 0 | 0 |  | 0 |  | 1
5 | 25 | 2004 | 2004-05-25 | 0.39 | 0.93 | 0.1 |  | 0.47333 |  | 2
5 | 26 | 2004 | 2004-05-26 | 0.07 | 0.39 | 0.03 |  | 0.16333 |  | 3
5 | 27 | 2004 | 2004-05-27 | 0.04 | 0.08 | 0.02 |  | 0.046667 |  | 4
5 | 28 | 2004 | 2004-05-28 | 0.2 | 0.03 | 0.08 |  | 0.10333 |  | 5
5 | 29 | 2004 | 2004-05-29 | 0 | 0 | 0 |  | 0 |  | 6
5 | 30 | 2004 | 2004-05-30 | 0.02 | 0 | 0.01 |  | 0.01 |  | 7
5 | 31 | 2004 | 2004-05-31 | 0.17 | 0.48 | 0.44 |  | 0.36333 | 2.98 | 1
6 | 1 | 2004 | 2004-06-01 | 0.24 | 0.03 | 0.02 |  | 0.096667 |  | 2
6 | 2 | 2004 | 2004-06-02 | 0 | 0.14 | 0 |  | 0.046667 |  | 3
6 | 3 | 2004 | 2004-06-03 | 0.02 | 0 | 0.02 |  | 0.013333 |  | 4
6 | 4 | 2004 | 2004-06-04 | 0.12 | 0.07 | 0.17 |  | 0.12 |  | 5
6 | 5 | 2004 | 2004-06-05 | 0.86 | 1.69 | 1.12 |  | 1.2233 |  | 6
6 | 6 | 2004 | 2004-06-06 | 0 | 0.03 | 0 |  | 0.01 |  | 7
6 | 7 | 2004 | 2004-06-07 | 0 | 0 | 0 |  | 0 |  | 1
6 | 8 | 2004 | 2004-06-08 | 0 | 0 | 0 |  | 0 |  | 2
6 | 9 | 2004 | 2004-06-09 | 0 | 0 | 0 |  | 0 |  | 3
6 | 10 | 2004 | 2004-06-10 | 0 | 0.3 | 0 |  | 0.1 |  | 4
6 | 11 | 2004 | 2004-06-11 | 0.95 | 0.47 | 1.07 |  | 0.83 |  | 5
6 | 12 | 2004 | 2004-06-12 | 0 | 0 | 0 |  | 0 |  | 6
6 | 13 | 2004 | 2004-06-13 | 0 | 0 | 0 |  | 0 |  | 7
6 | 14 | 2004 | 2004-06-14 | 0 | 0 | 0 |  | 0 |  | 1
6 | 15 | 2004 | 2004-06-15 | 0.03 | 0.03 | 0.23 |  | 0.096667 |  | 2
6 | 16 | 2004 | 2004-06-16 | 0 | 0.12 | 0 |  | 0.04 |  | 3
6 | 17 | 2004 | 2004-06-17 | 0.76 | 0.92 | 0.3 |  | 0.66 |  | 4
6 | 18 | 2004 | 2004-06-18 | 0 | 0.17 | 0.01 |  | 0.06 |  | 5
6 | 19 | 2004 | 2004-06-19 | 0 | 0 | 0 |  | 0 |  | 6
6 | 20 | 2004 | 2004-06-20 | 0 | 0 | 0 |  | 0 |  | 7
6 | 21 | 2004 | 2004-06-21 | 0 | 0 | 0 |  | 0 |  | 1
6 | 22 | 2004 | 2004-06-22 | 1.26 | 0.01 | 0.61 |  | 0.62667 |  | 2
6 | 23 | 2004 | 2004-06-23 | 0.07 | 0 | 0.1 |  | 0.056667 |  | 3
6 | 24 | 2004 | 2004-06-24 | 0 | 0 | 0 |  | 0 |  | 4
6 | 25 | 2004 | 2004-06-25 | 0.26 | 0.18 | 0.02 |  | 0.15333 |  | 5
6 | 26 | 2004 | 2004-06-26 | 0.03 | 0.01 | 0.06 |  | 0.033333 |  | 6
6 | 27 | 2004 | 2004-06-27 | 0 | 0 | 0 |  | 0 |  | 7
6 | 28 | 2004 | 2004-06-28 | 0 | 0 | 0 |  | 0 |  | 1
6 | 29 | 2004 | 2004-06-29 | 0 | 0 | 0 |  | 0 |  | 2
6 | 30 | 2004 | 2004-06-30 | 0 | 0 | 0 |  | 0 | 4.6 | 3
7 | 1 | 2004 | 2004-07-01 | 0 | 0 | 0 |  | 0 |  | 4
7 | 2 | 2004 | 2004-07-02 | 0 | 0 | 0 |  | 0 |  | 5
7 | 3 | 2004 | 2004-07-03 | 0 | 0 | 0 |  | 0 |  | 6
7 | 4 | 2004 | 2004-07-04 | 2.18 | 0.31 | 1.22 |  | 1.2367 |  | 7
7 | 5 | 2004 | 2004-07-05 | 0.15 | 0 | 0.3 |  | 0.15 |  | 1
7 | 6 | 2004 | 2004-07-06 | 0 | 0 | 0.01 |  | 0.0033333 |  | 2
7 | 7 | 2004 | 2004-07-07 | 0.49 | 1.33 | 0.34 |  | 0.72 |  | 3
7 | 8 | 2004 | 2004-07-08 | 0.04 | 0.01 | 0 |  | 0.016667 |  | 4
7 | 9 | 2004 | 2004-07-09 | 0 | 0 | 0 |  | 0 |  | 5
7 | 10 | 2004 | 2004-07-10 | 0 | 0 | 0 |  | 0 |  | 6
7 | 11 | 2004 | 2004-07-11 | 0 | 0 | 0 |  | 0 |  | 7
7 | 12 | 2004 | 2004-07-12 | 0.03 | 0 | 0.15 |  | 0.06 |  | 1
7 | 13 | 2004 | 2004-07-13 | 0 | 0 | 0.14 |  | 0.046667 |  | 2
7 | 14 | 2004 | 2004-07-14 | 0.06 | 0.16 | 0.19 |  | 0.13667 |  | 3
7 | 15 | 2004 | 2004-07-15 | 0 | 0 | 0 |  | 0 |  | 4
7 | 16 | 2004 | 2004-07-16 | 0 | 0 | 0 |  | 0 |  | 5
7 | 17 | 2004 | 2004-07-17 | 0.24 | 0.04 | 0 |  | 0.093333 |  | 6
7 | 18 | 2004 | 2004-07-18 | 0.22 | 0.76 | 0.05 |  | 0.34333 |  | 7
7 | 19 | 2004 | 2004-07-19 | 0.09 | 0 | 0 |  | 0.03 |  | 1
7 | 20 | 2004 | 2004-07-20 | 0 | 0 | 0 |  | 0 |  | 2
7 | 21 | 2004 | 2004-07-21 | 0 | 0 | 0 |  | 0 |  | 3
7 | 22 | 2004 | 2004-07-22 | 0.74 | 0.78 | 0.37 |  | 0.63 |  | 4
7 | 23 | 2004 | 2004-07-23 | 0.02 | 0.15 | 0.44 |  | 0.20333 |  | 5
7 | 24 | 2004 | 2004-07-24 | 0.01 | 0.05 | 0 |  | 0.02 |  | 6
7 | 25 | 2004 | 2004-07-25 | 0 | 0.01 | 0.01 |  | 0.0066667 |  | 7
7 | 26 | 2004 | 2004-07-26 | 0.58 | 0.07 | 0.08 |  | 0.24333 |  | 1
7 | 27 | 2004 | 2004-07-27 | 2.1 | 4.45 | 0.08 |  | 2.21 |  | 2
7 | 28 | 2004 | 2004-07-28 | 0.03 | 0.57 | 0.34 |  | 0.31333 |  | 3
7 | 29 | 2004 | 2004-07-29 | 0 | 0 | 0 |  | 0 |  | 4
7 | 30 | 2004 | 2004-07-30 | 0 | 0 | 0 |  | 0 |  | 5
7 | 31 | 2004 | 2004-07-31 | 0 | 0 | 0 |  | 0 | 6.98 | 6
8 | 1 | 2004 | 2004-08-01 | 0.22 | 0.64 | 0.43 |  | 0.43 |  | 7
8 | 2 | 2004 | 2004-08-02 | 0.25 | 0 | 1.37 |  | 0.54 |  | 1
8 | 3 | 2004 | 2004-08-03 | 0.02 | 0 | 0 |  | 0.0066667 |  | 2
8 | 4 | 2004 | 2004-08-04 | 0.27 | 0.59 | 0.31 |  | 0.39 |  | 3
8 | 5 | 2004 | 2004-08-05 | 0.01 | 0.01 | 0 |  | 0.0066667 |  | 4
8 | 6 | 2004 | 2004-08-06 | 0 | 0 | 0.04 |  | 0.013333 |  | 5
8 | 7 | 2004 | 2004-08-07 | 0 | 0 | 0 |  | 0 |  | 6
8 | 8 | 2004 | 2004-08-08 | 0 | 0 | 0 |  | 0 |  | 7
8 | 9 | 2004 | 2004-08-09 | 0 | 0 | 0 |  | 0 |  | 1
8 | 10 | 2004 | 2004-08-10 | 0 | 0 | 0 |  | 0 |  | 2
8 | 11 | 2004 | 2004-08-11 | 0.82 | 0.56 | 0.23 |  | 0.53667 |  | 3
8 | 12 | 2004 | 2004-08-12 | 2.43 | 0.49 | 1.09 |  | 1.3367 |  | 4
8 | 13 | 2004 | 2004-08-13 | 0.02 | 0.02 | 0.04 |  | 0.026667 |  | 5
8 | 14 | 2004 | 2004-08-14 | 0.6 | 0.29 | 0.16 |  | 0.35 |  | 6
8 | 15 | 2004 | 2004-08-15 | 0 | 0 | 0 |  | 0 |  | 7
8 | 16 | 2004 | 2004-08-16 | 0 | 0 | 0 |  | 0 |  | 1
8 | 17 | 2004 | 2004-08-17 | 0 | 0.02 | 0 |  | 0.0066667 |  | 2
8 | 18 | 2004 | 2004-08-18 | 0.14 | 0.09 | 0 |  | 0.076667 |  | 3
8 | 19 | 2004 | 2004-08-19 | 0 | 0 | 0.02 |  | 0.0066667 |  | 4
8 | 20 | 2004 | 2004-08-20 | 0 | 0 | 0 |  | 0 |  | 5
8 | 21 | 2004 | 2004-08-21 | 0.23 | 0 | 0.09 |  | 0.10667 |  | 6
8 | 22 | 2004 | 2004-08-22 | 0 | 0 | 0 |  | 0 |  | 7
8 | 23 | 2004 | 2004-08-23 | 0 | 0 | 0 |  | 0 |  | 1
8 | 24 | 2004 | 2004-08-24 | 0 | 0 | 0 |  | 0 |  | 2
8 | 25 | 2004 | 2004-08-25 | 0 | 0 | 0 |  | 0 |  | 3
8 | 26 | 2004 | 2004-08-26 | 0 | 0 | 0 |  | 0 |  | 4
8 | 27 | 2004 | 2004-08-27 | 0 | 0 | 0 |  | 0 |  | 5
8 | 28 | 2004 | 2004-08-28 | 0 | 0 | 0 |  | 0 |  | 6
8 | 29 | 2004 | 2004-08-29 | 0 | 0 | 0 |  | 0 |  | 7
8 | 30 | 2004 | 2004-08-30 | 0.08 | 0 | 0 |  | 0.026667 |  | 1
8 | 31 | 2004 | 2004-08-31 | 0 | 0 | 0.01 |  | 0.0033333 | 5.09 | 2
9 | 1 | 2004 | 2004-09-01 | 0 | 0 | 0 |  | 0 |  | 3
9 | 2 | 2004 | 2004-09-02 | 0 | 0 | 0 |  | 0 |  | 4
9 | 3 | 2004 | 2004-09-03 | 0 | 0 | 0 |  | 0 |  | 5
9 | 4 | 2004 | 2004-09-04 | 0 | 0 | 0 |  | 0 |  | 6
9 | 5 | 2004 | 2004-09-05 | 0.01 | 0.01 | 0.06 |  | 0.026667 |  | 7
9 | 6 | 2004 | 2004-09-06 | 0 | 0 | 0.12 |  | 0.04 |  | 1
9 | 7 | 2004 | 2004-09-07 | 0.12 | 0 | 0.07 |  | 0.063333 |  | 2
9 | 8 | 2004 | 2004-09-08 | 0.31 | 0.22 | 1.17 |  | 0.56667 |  | 3
9 | 9 | 2004 | 2004-09-09 | 0.02 | 0.76 | 0.01 |  | 0.26333 |  | 4
9 | 10 | 2004 | 2004-09-10 | 0 | 0 | 0 |  | 0 |  | 5
9 | 11 | 2004 | 2004-09-11 | 0 | 0 | 0 |  | 0 |  | 6
9 | 12 | 2004 | 2004-09-12 | 0 | 0 | 0 |  | 0 |  | 7
9 | 13 | 2004 | 2004-09-13 | 0 | 0 | 0 |  | 0 |  | 1
9 | 14 | 2004 | 2004-09-14 | 0.03 | 0.22 | 0.08 |  | 0.11 |  | 2
9 | 15 | 2004 | 2004-09-15 | 0.21 | 0.25 | 0.29 |  | 0.25 |  | 3
9 | 16 | 2004 | 2004-09-16 | 0 | 0 | 0 |  | 0 |  | 4
9 | 17 | 2004 | 2004-09-17 | 0.4 | 0.45 | 1.71 |  | 0.85333 |  | 5
9 | 18 | 2004 | 2004-09-18 | 0.43 | 0.64 | 0.68 |  | 0.58333 |  | 6
9 | 19 | 2004 | 2004-09-19 | 0 | 0 | 0 |  | 0 |  | 7
9 | 20 | 2004 | 2004-09-20 | 0 | 0 | 0 |  | 0 |  | 1
9 | 21 | 2004 | 2004-09-21 | 0 | 0 | 0 |  | 0 |  | 2
9 | 22 | 2004 | 2004-09-22 | 0 | 0 | 0 |  | 0 |  | 3
9 | 23 | 2004 | 2004-09-23 | 0 | 0 | 0 |  | 0 |  | 4
9 | 24 | 2004 | 2004-09-24 | 0 | 0 | 0 |  | 0 |  | 5
9 | 25 | 2004 | 2004-09-25 | 0 | 0 | 0 |  | 0 |  | 6
9 | 26 | 2004 | 2004-09-26 | 0 | 0 | 0 |  | 0 |  | 7
9 | 27 | 2004 | 2004-09-27 | 0 | 0 | 0 |  | 0 |  | 1
9 | 28 | 2004 | 2004-09-28 | 2.46 | 1.39 | 1.61 |  | 1.82 |  | 2
9 | 29 | 2004 | 2004-09-29 | 0 | 0 | 0 |  | 0 |  | 3
9 | 30 | 2004 | 2004-09-30 | 0 | 0 | 0 |  | 0 | 3.99 | 4
10 | 1 | 2004 | 2004-10-01 | 0 | 0 | 0 |  | 0 |  | 5
10 | 2 | 2004 | 2004-10-02 | 0.84 | 0.26 | 0 |  | 0.36667 |  | 6
10 | 3 | 2004 | 2004-10-03 | 0 | 0 | 0 |  | 0 |  | 7
10 | 4 | 2004 | 2004-10-04 | 0 | 0 | 0 |  | 0 |  | 1
10 | 5 | 2004 | 2004-10-05 | 0 | 0 | 0 |  | 0 |  | 2
10 | 6 | 2004 | 2004-10-06 | 0 | 0 | 0 |  | 0 |  | 3
10 | 7 | 2004 | 2004-10-07 | 0 | 0 | 0 |  | 0 |  | 4
10 | 8 | 2004 | 2004-10-08 | 0 | 0 | 0 |  | 0 |  | 5
10 | 9 | 2004 | 2004-10-09 | 0 | 0 | 0 |  | 0 |  | 6
10 | 10 | 2004 | 2004-10-10 | 0 | 0 | 0 |  | 0 |  | 7
10 | 11 | 2004 | 2004-10-11 | 0 | 0 | 0 |  | 0 |  | 1
10 | 12 | 2004 | 2004-10-12 | 0 | 0 | 0 |  | 0 |  | 2
10 | 13 | 2004 | 2004-10-13 | 0 | 0.02 | 0.11 |  | 0.043333 |  | 3
10 | 14 | 2004 | 2004-10-14 | 0.01 | 0.53 | 0.02 |  | 0.18667 |  | 4
10 | 15 | 2004 | 2004-10-15 | 0.08 | 0.11 | 0.12 |  | 0.10333 |  | 5
10 | 16 | 2004 | 2004-10-16 | 0.02 | 0.04 | 0.02 |  | 0.026667 |  | 6
10 | 17 | 2004 | 2004-10-17 | 0 | 0 | 0 |  | 0 |  | 7
10 | 18 | 2004 | 2004-10-18 | 0 | 0.03 | 0 |  | 0.01 |  | 1
10 | 19 | 2004 | 2004-10-19 | 0.27 | 0.13 | 0.15 |  | 0.18333 |  | 2
10 | 20 | 2004 | 2004-10-20 | 0.21 | 0.13 | 0.35 |  | 0.23 |  | 3
10 | 21 | 2004 | 2004-10-21 | 0.15 | 0.1 | 0.11 |  | 0.12 |  | 4
10 | 22 | 2004 | 2004-10-22 | 0 | 0.01 | 0 |  | 0.0033333 |  | 5
10 | 23 | 2004 | 2004-10-23 | 0 | 0 | 0 |  | 0 |  | 6
10 | 24 | 2004 | 2004-10-24 | 0.08 | 0.04 | 0.12 |  | 0.08 |  | 7
10 | 25 | 2004 | 2004-10-25 | 0 | 0 | 0 |  | 0 |  | 1
10 | 26 | 2004 | 2004-10-26 | 0 | 0 | 0 |  | 0 |  | 2
10 | 27 | 2004 | 2004-10-27 | 0 | 0 | 0 |  | 0 |  | 3
10 | 28 | 2004 | 2004-10-28 | 0 | 0 | 0 |  | 0 |  | 4
10 | 29 | 2004 | 2004-10-29 | 0.07 | 0.03 | 0.04 |  | 0.046667 |  | 5
10 | 30 | 2004 | 2004-10-30 | 0.01 | 0.01 | 0 |  | 0.0066667 |  | 6
10 | 31 | 2004 | 2004-10-31 | 0 | 0 | 0 |  | 0 | 1.74 | 7
11 | 1 | 2004 | 2004-11-01 | 0 | 0 | 0 |  | 0 |  | 1
11 | 2 | 2004 | 2004-11-02 | 0 | 0 | 0 |  | 0 |  | 2
11 | 3 | 2004 | 2004-11-03 | 0 | 0 | 0 |  | 0 |  | 3
11 | 4 | 2004 | 2004-11-04 | 1.71 | 1.82 | 1.21 |  | 1.58 |  | 4
11 | 5 | 2004 | 2004-11-05 | 0 | 0 | 0 |  | 0 |  | 5
11 | 6 | 2004 | 2004-11-06 | 0 | 0 | 0 |  | 0 |  | 6
11 | 7 | 2004 | 2004-11-07 | 0 | 0 | 0 |  | 0 |  | 7
11 | 8 | 2004 | 2004-11-08 | 0 | 0 | 0 |  | 0 |  | 1
11 | 9 | 2004 | 2004-11-09 | 0 | 0 | 0 |  | 0 |  | 2
11 | 10 | 2004 | 2004-11-10 | 0 | 0 | 0 |  | 0 |  | 3
11 | 11 | 2004 | 2004-11-11 | 0 | 0 | 0 |  | 0 |  | 4
11 | 12 | 2004 | 2004-11-12 | 2.06 | 1.74 | 1.92 |  | 1.9067 |  | 5
11 | 13 | 2004 | 2004-11-13 | 0.05 | 0.04 | 0 |  | 0.03 |  | 6
11 | 14 | 2004 | 2004-11-14 | 0 | 0 | 0 |  | 0 |  | 7
11 | 15 | 2004 | 2004-11-15 | 0 | 0 | 0 |  | 0 |  | 1
11 | 16 | 2004 | 2004-11-16 | 0 | 0 | 0 |  | 0 |  | 2
11 | 17 | 2004 | 2004-11-17 | 0 | 0 | 0 |  | 0 |  | 3
11 | 18 | 2004 | 2004-11-18 | 0.03 | 0 | 0.04 |  | 0.023333 |  | 4
11 | 19 | 2004 | 2004-11-19 | 0 | 0 | 0.07 |  | 0.023333 |  | 5
11 | 20 | 2004 | 2004-11-20 | 0.17 | 0.28 | 0.1 |  | 0.18333 |  | 6
11 | 21 | 2004 | 2004-11-21 | 0 | 0 | 0 |  | 0 |  | 7
11 | 22 | 2004 | 2004-11-22 | 0.02 | 0.01 | 0.02 |  | 0.016667 |  | 1
11 | 23 | 2004 | 2004-11-23 | 0 | 0 | 0 |  | 0 |  | 2
11 | 24 | 2004 | 2004-11-24 | 0.2 | 0.2 | 0.23 |  | 0.21 |  | 3
11 | 25 | 2004 | 2004-11-25 | 0.04 | 0.14 | 0.1 |  | 0.093333 |  | 4
11 | 26 | 2004 | 2004-11-26 | 0 | 0 | 0 |  | 0 |  | 5
11 | 27 | 2004 | 2004-11-27 | 0.03 | 0.14 | 0.02 |  | 0.063333 |  | 6
11 | 28 | 2004 | 2004-11-28 | 0.17 | 0.62 | 0.36 |  | 0.38333 |  | 7
11 | 29 | 2004 | 2004-11-29 | 0 | 0 | 0 |  | 0 |  | 1
11 | 30 | 2004 | 2004-11-30 | 0.02 | 0.03 | 0.04 |  | 0.03 | 4.5 | 2
12 | 1 | 2004 | 2004-12-01 | 0.37 | 0.51 | 0.41 |  | 0.43 |  | 3
12 | 2 | 2004 | 2004-12-02 | 0 | 0 | 0 |  | 0 |  | 4
12 | 3 | 2004 | 2004-12-03 | 0 | 0 | 0 |  | 0 |  | 5
12 | 4 | 2004 | 2004-12-04 | 0 | 0 | 0 |  | 0 |  | 6
12 | 5 | 2004 | 2004-12-05 | 0 | 0 | 0 |  | 0 |  | 7
12 | 6 | 2004 | 2004-12-06 | 0 | 0 | 0.01 |  | 0.0033333 |  | 1
12 | 7 | 2004 | 2004-12-07 | 0.56 | 0.41 | 0.38 |  | 0.45 |  | 2
12 | 8 | 2004 | 2004-12-08 | 0 | 0 | 0 |  | 0 |  | 3
12 | 9 | 2004 | 2004-12-09 | 0.66 | 0.58 | 0.74 |  | 0.66 |  | 4
12 | 10 | 2004 | 2004-12-10 | 0.23 | 0.16 | 0.11 |  | 0.16667 |  | 5
12 | 11 | 2004 | 2004-12-11 | 0.26 | 0.07 | 0.04 |  | 0.12333 |  | 6
12 | 12 | 2004 | 2004-12-12 | 0 | 0 | 0 |  | 0 |  | 7
12 | 13 | 2004 | 2004-12-13 | 0 | 0 | 0 |  | 0 |  | 1
12 | 14 | 2004 | 2004-12-14 | 0 | 0 | 0 |  | 0 |  | 2
12 | 15 | 2004 | 2004-12-15 | 0 | 0 | 0 |  | 0 |  | 3
12 | 16 | 2004 | 2004-12-16 | 0 | 0 | 0 |  | 0 |  | 4
12 | 17 | 2004 | 2004-12-17 | 0 | 0 | 0 |  | 0 |  | 5
12 | 18 | 2004 | 2004-12-18 | 0 | 0 | 0 |  | 0 |  | 6
12 | 19 | 2004 | 2004-12-19 | 0.08 | 0.17 | 0.01 |  | 0.086667 |  | 7
12 | 20 | 2004 | 2004-12-20 | 0 | 0 | 0 |  | 0 |  | 1
12 | 21 | 2004 | 2004-12-21 | 0 | 0 | 0 |  | 0 |  | 2
12 | 22 | 2004 | 2004-12-22 | 0 | 0 | 0 |  | 0 |  | 3
12 | 23 | 2004 | 2004-12-23 | 0.89 | 1.03 | 1.3 |  | 1.0733 |  | 4
12 | 24 | 2004 | 2004-12-24 | 0 | 0 | 0 |  | 0 |  | 5
12 | 25 | 2004 | 2004-12-25 | 0 | 0 | 0 |  | 0 |  | 6
12 | 26 | 2004 | 2004-12-26 | 0 | 0 | 0 |  | 0 |  | 7
12 | 27 | 2004 | 2004-12-27 | 0 | 0 | 0 |  | 0 |  | 1
12 | 28 | 2004 | 2004-12-28 | 0 | 0 | 0 |  | 0 |  | 2
12 | 29 | 2004 | 2004-12-29 | 0 | 0 | 0 |  | 0 |  | 3
12 | 30 | 2004 | 2004-12-30 | 0 | 0 | 0 |  | 0 |  | 4
12 | 31 | 2004 | 2004-12-31 | 0 | 0 | 0.01 |  | 0.0033333 | 3.05 | 5
1 | 1 | 2005 | 2005-01-01 | 0 | 0 | 0 |  | 0 |  | 6
1 | 2 | 2005 | 2005-01-02 | 0 | 0 | 0 |  | 0 |  | 7
1 | 3 | 2005 | 2005-01-03 | 0.02 | 0.01 | 0 |  | 0.01 |  | 1
1 | 4 | 2005 | 2005-01-04 | 0 | 0.01 | 0 |  | 0.0033333 |  | 2
1 | 5 | 2005 | 2005-01-05 | 0.16 | 0.42 | 0.16 |  | 0.24667 |  | 3
1 | 6 | 2005 | 2005-01-06 | 0 | 0 | 0.02 |  | 0.0066667 |  | 4
1 | 7 | 2005 | 2005-01-07 | 0 | 0 | 0.02 |  | 0.0066667 |  | 5
1 | 8 | 2005 | 2005-01-08 | 0.15 | 0.29 | 0.16 |  | 0.2 |  | 6
1 | 9 | 2005 | 2005-01-09 | 0 | 0 | 0 |  | 0 |  | 7
1 | 10 | 2005 | 2005-01-10 | 0 | 0 | 0 |  | 0 |  | 1
1 | 11 | 2005 | 2005-01-11 | 0.14 | 0 | 0 |  | 0.046667 |  | 2
1 | 12 | 2005 | 2005-01-12 | 0 | 0 | 0 |  | 0 |  | 3
1 | 13 | 2005 | 2005-01-13 | 0.24 | 0.22 | 0.22 |  | 0.22667 |  | 4
1 | 14 | 2005 | 2005-01-14 | 1.82 | 1.94 | 1.79 |  | 1.85 |  | 5
1 | 15 | 2005 | 2005-01-15 | 0 | 0 | 0 |  | 0 |  | 6
1 | 16 | 2005 | 2005-01-16 | 0 | 0 | 0 |  | 0 |  | 7
1 | 17 | 2005 | 2005-01-17 | 0 | 0 | 0 |  | 0 |  | 1
1 | 18 | 2005 | 2005-01-18 | 0 | 0 | 0 |  | 0 |  | 2
1 | 19 | 2005 | 2005-01-19 | 0.05 | 0.08 | 0.06 |  | 0.063333 |  | 3
1 | 20 | 2005 | 2005-01-20 | 0 | 0 | 0 |  | 0 |  | 4
1 | 21 | 2005 | 2005-01-21 | 0 | 0 | 0 |  | 0 |  | 5
1 | 22 | 2005 | 2005-01-22 | 0.34 | 0.4 | 0.28 |  | 0.34 |  | 6
1 | 23 | 2005 | 2005-01-23 | 0 | 0 | 0 |  | 0 |  | 7
1 | 24 | 2005 | 2005-01-24 | 0.01 | 0 | 0.01 |  | 0.0066667 |  | 1
1 | 25 | 2005 | 2005-01-25 | 0 | 0 | 0 |  | 0 |  | 2
1 | 26 | 2005 | 2005-01-26 | 0 | 0 | 0 |  | 0 |  | 3
1 | 27 | 2005 | 2005-01-27 | 0 | 0 | 0 |  | 0 |  | 4
1 | 28 | 2005 | 2005-01-28 | 0 | 0 | 0 |  | 0 |  | 5
1 | 29 | 2005 | 2005-01-29 | 0.07 | 0.08 | 0.1 |  | 0.083333 |  | 6
1 | 30 | 2005 | 2005-01-30 | 0.31 | 0.3 | 0.32 |  | 0.31 |  | 7
1 | 31 | 2005 | 2005-01-31 | 0 | 0 | 0 |  | 0 | 3.31 | 1
2 | 1 | 2005 | 2005-02-01 | 0 | 0 | 0 |  | 0 |  | 2
2 | 2 | 2005 | 2005-02-02 | 0 | 0 | 0 |  | 0 |  | 3
2 | 3 | 2005 | 2005-02-03 | 0.04 | 0.06 | 0.09 |  | 0.063333 |  | 4
2 | 4 | 2005 | 2005-02-04 | 0 | 0.01 | 0 |  | 0.0033333 |  | 5
2 | 5 | 2005 | 2005-02-05 | 0 | 0 | 0 |  | 0 |  | 6
2 | 6 | 2005 | 2005-02-06 | 0 | 0 | 0 |  | 0 |  | 7
2 | 7 | 2005 | 2005-02-07 | 0 | 0 | 0 |  | 0 |  | 1
2 | 8 | 2005 | 2005-02-08 | 0 | 0 | 0 |  | 0 |  | 2
2 | 9 | 2005 | 2005-02-09 | 0 | 0 | 0.03 |  | 0.01 |  | 3
2 | 10 | 2005 | 2005-02-10 | 0.11 | 0.08 | 0.13 |  | 0.10667 |  | 4
2 | 11 | 2005 | 2005-02-11 | 0 | 0 | 0 |  | 0 |  | 5
2 | 12 | 2005 | 2005-02-12 | 0 | 0 | 0 |  | 0 |  | 6
2 | 13 | 2005 | 2005-02-13 | 0 | 0 | 0 |  | 0 |  | 7
2 | 14 | 2005 | 2005-02-14 | 0.49 | 0.64 | 0.37 |  | 0.5 |  | 1
2 | 15 | 2005 | 2005-02-15 | 0 | 0 | 0 |  | 0 |  | 2
2 | 16 | 2005 | 2005-02-16 | 0.01 | 0.02 | 0 |  | 0.01 |  | 3
2 | 17 | 2005 | 2005-02-17 | 0 | 0 | 0 |  | 0 |  | 4
2 | 18 | 2005 | 2005-02-18 | 0 | 0 | 0 |  | 0 |  | 5
2 | 19 | 2005 | 2005-02-19 | 0 | 0 | 0 |  | 0 |  | 6
2 | 20 | 2005 | 2005-02-20 | 0 | 0.02 | 0.02 |  | 0.013333 |  | 7
2 | 21 | 2005 | 2005-02-21 | 0.39 | 0.17 | 0.08 |  | 0.21333 |  | 1
2 | 22 | 2005 | 2005-02-22 | 0 | 0.01 | 0.01 |  | 0.0066667 |  | 2
2 | 23 | 2005 | 2005-02-23 | 0 | 0 | 0 |  | 0 |  | 3
2 | 24 | 2005 | 2005-02-24 | 0.22 | 0.22 | 0.31 |  | 0.25 |  | 4
2 | 25 | 2005 | 2005-02-25 | 0 | 0.04 | 0 |  | 0.013333 |  | 5
2 | 26 | 2005 | 2005-02-26 | 0 | 0 | 0 |  | 0 |  | 6
2 | 27 | 2005 | 2005-02-27 | 0 | 0 | 0 |  | 0 |  | 7
2 | 28 | 2005 | 2005-02-28 | 0.37 | 0.39 | 0.37 |  | 0.37667 | 1.63 | 1
3 | 1 | 2005 | 2005-03-01 | 0 | 0.02 | 0 |  | 0.0066667 |  | 2
3 | 2 | 2005 | 2005-03-02 | 0 | 0 | 0 |  | 0 |  | 3
3 | 3 | 2005 | 2005-03-03 | 0 | 0 | 0 |  | 0 |  | 4
3 | 4 | 2005 | 2005-03-04 | 0 | 0 | 0 |  | 0 |  | 5
3 | 5 | 2005 | 2005-03-05 | 0 | 0 | 0 |  | 0 |  | 6
3 | 6 | 2005 | 2005-03-06 | 0 | 0 | 0 |  | 0 |  | 7
3 | 7 | 2005 | 2005-03-07 | 0 | 0 | 0 |  | 0 |  | 1
3 | 8 | 2005 | 2005-03-08 | 0.66 | 0.33 | 0.54 |  | 0.51 |  | 2
3 | 9 | 2005 | 2005-03-09 | 0 | 0 | 0 |  | 0 |  | 3
3 | 10 | 2005 | 2005-03-10 | 0 | 0 | 0 |  | 0 |  | 4
3 | 11 | 2005 | 2005-03-11 | 0.02 | 0.03 | 0 |  | 0.016667 |  | 5
3 | 12 | 2005 | 2005-03-12 | 0 | 0 | 0 |  | 0 |  | 6
3 | 13 | 2005 | 2005-03-13 | 0 | 0 | 0 |  | 0 |  | 7
3 | 14 | 2005 | 2005-03-14 | 0 | 0 | 0 |  | 0 |  | 1
3 | 15 | 2005 | 2005-03-15 | 0 | 0 | 0 |  | 0 |  | 2
3 | 16 | 2005 | 2005-03-16 | 0 | 0 | 0 |  | 0 |  | 3
3 | 17 | 2005 | 2005-03-17 | 0 | 0 | 0 |  | 0 |  | 4
3 | 18 | 2005 | 2005-03-18 | 0 | 0 | 0 |  | 0 |  | 5
3 | 19 | 2005 | 2005-03-19 | 0 | 0 | 0 |  | 0 |  | 6
3 | 20 | 2005 | 2005-03-20 | 0.25 | 0.14 | 0.1 |  | 0.16333 |  | 7
3 | 21 | 2005 | 2005-03-21 | 0 | 0 | 0 |  | 0 |  | 1
3 | 22 | 2005 | 2005-03-22 | 0.01 | 0 | 0.02 |  | 0.01 |  | 2
3 | 23 | 2005 | 2005-03-23 | 1.85 | 2.56 | 1.67 |  | 2.0267 |  | 3
3 | 24 | 2005 | 2005-03-24 | 0 | 0 | 0 |  | 0 |  | 4
3 | 25 | 2005 | 2005-03-25 | 0.06 | 0 | 0.03 |  | 0.03 |  | 5
3 | 26 | 2005 | 2005-03-26 | 0 | 0.05 | 0 |  | 0.016667 |  | 6
3 | 27 | 2005 | 2005-03-27 | 0.11 | 0.17 | 0.21 |  | 0.16333 |  | 7
3 | 28 | 2005 | 2005-03-28 | 1.5 | 1.83 | 1.36 |  | 1.5633 |  | 1
3 | 29 | 2005 | 2005-03-29 | 0 | 0 | 0 |  | 0 |  | 2
3 | 30 | 2005 | 2005-03-30 | 0 | 0 | 0 |  | 0 |  | 3
3 | 31 | 2005 | 2005-03-31 | 0 | 0 | 0 |  | 0 | 4.46 | 4
4 | 1 | 2005 | 2005-04-01 | 0.3 | 0.26 | 0.33 |  | 0.29667 |  | 5
4 | 2 | 2005 | 2005-04-02 | 1.79 | 1.63 | 2.07 |  | 1.83 |  | 6
4 | 3 | 2005 | 2005-04-03 | 0.13 | 0.17 | 0 |  | 0.1 |  | 7
4 | 4 | 2005 | 2005-04-04 | 0 | 0 | 0 |  | 0 |  | 1
4 | 5 | 2005 | 2005-04-05 | 0 | 0 | 0 |  | 0 |  | 2
4 | 6 | 2005 | 2005-04-06 | 0 | 0 | 0 |  | 0 |  | 3
4 | 7 | 2005 | 2005-04-07 | 0.12 | 0.08 | 0.11 |  | 0.10333 |  | 4
4 | 8 | 2005 | 2005-04-08 | 0.21 | 0.08 | 0.07 |  | 0.12 |  | 5
4 | 9 | 2005 | 2005-04-09 | 0 | 0 | 0 |  | 0 |  | 6
4 | 10 | 2005 | 2005-04-10 | 0 | 0 | 0 |  | 0 |  | 7
4 | 11 | 2005 | 2005-04-11 | 0 | 0 | 0 |  | 0 |  | 1
4 | 12 | 2005 | 2005-04-12 | 0.01 | 0 | 0.01 |  | 0.0066667 |  | 2
4 | 13 | 2005 | 2005-04-13 | 0 | 0 | 0.02 |  | 0.0066667 |  | 3
4 | 14 | 2005 | 2005-04-14 | 0 | 0 | 0 |  | 0 |  | 4
4 | 15 | 2005 | 2005-04-15 | 0 | 0 | 0 |  | 0 |  | 5
4 | 16 | 2005 | 2005-04-16 | 0 | 0 | 0 |  | 0 |  | 6
4 | 17 | 2005 | 2005-04-17 | 0 | 0 | 0 |  | 0 |  | 7
4 | 18 | 2005 | 2005-04-18 | 0 | 0 | 0 |  | 0 |  | 1
4 | 19 | 2005 | 2005-04-19 | 0 | 0 | 0 |  | 0 |  | 2
4 | 20 | 2005 | 2005-04-20 | 0 | 0 | 0 |  | 0 |  | 3
4 | 21 | 2005 | 2005-04-21 | 0.12 | 0.03 | 0.07 |  | 0.073333 |  | 4
4 | 22 | 2005 | 2005-04-22 | 0.16 | 0.06 | 0.64 |  | 0.28667 |  | 5
4 | 23 | 2005 | 2005-04-23 | 0.32 | 0.24 | 0.24 |  | 0.26667 |  | 6
4 | 24 | 2005 | 2005-04-24 | 0 | 0 | 0 |  | 0 |  | 7
4 | 25 | 2005 | 2005-04-25 | 0 | 0 | 0 |  | 0 |  | 1
4 | 26 | 2005 | 2005-04-26 | 0 | 0 | 0 |  | 0 |  | 2
4 | 27 | 2005 | 2005-04-27 | 0 | 0.01 | 0.02 |  | 0.01 |  | 3
4 | 28 | 2005 | 2005-04-28 | 0 | 0 | 0 |  | 0 |  | 4
4 | 29 | 2005 | 2005-04-29 | 0.01 | 0 | 0.04 |  | 0.016667 |  | 5
4 | 30 | 2005 | 2005-04-30 | 1.16 | 1.25 | 0.72 |  | 1.0433 | 4.33 | 6
5 | 1 | 2005 | 2005-05-01 | 0.11 | 0.07 | 0.06 |  | 0.08 |  | 7
5 | 2 | 2005 | 2005-05-02 | 0.01 | 0 | 0 |  | 0.0033333 |  | 1
5 | 3 | 2005 | 2005-05-03 | 0 | 0 | 0 |  | 0 |  | 2
5 | 4 | 2005 | 2005-05-04 | 0 | 0 | 0 |  | 0 |  | 3
5 | 5 | 2005 | 2005-05-05 | 0 | 0 | 0 |  | 0 |  | 4
5 | 6 | 2005 | 2005-05-06 | 0 | 0 | 0 |  | 0 |  | 5
5 | 7 | 2005 | 2005-05-07 | 0 | 0 | 0 |  | 0 |  | 6
5 | 8 | 2005 | 2005-05-08 | 0 | 0 | 0 |  | 0 |  | 7
5 | 9 | 2005 | 2005-05-09 | 0 | 0 | 0 |  | 0 |  | 1
5 | 10 | 2005 | 2005-05-10 | 0 | 0 | 0 |  | 0 |  | 2
5 | 11 | 2005 | 2005-05-11 | 0 | 0 | 0 |  | 0 |  | 3
5 | 12 | 2005 | 2005-05-12 | 0 | 0 | 0 |  | 0 |  | 4
5 | 13 | 2005 | 2005-05-13 | 0 | 0 | 0 |  | 0 |  | 5
5 | 14 | 2005 | 2005-05-14 | 1.13 | 0.08 | 1.31 |  | 0.84 |  | 6
5 | 15 | 2005 | 2005-05-15 | 0 | 0 | 0.01 |  | 0.0033333 |  | 7
5 | 16 | 2005 | 2005-05-16 | 0 | 0 | 0 |  | 0 |  | 1
5 | 17 | 2005 | 2005-05-17 | 0 | 0 | 0 |  | 0 |  | 2
5 | 18 | 2005 | 2005-05-18 | 0 | 0 | 0 |  | 0 |  | 3
5 | 19 | 2005 | 2005-05-19 | 0.24 | 0.06 | 0.35 |  | 0.21667 |  | 4
5 | 20 | 2005 | 2005-05-20 | 2.63 | 1.97 | 1.86 |  | 2.1533 |  | 5
5 | 21 | 2005 | 2005-05-21 | 0 | 0 | 0.02 |  | 0.0066667 |  | 6
5 | 22 | 2005 | 2005-05-22 | 0.02 | 0 | 0 |  | 0.0066667 |  | 7
5 | 23 | 2005 | 2005-05-23 | 0.01 | 0.05 | 0.35 |  | 0.13667 |  | 1
5 | 24 | 2005 | 2005-05-24 | 0.44 | 0.33 | 0.83 |  | 0.53333 |  | 2
5 | 25 | 2005 | 2005-05-25 | 0 | 0.02 | 0.01 |  | 0.01 |  | 3
5 | 26 | 2005 | 2005-05-26 | 0 | 0 | 0 |  | 0 |  | 4
5 | 27 | 2005 | 2005-05-27 | 0 | 0 | 0 |  | 0 |  | 5
5 | 28 | 2005 | 2005-05-28 | 0 | 0.04 | 0.02 |  | 0.02 |  | 6
5 | 29 | 2005 | 2005-05-29 | 0 | 0 | 0 |  | 0 |  | 7
5 | 30 | 2005 | 2005-05-30 | 0.02 | 0.02 | 0.04 |  | 0.026667 |  | 1
5 | 31 | 2005 | 2005-05-31 | 0 | 0 | 0 |  | 0 | 4.61 | 2
6 | 1 | 2005 | 2005-06-01 | 0 | 0 | 0 |  | 0 |  | 3
6 | 2 | 2005 | 2005-06-02 | 0.04 | 0.01 | 0.01 |  | 0.02 |  | 4
6 | 3 | 2005 | 2005-06-03 | 0.64 | 0.75 | 0.36 |  | 0.58333 |  | 5
6 | 4 | 2005 | 2005-06-04 | 0 | 0 | 0 |  | 0 |  | 6
6 | 5 | 2005 | 2005-06-05 | 0 | 0 | 0 |  | 0 |  | 7
6 | 6 | 2005 | 2005-06-06 | 1 | 1.43 | 0.24 |  | 0.89 |  | 1
6 | 7 | 2005 | 2005-06-07 | 0.01 | 0 | 0 |  | 0.0033333 |  | 2
6 | 8 | 2005 | 2005-06-08 | 0 | 0 | 0 |  | 0 |  | 3
6 | 9 | 2005 | 2005-06-09 | 0 | 0.03 | 0.05 |  | 0.026667 |  | 4
6 | 10 | 2005 | 2005-06-10 | 0 | 0 | 0 |  | 0 |  | 5
6 | 11 | 2005 | 2005-06-11 | 0 | 0 | 0 |  | 0 |  | 6
6 | 12 | 2005 | 2005-06-12 | 0 | 0 | 0 |  | 0 |  | 7
6 | 13 | 2005 | 2005-06-13 | 0.05 | 0.07 | 0.15 |  | 0.09 |  | 1
6 | 14 | 2005 | 2005-06-14 | 0 | 0 | 0.09 |  | 0.03 |  | 2
6 | 15 | 2005 | 2005-06-15 | 0 | 0 | 0 |  | 0 |  | 3
6 | 16 | 2005 | 2005-06-16 | 0 | 0 | 0 |  | 0 |  | 4
6 | 17 | 2005 | 2005-06-17 | 0 | 0 | 0 |  | 0 |  | 5
6 | 18 | 2005 | 2005-06-18 | 0 | 0 | 0 |  | 0 |  | 6
6 | 19 | 2005 | 2005-06-19 | 0 | 0.08 | 0 |  | 0.026667 |  | 7
6 | 20 | 2005 | 2005-06-20 | 0 | 0 | 0 |  | 0 |  | 1
6 | 21 | 2005 | 2005-06-21 | 0 | 0 | 0 |  | 0 |  | 2
6 | 22 | 2005 | 2005-06-22 | 0.03 | 0.02 | 0.01 |  | 0.02 |  | 3
6 | 23 | 2005 | 2005-06-23 | 0 | 0 | 0 |  | 0 |  | 4
6 | 24 | 2005 | 2005-06-24 | 0 | 0 | 0 |  | 0 |  | 5
6 | 25 | 2005 | 2005-06-25 | 0 | 0 | 0 |  | 0 |  | 6
6 | 26 | 2005 | 2005-06-26 | 0 | 0 | 0 |  | 0 |  | 7
6 | 27 | 2005 | 2005-06-27 | 0.06 | 0.31 | 0 |  | 0.12333 |  | 1
6 | 28 | 2005 | 2005-06-28 | 0.01 | 0.12 | 0.33 |  | 0.15333 |  | 2
6 | 29 | 2005 | 2005-06-29 | 1.03 | 0.92 | 0.67 |  | 0.87333 |  | 3
6 | 30 | 2005 | 2005-06-30 | 0 | 0 | 0.01 |  | 0.0033333 | 2.87 | 4
7 | 1 | 2005 | 2005-07-01 | 0.18 | 0 | 0.01 |  | 0.063333 |  | 5
7 | 2 | 2005 | 2005-07-02 | 0 | 0 | 0 |  | 0 |  | 6
7 | 3 | 2005 | 2005-07-03 | 0 | 0 | 0 |  | 0 |  | 7
7 | 4 | 2005 | 2005-07-04 | 0 | 0 | 0 |  | 0 |  | 1
7 | 5 | 2005 | 2005-07-05 | 0.68 | 0.38 | 1.43 |  | 0.83 |  | 2
7 | 6 | 2005 | 2005-07-06 | 0 | 0 | 0 |  | 0 |  | 3
7 | 7 | 2005 | 2005-07-07 | 0.33 | 0.42 | 1.59 |  | 0.78 |  | 4
7 | 8 | 2005 | 2005-07-08 | 2.14 | 1.89 | 1.96 |  | 1.9967 |  | 5
7 | 9 | 2005 | 2005-07-09 | 0 | 0 | 0 |  | 0 |  | 6
7 | 10 | 2005 | 2005-07-10 | 0 | 0 | 0 |  | 0 |  | 7
7 | 11 | 2005 | 2005-07-11 | 0 | 0 | 0 |  | 0 |  | 1
7 | 12 | 2005 | 2005-07-12 | 0 | 0 | 0 |  | 0 |  | 2
7 | 13 | 2005 | 2005-07-13 | 0.3 | 0 | 0.66 |  | 0.32 |  | 3
7 | 14 | 2005 | 2005-07-14 | 0.09 | 0.11 | 0.07 |  | 0.09 |  | 4
7 | 15 | 2005 | 2005-07-15 | 1.18 | 1.04 | 1.01 |  | 1.0767 |  | 5
7 | 16 | 2005 | 2005-07-16 | 0.09 | 2.79 | 0.25 |  | 1.0433 |  | 6
7 | 17 | 2005 | 2005-07-17 | 0 | 0 | 0.01 |  | 0.0033333 |  | 7
7 | 18 | 2005 | 2005-07-18 | 0 | 0 | 0 |  | 0 |  | 1
7 | 19 | 2005 | 2005-07-19 | 0 | 0 | 0 |  | 0 |  | 2
7 | 20 | 2005 | 2005-07-20 | 0 | 0 | 0 |  | 0 |  | 3
7 | 21 | 2005 | 2005-07-21 | 0 | 0.36 | 0 |  | 0.12 |  | 4
7 | 22 | 2005 | 2005-07-22 | 0 | 0 | 0 |  | 0 |  | 5
7 | 23 | 2005 | 2005-07-23 | 0.87 | 0 | 0 |  | 0.29 |  | 6
7 | 24 | 2005 | 2005-07-24 | 0 | 0 | 0.01 |  | 0.0033333 |  | 7
7 | 25 | 2005 | 2005-07-25 | 0.08 | 0.39 | 0.18 |  | 0.21667 |  | 1
7 | 26 | 2005 | 2005-07-26 | 0 | 0 | 0 |  | 0 |  | 2
7 | 27 | 2005 | 2005-07-27 | 0.11 | 0.53 | 0.58 |  | 0.40667 |  | 3
7 | 28 | 2005 | 2005-07-28 | 0 | 0 | 0 |  | 0 |  | 4
7 | 29 | 2005 | 2005-07-29 | 0.01 | 0.86 | 0.09 |  | 0.32 |  | 5
7 | 30 | 2005 | 2005-07-30 | 0 | 0 | 0 |  | 0 |  | 6
7 | 31 | 2005 | 2005-07-31 | 0 | 0 | 0 |  | 0 | 6.06 | 7
8 | 1 | 2005 | 2005-08-01 | 0 | 0 | 0 |  | 0 |  | 1
8 | 2 | 2005 | 2005-08-02 | 0 | 0 | 0 |  | 0 |  | 2
8 | 3 | 2005 | 2005-08-03 | 0 | 0 | 0 |  | 0 |  | 3
8 | 4 | 2005 | 2005-08-04 | 0 | 0 | 0 |  | 0 |  | 4
8 | 5 | 2005 | 2005-08-05 | 0.01 | 0.6 | 0 |  | 0.20333 |  | 5
8 | 6 | 2005 | 2005-08-06 | 0 | 0 | 0.02 |  | 0.0066667 |  | 6
8 | 7 | 2005 | 2005-08-07 | 0 | 0 | 0 |  | 0 |  | 7
8 | 8 | 2005 | 2005-08-08 | 1.17 | 1.2 | 0.74 |  | 1.0367 |  | 1
8 | 9 | 2005 | 2005-08-09 | 0.16 | 0.15 | 0.19 |  | 0.16667 |  | 2
8 | 10 | 2005 | 2005-08-10 | 0 | 0 | 0 |  | 0 |  | 3
8 | 11 | 2005 | 2005-08-11 | 0 | 0 | 0 |  | 0 |  | 4
8 | 12 | 2005 | 2005-08-12 | 0 | 0 | 0 |  | 0 |  | 5
8 | 13 | 2005 | 2005-08-13 | 0 | 0 | 0 |  | 0 |  | 6
8 | 14 | 2005 | 2005-08-14 | 0 | 0 | 0 |  | 0 |  | 7
8 | 15 | 2005 | 2005-08-15 | 0 | 0 | 0 |  | 0 |  | 1
8 | 16 | 2005 | 2005-08-16 | 0.13 | 0.43 | 0.46 |  | 0.34 |  | 2
8 | 17 | 2005 | 2005-08-17 | 0 | 0 | 0 |  | 0 |  | 3
8 | 18 | 2005 | 2005-08-18 | 0 | 0 | 0 |  | 0 |  | 4
8 | 19 | 2005 | 2005-08-19 | 0.37 | 0.19 | 0.19 |  | 0.25 |  | 5
8 | 20 | 2005 | 2005-08-20 | 0 | 0 | 0 |  | 0 |  | 6
8 | 21 | 2005 | 2005-08-21 | 0 | 0 | 0 |  | 0 |  | 7
8 | 22 | 2005 | 2005-08-22 | 0 | 0 | 0 |  | 0 |  | 1
8 | 23 | 2005 | 2005-08-23 | 0 | 0 | 0 |  | 0 |  | 2
8 | 24 | 2005 | 2005-08-24 | 0 | 0 | 0 |  | 0 |  | 3
8 | 25 | 2005 | 2005-08-25 | 0 | 0 | 0 |  | 0 |  | 4
8 | 26 | 2005 | 2005-08-26 | 0 | 0 | 0 |  | 0 |  | 5
8 | 27 | 2005 | 2005-08-27 | 0.22 | 0.17 | 0.71 |  | 0.36667 |  | 6
8 | 28 | 2005 | 2005-08-28 | 0.27 | 0.97 | 0 |  | 0.41333 |  | 7
8 | 29 | 2005 | 2005-08-29 | 0 | 0 | 0 |  | 0 |  | 1
8 | 30 | 2005 | 2005-08-30 | 0 | 0 | 0.01 |  | 0.0033333 |  | 2
8 | 31 | 2005 | 2005-08-31 | 0 | 0 | 0 |  | 0 | 2.33 | 3
9 | 1 | 2005 | 2005-09-01 | 0 | 0 | 0 |  | 0 |  | 4
9 | 2 | 2005 | 2005-09-02 | 0 | 0 | 0 |  | 0 |  | 5
9 | 3 | 2005 | 2005-09-03 | 0 | 0 | 0 |  | 0 |  | 6
9 | 4 | 2005 | 2005-09-04 | 0 | 0 | 0 |  | 0 |  | 7
9 | 5 | 2005 | 2005-09-05 | 0 | 0 | 0 |  | 0 |  | 1
9 | 6 | 2005 | 2005-09-06 | 0 | 0 | 0 |  | 0 |  | 2
9 | 7 | 2005 | 2005-09-07 | 0 | 0 | 0 |  | 0 |  | 3
9 | 8 | 2005 | 2005-09-08 | 0 | 0 | 0 |  | 0 |  | 4
9 | 9 | 2005 | 2005-09-09 | 0 | 0 | 0 |  | 0 |  | 5
9 | 10 | 2005 | 2005-09-10 | 0 | 0 | 0 |  | 0 |  | 6
9 | 11 | 2005 | 2005-09-11 | 0 | 0 | 0 |  | 0 |  | 7
9 | 12 | 2005 | 2005-09-12 | 0 | 0 | 0 |  | 0 |  | 1
9 | 13 | 2005 | 2005-09-13 | 0 | 0 | 0 |  | 0 |  | 2
9 | 14 | 2005 | 2005-09-14 | 0 | 0.23 | 0 |  | 0.076667 |  | 3
9 | 15 | 2005 | 2005-09-15 | 0.01 | 0.32 | 0 |  | 0.11 |  | 4
9 | 16 | 2005 | 2005-09-16 | 0 | 0 | 0.01 |  | 0.0033333 |  | 5
9 | 17 | 2005 | 2005-09-17 | 0 | 0 | 0 |  | 0 |  | 6
9 | 18 | 2005 | 2005-09-18 | 0 | 0 | 0 |  | 0 |  | 7
9 | 19 | 2005 | 2005-09-19 | 0 | 0 | 0 |  | 0 |  | 1
9 | 20 | 2005 | 2005-09-20 | 0 | 0 | 0 |  | 0 |  | 2
9 | 21 | 2005 | 2005-09-21 | 0 | 0 | 0 |  | 0 |  | 3
9 | 22 | 2005 | 2005-09-22 | 0 | 0 | 0 |  | 0 |  | 4
9 | 23 | 2005 | 2005-09-23 | 0 | 0 | 0.01 |  | 0.0033333 |  | 5
9 | 24 | 2005 | 2005-09-24 | 0 | 0 | 0 |  | 0 |  | 6
9 | 25 | 2005 | 2005-09-25 | 0 | 0 | 0 |  | 0 |  | 7
9 | 26 | 2005 | 2005-09-26 | 0.09 | 0.11 | 0.13 |  | 0.11 |  | 1
9 | 27 | 2005 | 2005-09-27 | 0 | 0 | 0 |  | 0 |  | 2
9 | 28 | 2005 | 2005-09-28 | 0 | 0 | 0 |  | 0 |  | 3
9 | 29 | 2005 | 2005-09-29 | 0.01 | 0.01 | 0 |  | 0.0066667 |  | 4
9 | 30 | 2005 | 2005-09-30 | 0 | 0 | 0 |  | 0 | 0.11 | 5
10 | 1 | 2005 | 2005-10-01 | 0 | 0 | 0 |  | 0 |  | 6
10 | 2 | 2005 | 2005-10-02 | 0 | 0 | 0 |  | 0 |  | 7
10 | 3 | 2005 | 2005-10-03 | 0 | 0 | 0 |  | 0 |  | 1
10 | 4 | 2005 | 2005-10-04 | 0 | 0 | 0 |  | 0 |  | 2
10 | 5 | 2005 | 2005-10-05 | 0 | 0 | 0 |  | 0 |  | 3
10 | 6 | 2005 | 2005-10-06 | 0.04 | 0.07 | 0.33 |  | 0.14667 |  | 4
10 | 7 | 2005 | 2005-10-07 | 3.63 | 2.28 | 3.5 |  | 3.1367 |  | 5
10 | 8 | 2005 | 2005-10-08 | 3.67 | 4.37 | 2.79 |  | 3.61 |  | 6
10 | 9 | 2005 | 2005-10-09 | 0 | 0 | 0 |  | 0 |  | 7
10 | 10 | 2005 | 2005-10-10 | 0 | 0 | 0 |  | 0 |  | 1
10 | 11 | 2005 | 2005-10-11 | 0.09 | 0.14 | 0.13 |  | 0.12 |  | 2
10 | 12 | 2005 | 2005-10-12 | 0.02 | 0.03 | 0 |  | 0.016667 |  | 3
10 | 13 | 2005 | 2005-10-13 | 0.14 | 0.43 | 0.11 |  | 0.22667 |  | 4
10 | 14 | 2005 | 2005-10-14 | 0.01 | 0 | 0.03 |  | 0.013333 |  | 5
10 | 15 | 2005 | 2005-10-15 | 0 | 0 | 0 |  | 0 |  | 6
10 | 16 | 2005 | 2005-10-16 | 0 | 0 | 0 |  | 0 |  | 7
10 | 17 | 2005 | 2005-10-17 | 0 | 0 | 0 |  | 0 |  | 1
10 | 18 | 2005 | 2005-10-18 | 0 | 0 | 0 |  | 0 |  | 2
10 | 19 | 2005 | 2005-10-19 | 0 | 0 | 0 |  | 0 |  | 3
10 | 20 | 2005 | 2005-10-20 | 0 | 0 | 0 |  | 0 |  | 4
10 | 21 | 2005 | 2005-10-21 | 0.04 | 0.28 | 0.22 |  | 0.18 |  | 5
10 | 22 | 2005 | 2005-10-22 | 0.61 | 0.6 | 0.73 |  | 0.64667 |  | 6
10 | 23 | 2005 | 2005-10-23 | 0 | 0 | 0 |  | 0 |  | 7
10 | 24 | 2005 | 2005-10-24 | 0.57 | 0.41 | 0.55 |  | 0.51 |  | 1
10 | 25 | 2005 | 2005-10-25 | 0.59 | 0.62 | 0.83 |  | 0.68 |  | 2
10 | 26 | 2005 | 2005-10-26 | 0 | 0 | 0 |  | 0 |  | 3
10 | 27 | 2005 | 2005-10-27 | 0 | 0 | 0 |  | 0 |  | 4
10 | 28 | 2005 | 2005-10-28 | 0 | 0 | 0 |  | 0 |  | 5
10 | 29 | 2005 | 2005-10-29 | 0 | 0 | 0 |  | 0 |  | 6
10 | 30 | 2005 | 2005-10-30 | 0 | 0 | 0 |  | 0 |  | 7
10 | 31 | 2005 | 2005-10-31 | 0 | 0 | 0 |  | 0 | 9.41 | 1
11 | 1 | 2005 | 2005-11-01 | 0 | 0 | 0 |  | 0 |  | 2
11 | 2 | 2005 | 2005-11-02 | 0 | 0 | 0 |  | 0 |  | 3
11 | 3 | 2005 | 2005-11-03 | 0 | 0 | 0 |  | 0 |  | 4
11 | 4 | 2005 | 2005-11-04 | 0 | 0 | 0 |  | 0 |  | 5
11 | 5 | 2005 | 2005-11-05 | 0 | 0 | 0 |  | 0 |  | 6
11 | 6 | 2005 | 2005-11-06 | 0 | 0.01 | 0 |  | 0.0033333 |  | 7
11 | 7 | 2005 | 2005-11-07 | 0 | 0 | 0 |  | 0 |  | 1
11 | 8 | 2005 | 2005-11-08 | 0.05 | 0 | 0.13 |  | 0.06 |  | 2
11 | 9 | 2005 | 2005-11-09 | 0 | 0 | 0 |  | 0 |  | 3
11 | 10 | 2005 | 2005-11-10 | 0 | 0 | 0 |  | 0 |  | 4
11 | 11 | 2005 | 2005-11-11 | 0 | 0 | 0 |  | 0 |  | 5
11 | 12 | 2005 | 2005-11-12 | 0 | 0 | 0 |  | 0 |  | 6
11 | 13 | 2005 | 2005-11-13 | 0 | 0 | 0 |  | 0 |  | 7
11 | 14 | 2005 | 2005-11-14 | 0 | 0 | 0.01 |  | 0.0033333 |  | 1
11 | 15 | 2005 | 2005-11-15 | 0.01 | 0.01 | 0 |  | 0.0066667 |  | 2
11 | 16 | 2005 | 2005-11-16 | 0.48 | 0.55 | 0.78 |  | 0.60333 |  | 3
11 | 17 | 2005 | 2005-11-17 | 0 | 0 | 0 |  | 0 |  | 4
11 | 18 | 2005 | 2005-11-18 | 0 | 0 | 0 |  | 0 |  | 5
11 | 19 | 2005 | 2005-11-19 | 0 | 0 | 0 |  | 0 |  | 6
11 | 20 | 2005 | 2005-11-20 | 0 | 0 | 0 |  | 0 |  | 7
11 | 21 | 2005 | 2005-11-21 | 0.63 | 0.74 | 0.83 |  | 0.73333 |  | 1
11 | 22 | 2005 | 2005-11-22 | 0.18 | 0.15 | 0.31 |  | 0.21333 |  | 2
11 | 23 | 2005 | 2005-11-23 | 0.04 | 0.05 | 0.04 |  | 0.043333 |  | 3
11 | 24 | 2005 | 2005-11-24 | 0.01 | 0 | 0 |  | 0.0033333 |  | 4
11 | 25 | 2005 | 2005-11-25 | 0 | 0 | 0 |  | 0 |  | 5
11 | 26 | 2005 | 2005-11-26 | 0 | 0 | 0 |  | 0 |  | 6
11 | 27 | 2005 | 2005-11-27 | 0 | 0 | 0.07 |  | 0.023333 |  | 7
11 | 28 | 2005 | 2005-11-28 | 0.04 | 0 | 0.04 |  | 0.026667 |  | 1
11 | 29 | 2005 | 2005-11-29 | 0.48 | 0.61 | 0.28 |  | 0.45667 |  | 2
11 | 30 | 2005 | 2005-11-30 | 0 | 0 | 0 |  | 0 | 1.92 | 3
12 | 1 | 2005 | 2005-12-01 | 0 | 0 | 0 |  | 0 |  | 4
12 | 2 | 2005 | 2005-12-02 | 0 | 0 | 0 |  | 0 |  | 5
12 | 3 | 2005 | 2005-12-03 | 0.03 | 0.02 | 0.04 |  | 0.03 |  | 6
12 | 4 | 2005 | 2005-12-04 | 0.21 | 0.32 | 0.11 |  | 0.21333 |  | 7
12 | 5 | 2005 | 2005-12-05 | 0.15 | 0.13 | 0.11 |  | 0.13 |  | 1
12 | 6 | 2005 | 2005-12-06 | 0.02 | 0.05 | 0.04 |  | 0.036667 |  | 2
12 | 7 | 2005 | 2005-12-07 | 0 | 0 | 0 |  | 0 |  | 3
12 | 8 | 2005 | 2005-12-08 | 0 | 0 | 0 |  | 0 |  | 4
12 | 9 | 2005 | 2005-12-09 | 0.55 | 0.63 | 0.65 |  | 0.61 |  | 5
12 | 10 | 2005 | 2005-12-10 | 0 | 0 | 0 |  | 0 |  | 6
12 | 11 | 2005 | 2005-12-11 | 0 | 0 | 0 |  | 0 |  | 7
12 | 12 | 2005 | 2005-12-12 | 0 | 0 | 0 |  | 0 |  | 1
12 | 13 | 2005 | 2005-12-13 | 0 | 0 | 0 |  | 0 |  | 2
12 | 14 | 2005 | 2005-12-14 | 0 | 0 | 0 |  | 0 |  | 3
12 | 15 | 2005 | 2005-12-15 | 0.93 | 1.23 | 1.07 |  | 1.0767 |  | 4
12 | 16 | 2005 | 2005-12-16 | 0.3 | 0.24 | 0.11 |  | 0.21667 |  | 5
12 | 17 | 2005 | 2005-12-17 | 0 | 0 | 0 |  | 0 |  | 6
12 | 18 | 2005 | 2005-12-18 | 0 | 0 | 0 |  | 0 |  | 7
12 | 19 | 2005 | 2005-12-19 | 0 | 0 | 0 |  | 0 |  | 1
12 | 20 | 2005 | 2005-12-20 | 0 | 0 | 0 |  | 0 |  | 2
12 | 21 | 2005 | 2005-12-21 | 0 | 0 | 0 |  | 0 |  | 3
12 | 22 | 2005 | 2005-12-22 | 0 | 0 | 0 |  | 0 |  | 4
12 | 23 | 2005 | 2005-12-23 | 0 | 0 | 0 |  | 0 |  | 5
12 | 24 | 2005 | 2005-12-24 | 0 | 0 | 0 |  | 0 |  | 6
12 | 25 | 2005 | 2005-12-25 | 0.77 | 0.91 | 0.55 |  | 0.74333 |  | 7
12 | 26 | 2005 | 2005-12-26 | 0.03 | 0.02 | 0 |  | 0.016667 |  | 1
12 | 27 | 2005 | 2005-12-27 | 0 | 0 | 0 |  | 0 |  | 2
12 | 28 | 2005 | 2005-12-28 | 0 | 0 | 0 |  | 0 |  | 3
12 | 29 | 2005 | 2005-12-29 | 0.34 | 0.35 | 0.24 |  | 0.31 |  | 4
12 | 30 | 2005 | 2005-12-30 | 0 | 0 | 0 |  | 0 |  | 5
12 | 31 | 2005 | 2005-12-31 | 0.01 | 0 | 0 |  | 0.0033333 | 3.34 | 6
1 | 1 | 2006 | 2006-01-01 | 0 | 0 | 0 |  | 0 |  | 7
1 | 2 | 2006 | 2006-01-02 | 0.35 | 0.43 | 0.26 |  | 0.34667 |  | 1
1 | 3 | 2006 | 2006-01-03 | 0.11 | 0.13 | 0.15 |  | 0.13 |  | 2
1 | 4 | 2006 | 2006-01-04 | 0 | 0 | 0 |  | 0 |  | 3
1 | 5 | 2006 | 2006-01-05 | 0 | 0 | 0 |  | 0 |  | 4
1 | 6 | 2006 | 2006-01-06 | 0 | 0 | 0 |  | 0 |  | 5
1 | 7 | 2006 | 2006-01-07 | 0 | 0 | 0 |  | 0 |  | 6
1 | 8 | 2006 | 2006-01-08 | 0 | 0 | 0 |  | 0 |  | 7
1 | 9 | 2006 | 2006-01-09 | 0 | 0 | 0 |  | 0 |  | 1
1 | 10 | 2006 | 2006-01-10 | 0 | 0 | 0 |  | 0 |  | 2
1 | 11 | 2006 | 2006-01-11 | 0.2 | 0.26 | 0.25 |  | 0.23667 |  | 3
1 | 12 | 2006 | 2006-01-12 | 0 | 0 | 0 |  | 0 |  | 4
1 | 13 | 2006 | 2006-01-13 | 0 | 0 | 0 |  | 0 |  | 5
1 | 14 | 2006 | 2006-01-14 | 0.54 | 0.51 | 0.39 |  | 0.48 |  | 6
1 | 15 | 2006 | 2006-01-15 | 0 | 0 | 0 |  | 0 |  | 7
1 | 16 | 2006 | 2006-01-16 | 0 | 0 | 0 |  | 0 |  | 1
1 | 17 | 2006 | 2006-01-17 | 0 | 0 | 0.01 |  | 0.0033333 |  | 2
1 | 18 | 2006 | 2006-01-18 | 0.62 | 0.79 | 0.56 |  | 0.65667 |  | 3
1 | 19 | 2006 | 2006-01-19 | 0 | 0 | 0 |  | 0 |  | 4
1 | 20 | 2006 | 2006-01-20 | 0 | 0 | 0 |  | 0 |  | 5
1 | 21 | 2006 | 2006-01-21 | 0 | 0 | 0 |  | 0 |  | 6
1 | 22 | 2006 | 2006-01-22 | 0.19 | 0.26 | 0.12 |  | 0.19 |  | 7
1 | 23 | 2006 | 2006-01-23 | 0.79 | 0.79 | 0.55 |  | 0.71 |  | 1
1 | 24 | 2006 | 2006-01-24 | 0.02 | 0.07 | 0.02 |  | 0.036667 |  | 2
1 | 25 | 2006 | 2006-01-25 | 0 | 0 | 0 |  | 0 |  | 3
1 | 26 | 2006 | 2006-01-26 | 0 | 0 | 0 |  | 0 |  | 4
1 | 27 | 2006 | 2006-01-27 | 0 | 0 | 0 |  | 0 |  | 5
1 | 28 | 2006 | 2006-01-28 | 0 | 0 | 0 |  | 0 |  | 6
1 | 29 | 2006 | 2006-01-29 | 0.02 | 0.08 | 0.05 |  | 0.05 |  | 7
1 | 30 | 2006 | 2006-01-30 | 0 | 0 | 0 |  | 0 |  | 1
1 | 31 | 2006 | 2006-01-31 | 0.41 | 0.16 | 0.03 |  | 0.2 | 3.25 | 2
2 | 1 | 2006 | 2006-02-01 | 0 | 0 | 0 |  | 0 |  | 3
2 | 2 | 2006 | 2006-02-02 | 0.03 | 0.04 | 0.01 |  | 0.026667 |  | 4
2 | 3 | 2006 | 2006-02-03 | 0.41 | 0.49 | 0.53 |  | 0.47667 |  | 5
2 | 4 | 2006 | 2006-02-04 | 0.66 | 0.92 | 0.83 |  | 0.80333 |  | 6
2 | 5 | 2006 | 2006-02-05 | 0 | 0 | 0 |  | 0 |  | 7
2 | 6 | 2006 | 2006-02-06 | 0 | 0 | 0 |  | 0 |  | 1
2 | 7 | 2006 | 2006-02-07 | 0 | 0 | 0 |  | 0 |  | 2
2 | 8 | 2006 | 2006-02-08 | 0 | 0 | 0 |  | 0 |  | 3
2 | 9 | 2006 | 2006-02-09 | 0 | 0 | 0 |  | 0 |  | 4
2 | 10 | 2006 | 2006-02-10 | 0 | 0 | 0 |  | 0 |  | 5
2 | 11 | 2006 | 2006-02-11 | 0.33 | 0.48 | 0.4 |  | 0.40333 |  | 6
2 | 12 | 2006 | 2006-02-12 | 0.78 | 0.62 | 0.4 |  | 0.6 |  | 7
2 | 13 | 2006 | 2006-02-13 | 0 | 0 | 0 |  | 0 |  | 1
2 | 14 | 2006 | 2006-02-14 | 0 | 0 | 0 |  | 0 |  | 2
2 | 15 | 2006 | 2006-02-15 | 0 | 0 | 0 |  | 0 |  | 3
2 | 16 | 2006 | 2006-02-16 | 0 | 0 | 0 |  | 0 |  | 4
2 | 17 | 2006 | 2006-02-17 | 0 | 0 | 0 |  | 0 |  | 5
2 | 18 | 2006 | 2006-02-18 | 0 | 0 | 0 |  | 0 |  | 6
2 | 19 | 2006 | 2006-02-19 | 0 | 0 | 0 |  | 0 |  | 7
2 | 20 | 2006 | 2006-02-20 | 0 | 0 | 0 |  | 0 |  | 1
2 | 21 | 2006 | 2006-02-21 | 0 | 0 | 0 |  | 0 |  | 2
2 | 22 | 2006 | 2006-02-22 | 0.25 | 0.09 | 0.21 |  | 0.18333 |  | 3
2 | 23 | 2006 | 2006-02-23 | 0 | 0 | 0 |  | 0 |  | 4
2 | 24 | 2006 | 2006-02-24 | 0 | 0 | 0 |  | 0 |  | 5
2 | 25 | 2006 | 2006-02-25 | 0 | 0 | 0 |  | 0 |  | 6
2 | 26 | 2006 | 2006-02-26 | 0 | 0 | 0 |  | 0 |  | 7
2 | 27 | 2006 | 2006-02-27 | 0 | 0 | 0 |  | 0 |  | 1
2 | 28 | 2006 | 2006-02-28 | 0 | 0 | 0 |  | 0 | 2.46 | 2
3 | 1 | 2006 | 2006-03-01 | 0 | 0 | 0 |  | 0 |  | 3
3 | 2 | 2006 | 2006-03-02 | 0.03 | 0.16 | 0.01 |  | 0.066667 |  | 4
3 | 3 | 2006 | 2006-03-03 | 0 | 0 | 0 |  | 0 |  | 5
3 | 4 | 2006 | 2006-03-04 | 0 | 0 | 0 |  | 0 |  | 6
3 | 5 | 2006 | 2006-03-05 | 0 | 0 | 0 |  | 0 |  | 7
3 | 6 | 2006 | 2006-03-06 | 0 | 0 | 0 |  | 0 |  | 1
3 | 7 | 2006 | 2006-03-07 | 0 | 0 | 0 |  | 0 |  | 2
3 | 8 | 2006 | 2006-03-08 | 0 | 0 | 0 |  | 0 |  | 3
3 | 9 | 2006 | 2006-03-09 | 0 | 0 | 0 |  | 0 |  | 4
3 | 10 | 2006 | 2006-03-10 | 0 | 0 | 0 |  | 0 |  | 5
3 | 11 | 2006 | 2006-03-11 | 0 | 0 | 0 |  | 0 |  | 6
3 | 12 | 2006 | 2006-03-12 | 0 | 0 | 0.01 |  | 0.0033333 |  | 7
3 | 13 | 2006 | 2006-03-13 | 0 | 0 | 0 |  | 0 |  | 1
3 | 14 | 2006 | 2006-03-14 | 0 | 0.02 | 0.02 |  | 0.013333 |  | 2
3 | 15 | 2006 | 2006-03-15 | 0 | 0 | 0 |  | 0 |  | 3
3 | 16 | 2006 | 2006-03-16 | 0 | 0 | 0 |  | 0 |  | 4
3 | 17 | 2006 | 2006-03-17 | 0 | 0 | 0 |  | 0 |  | 5
3 | 18 | 2006 | 2006-03-18 | 0 | 0 | 0 |  | 0 |  | 6
3 | 19 | 2006 | 2006-03-19 | 0 | 0 | 0 |  | 0 |  | 7
3 | 20 | 2006 | 2006-03-20 | 0 | 0 | 0 |  | 0 |  | 1
3 | 21 | 2006 | 2006-03-21 | 0.01 | 0 | 0 |  | 0.0033333 |  | 2
3 | 22 | 2006 | 2006-03-22 | 0 | 0 | 0 |  | 0 |  | 3
3 | 23 | 2006 | 2006-03-23 | 0 | 0 | 0 |  | 0 |  | 4
3 | 24 | 2006 | 2006-03-24 | 0 | 0 | 0 |  | 0 |  | 5
3 | 25 | 2006 | 2006-03-25 | 0 | 0 | 0 |  | 0 |  | 6
3 | 26 | 2006 | 2006-03-26 | 0 | 0 | 0 |  | 0 |  | 7
3 | 27 | 2006 | 2006-03-27 | 0 | 0 | 0 |  | 0 |  | 1
3 | 28 | 2006 | 2006-03-28 | 0.01 | 0 | 0.03 |  | 0.013333 |  | 2
3 | 29 | 2006 | 2006-03-29 | 0 | 0 | 0 |  | 0 |  | 3
3 | 30 | 2006 | 2006-03-30 | 0 | 0 | 0 |  | 0 |  | 4
3 | 31 | 2006 | 2006-03-31 | 0 | 0 | 0 |  | 0 | 0.05 | 5
4 | 1 | 2006 | 2006-04-01 | 0.01 | 0.01 | 0 |  | 0.0066667 |  | 6
4 | 2 | 2006 | 2006-04-02 | 0 | 0 | 0 |  | 0 |  | 7
4 | 3 | 2006 | 2006-04-03 | 0.56 | 0.63 | 0.31 |  | 0.5 |  | 1
4 | 4 | 2006 | 2006-04-04 | 0 | 0 | 0 |  | 0 |  | 2
4 | 5 | 2006 | 2006-04-05 | 0.02 | 0 | 0.01 |  | 0.01 |  | 3
4 | 6 | 2006 | 2006-04-06 | 0 | 0 | 0 |  | 0 |  | 4
4 | 7 | 2006 | 2006-04-07 | 0.18 | 0.2 | 0.26 |  | 0.21333 |  | 5
4 | 8 | 2006 | 2006-04-08 | 0.49 | 0.73 | 0.53 |  | 0.58333 |  | 6
4 | 9 | 2006 | 2006-04-09 | 0 | 0 | 0 |  | 0 |  | 7
4 | 10 | 2006 | 2006-04-10 | 0 | 0 | 0 |  | 0 |  | 1
4 | 11 | 2006 | 2006-04-11 | 0 | 0 | 0 |  | 0 |  | 2
4 | 12 | 2006 | 2006-04-12 | 0 | 0 | 0 |  | 0 |  | 3
4 | 13 | 2006 | 2006-04-13 | 0 | 0.04 | 0.07 |  | 0.036667 |  | 4
4 | 14 | 2006 | 2006-04-14 | 0 | 0.01 | 0.01 |  | 0.0066667 |  | 5
4 | 15 | 2006 | 2006-04-15 | 0 | 0 | 0 |  | 0 |  | 6
4 | 16 | 2006 | 2006-04-16 | 0.01 | 0.01 | 0.02 |  | 0.013333 |  | 7
4 | 17 | 2006 | 2006-04-17 | 0.35 | 0 | 0.4 |  | 0.25 |  | 1
4 | 18 | 2006 | 2006-04-18 | 0 | 0 | 0 |  | 0 |  | 2
4 | 19 | 2006 | 2006-04-19 | 0 | 0 | 0 |  | 0 |  | 3
4 | 20 | 2006 | 2006-04-20 | 0 | 0 | 0 |  | 0 |  | 4
4 | 21 | 2006 | 2006-04-21 | 0.37 | 0.28 | 0.2 |  | 0.28333 |  | 5
4 | 22 | 2006 | 2006-04-22 | 1.08 | 0.72 | 2.88 |  | 1.56 |  | 6
4 | 23 | 2006 | 2006-04-23 | 0 | 0.56 | 0.11 |  | 0.22333 |  | 7
4 | 24 | 2006 | 2006-04-24 | 0 | 0 | 0 |  | 0 |  | 1
4 | 25 | 2006 | 2006-04-25 | 0.01 | 0.05 | 0.04 |  | 0.033333 |  | 2
4 | 26 | 2006 | 2006-04-26 | 0.02 | 0.03 | 0.02 |  | 0.023333 |  | 3
4 | 27 | 2006 | 2006-04-27 | 0 | 0 | 0 |  | 0 |  | 4
4 | 28 | 2006 | 2006-04-28 | 0 | 0 | 0 |  | 0 |  | 5
4 | 29 | 2006 | 2006-04-29 | 0 | 0 | 0 |  | 0 |  | 6
4 | 30 | 2006 | 2006-04-30 | 0 | 0 | 0 |  | 0 | 3.1 | 7
5 | 1 | 2006 | 2006-05-01 | 0 | 0 | 0 |  | 0 |  | 1
5 | 2 | 2006 | 2006-05-02 | 0 | 0 | 0 |  | 0 |  | 2
5 | 3 | 2006 | 2006-05-03 | 0 | 0 | 0 |  | 0 |  | 3
5 | 4 | 2006 | 2006-05-04 | 0 | 0 | 0 |  | 0 |  | 4
5 | 5 | 2006 | 2006-05-05 | 0 | 0 | 0 |  | 0 |  | 5
5 | 6 | 2006 | 2006-05-06 | 0 | 0 | 0 |  | 0 |  | 6
5 | 7 | 2006 | 2006-05-07 | 0.11 | 0.05 | 0.16 |  | 0.10667 |  | 7
5 | 8 | 2006 | 2006-05-08 | 0.07 | 0.02 | 0.09 |  | 0.06 |  | 1
5 | 9 | 2006 | 2006-05-09 | 0 | 0 | 0 |  | 0 |  | 2
5 | 10 | 2006 | 2006-05-10 | 0 | 0 | 0 |  | 0 |  | 3
5 | 11 | 2006 | 2006-05-11 | 0.81 | 1.05 | 0.78 |  | 0.88 |  | 4
5 | 12 | 2006 | 2006-05-12 | 0.28 | 0 | 0.01 |  | 0.096667 |  | 5
5 | 13 | 2006 | 2006-05-13 | 0 | 0.15 | 0 |  | 0.05 |  | 6
5 | 14 | 2006 | 2006-05-14 | 0.4 | 0.01 | 0.19 |  | 0.2 |  | 7
5 | 15 | 2006 | 2006-05-15 | 0.1 | 0.24 | 0.46 |  | 0.26667 |  | 1
5 | 16 | 2006 | 2006-05-16 | 0 | 0 | 0 |  | 0 |  | 2
5 | 17 | 2006 | 2006-05-17 | 0.13 | 0.01 | 0.01 |  | 0.05 |  | 3
5 | 18 | 2006 | 2006-05-18 | 0.17 | 0.02 | 0.01 |  | 0.066667 |  | 4
5 | 19 | 2006 | 2006-05-19 | 0.03 | 0.03 | 0.03 |  | 0.03 |  | 5
5 | 20 | 2006 | 2006-05-20 | 0 | 0 | 0 |  | 0 |  | 6
5 | 21 | 2006 | 2006-05-21 | 0 | 0 | 0 |  | 0 |  | 7
5 | 22 | 2006 | 2006-05-22 | 0 | 0 | 0 |  | 0 |  | 1
5 | 23 | 2006 | 2006-05-23 | 0 | 0 | 0 |  | 0 |  | 2
5 | 24 | 2006 | 2006-05-24 | 0 | 0 | 0 |  | 0 |  | 3
5 | 25 | 2006 | 2006-05-25 | 0 | 0 | 0 |  | 0 |  | 4
5 | 26 | 2006 | 2006-05-26 | 0.11 | 0.02 | 0.06 |  | 0.063333 |  | 5
5 | 27 | 2006 | 2006-05-27 | 0 | 0 | 0 |  | 0 |  | 6
5 | 28 | 2006 | 2006-05-28 | 0 | 0 | 0 |  | 0 |  | 7
5 | 29 | 2006 | 2006-05-29 | 0 | 0 | 0 |  | 0 |  | 1
5 | 30 | 2006 | 2006-05-30 | 0 | 0 | 0 |  | 0 |  | 2
5 | 31 | 2006 | 2006-05-31 | 0 | 0 | 0 |  | 0 | 2.21 | 3
6 | 1 | 2006 | 2006-06-01 | 0 | 0.24 | 0.02 |  | 0.086667 |  | 4
6 | 2 | 2006 | 2006-06-02 | 0 | 0.22 | 0 |  | 0.073333 |  | 5
6 | 3 | 2006 | 2006-06-03 | 0.05 | 0.01 | 0.01 |  | 0.023333 |  | 6
6 | 4 | 2006 | 2006-06-04 | 0 | 0 | 0 |  | 0 |  | 7
6 | 5 | 2006 | 2006-06-05 | 0 | 0 | 0 |  | 0 |  | 1
6 | 6 | 2006 | 2006-06-06 | 0 | 0 | 0 |  | 0 |  | 2
6 | 7 | 2006 | 2006-06-07 | 0.01 | 0 | 0.15 |  | 0.053333 |  | 3
6 | 8 | 2006 | 2006-06-08 | 0 | 0.26 | 0 |  | 0.086667 |  | 4
6 | 9 | 2006 | 2006-06-09 | 0.18 | 0.08 | 0.02 |  | 0.093333 |  | 5
6 | 10 | 2006 | 2006-06-10 | 0 | 0 | 0 |  | 0 |  | 6
6 | 11 | 2006 | 2006-06-11 | 0 | 0 | 0 |  | 0 |  | 7
6 | 12 | 2006 | 2006-06-12 | 0.39 | 0.31 | 0.28 |  | 0.32667 |  | 1
6 | 13 | 2006 | 2006-06-13 | 0 | 0 | 0 |  | 0 |  | 2
6 | 14 | 2006 | 2006-06-14 | 0 | 0.01 | 0 |  | 0.0033333 |  | 3
6 | 15 | 2006 | 2006-06-15 | 0 | 0 | 0 |  | 0 |  | 4
6 | 16 | 2006 | 2006-06-16 | 0 | 0 | 0 |  | 0 |  | 5
6 | 17 | 2006 | 2006-06-17 | 0 | 0 | 0 |  | 0 |  | 6
6 | 18 | 2006 | 2006-06-18 | 0 | 0 | 0 |  | 0 |  | 7
6 | 19 | 2006 | 2006-06-19 | 1.99 | 0.22 | 0.37 |  | 0.86 |  | 1
6 | 20 | 2006 | 2006-06-20 | 0.03 | 0 | 0.02 |  | 0.016667 |  | 2
6 | 21 | 2006 | 2006-06-21 | 0 | 0 | 0 |  | 0 |  | 3
6 | 22 | 2006 | 2006-06-22 | 0.04 | 0 | 1.47 |  | 0.50333 |  | 4
6 | 23 | 2006 | 2006-06-23 | 0.68 | 0.1 | 0.04 |  | 0.27333 |  | 5
6 | 24 | 2006 | 2006-06-24 | 0.14 | 0.53 | 0 |  | 0.22333 |  | 6
6 | 25 | 2006 | 2006-06-25 | 5.19 | 2.75 | 5.94 |  | 4.6267 |  | 7
6 | 26 | 2006 | 2006-06-26 | 4.22 | 0.83 | 1.92 |  | 2.3233 |  | 1
6 | 27 | 2006 | 2006-06-27 | 0.93 | 1.17 | 1.47 |  | 1.19 |  | 2
6 | 28 | 2006 | 2006-06-28 | 0.17 | 0.57 | 0 |  | 0.24667 |  | 3
6 | 29 | 2006 | 2006-06-29 | 0 | 0.02 | 0.08 |  | 0.033333 |  | 4
6 | 30 | 2006 | 2006-06-30 | 0 | 0 | 0 |  | 0 | 14.02 | 5
7 | 1 | 2006 | 2006-07-01 | 0 | 0 | 0 |  | 0 |  | 6
7 | 2 | 2006 | 2006-07-02 | 0.7 | 0 | 0.08 |  | 0.26 |  | 7
7 | 3 | 2006 | 2006-07-03 | 0 | 0 | 0 |  | 0 |  | 1
7 | 4 | 2006 | 2006-07-04 | 0.35 | 0.05 | 0.24 |  | 0.21333 |  | 2
7 | 5 | 2006 | 2006-07-05 | 0.87 | 1.03 | 0.38 |  | 0.76 |  | 3
7 | 6 | 2006 | 2006-07-06 | 0.61 | 0.4 | 0.34 |  | 0.45 |  | 4
7 | 7 | 2006 | 2006-07-07 | 0 | 0 | 0 |  | 0 |  | 5
7 | 8 | 2006 | 2006-07-08 | 0 | 0 | 0 |  | 0 |  | 6
7 | 9 | 2006 | 2006-07-09 | 0 | 0 | 0 |  | 0 |  | 7
7 | 10 | 2006 | 2006-07-10 | 0 | 0 | 0 |  | 0 |  | 1
7 | 11 | 2006 | 2006-07-11 | 0 | 0 | 0 |  | 0 |  | 2
7 | 12 | 2006 | 2006-07-12 | 0.69 | 0.19 | 0.24 |  | 0.37333 |  | 3
7 | 13 | 2006 | 2006-07-13 | 0 | 0.01 | 0.03 |  | 0.013333 |  | 4
7 | 14 | 2006 | 2006-07-14 | 0 | 0 | 0.87 |  | 0.29 |  | 5
7 | 15 | 2006 | 2006-07-15 | 0 | 0 | 0.01 |  | 0.0033333 |  | 6
7 | 16 | 2006 | 2006-07-16 | 0 | 0 | 0 |  | 0 |  | 7
7 | 17 | 2006 | 2006-07-17 | 0 | 0 | 0 |  | 0 |  | 1
7 | 18 | 2006 | 2006-07-18 | 0 | 0 | 0 |  | 0 |  | 2
7 | 19 | 2006 | 2006-07-19 | 0 | 0 | 0 |  | 0 |  | 3
7 | 20 | 2006 | 2006-07-20 | 0 | 0 | 0 |  | 0 |  | 4
7 | 21 | 2006 | 2006-07-21 | 0 | 0 | 0 |  | 0 |  | 5
7 | 22 | 2006 | 2006-07-22 | 0.34 | 0.13 | 0.15 |  | 0.20667 |  | 6
7 | 23 | 2006 | 2006-07-23 | 0 | 0 | 0.01 |  | 0.0033333 |  | 7
7 | 24 | 2006 | 2006-07-24 | 0 | 0 | 0 |  | 0 |  | 1
7 | 25 | 2006 | 2006-07-25 | 0 | 0 | 0.1 |  | 0.033333 |  | 2
7 | 26 | 2006 | 2006-07-26 | 0 | 0 | 0 |  | 0 |  | 3
7 | 27 | 2006 | 2006-07-27 | 0 | 0 | 0 |  | 0 |  | 4
7 | 28 | 2006 | 2006-07-28 | 0 | 0.05 | 0 |  | 0.016667 |  | 5
7 | 29 | 2006 | 2006-07-29 | 0 | 0 | 0 |  | 0 |  | 6
7 | 30 | 2006 | 2006-07-30 | 0 | 0 | 0 |  | 0 |  | 7
7 | 31 | 2006 | 2006-07-31 | 0 | 0 | 0 |  | 0 | 3.56 | 1
8 | 1 | 2006 | 2006-08-01 | 0 | 0 | 0 |  | 0 |  | 2
8 | 2 | 2006 | 2006-08-02 | 0 | 0 | 0 |  | 0 |  | 3
8 | 3 | 2006 | 2006-08-03 | 0 | 0 | 0 |  | 0 |  | 4
8 | 4 | 2006 | 2006-08-04 | 0 | 0 | 0 |  | 0 |  | 5
8 | 5 | 2006 | 2006-08-05 | 0 | 0 | 0 |  | 0 |  | 6
8 | 6 | 2006 | 2006-08-06 | 0 | 0 | 0 |  | 0 |  | 7
8 | 7 | 2006 | 2006-08-07 | 0.79 | 0.95 | 0.97 |  | 0.90333 |  | 1
8 | 8 | 2006 | 2006-08-08 | 0 | 0 | 0 |  | 0 |  | 2
8 | 9 | 2006 | 2006-08-09 | 0 | 0 | 0 |  | 0 |  | 3
8 | 10 | 2006 | 2006-08-10 | 0.17 | 0.01 | 0.22 |  | 0.13333 |  | 4
8 | 11 | 2006 | 2006-08-11 | 0 | 0 | 0 |  | 0 |  | 5
8 | 12 | 2006 | 2006-08-12 | 0 | 0 | 0 |  | 0 |  | 6
8 | 13 | 2006 | 2006-08-13 | 0 | 0 | 0 |  | 0 |  | 7
8 | 14 | 2006 | 2006-08-14 | 0 | 0 | 0 |  | 0 |  | 1
8 | 15 | 2006 | 2006-08-15 | 0 | 0 | 0 |  | 0 |  | 2
8 | 16 | 2006 | 2006-08-16 | 0 | 0 | 0 |  | 0 |  | 3
8 | 17 | 2006 | 2006-08-17 | 0 | 0 | 0 |  | 0 |  | 4
8 | 18 | 2006 | 2006-08-18 | 0 | 0 | 0 |  | 0 |  | 5
8 | 19 | 2006 | 2006-08-19 | 0 | 0 | 0 |  | 0 |  | 6
8 | 20 | 2006 | 2006-08-20 | 0 | 0.47 | 0 |  | 0.15667 |  | 7
8 | 21 | 2006 | 2006-08-21 | 0 | 0 | 0 |  | 0 |  | 1
8 | 22 | 2006 | 2006-08-22 | 0 | 0 | 0 |  | 0 |  | 2
8 | 23 | 2006 | 2006-08-23 | 0 | 0 | 0 |  | 0 |  | 3
8 | 24 | 2006 | 2006-08-24 | 0 | 0 | 0 |  | 0 |  | 4
8 | 25 | 2006 | 2006-08-25 | 0 | 0 | 0 |  | 0 |  | 5
8 | 26 | 2006 | 2006-08-26 | 0 | 0 | 0.01 |  | 0.0033333 |  | 6
8 | 27 | 2006 | 2006-08-27 | 0 | 0 | 0 |  | 0 |  | 7
8 | 28 | 2006 | 2006-08-28 | 0 | 0.01 | 0.01 |  | 0.0066667 |  | 1
8 | 29 | 2006 | 2006-08-29 | 0.01 | 0.01 | 0 |  | 0.0066667 |  | 2
8 | 30 | 2006 | 2006-08-30 | 0.06 | 0 | 0.03 |  | 0.03 |  | 3
8 | 31 | 2006 | 2006-08-31 | 0 | 0 | 0 |  | 0 | 1.03 | 4
9 | 1 | 2006 | 2006-09-01 | 2.18 | 2.16 | 2.76 |  | 2.3667 |  | 5
9 | 2 | 2006 | 2006-09-02 | 0.53 | 1.47 | 0.47 |  | 0.82333 |  | 6
9 | 3 | 2006 | 2006-09-03 | 0 | 0 | 0 |  | 0 |  | 7
9 | 4 | 2006 | 2006-09-04 | 0 | 0 | 0.02 |  | 0.0066667 |  | 1
9 | 5 | 2006 | 2006-09-05 | 1.77 | 1.78 | 1.35 |  | 1.6333 |  | 2
9 | 6 | 2006 | 2006-09-06 | 0 | 0 | 0 |  | 0 |  | 3
9 | 7 | 2006 | 2006-09-07 | 0 | 0 | 0 |  | 0 |  | 4
9 | 8 | 2006 | 2006-09-08 | 0 | 0 | 0.73 |  | 0.24333 |  | 5
9 | 9 | 2006 | 2006-09-09 | 0 | 0 | 0 |  | 0 |  | 6
9 | 10 | 2006 | 2006-09-10 | 0 | 0 | 0 |  | 0 |  | 7
9 | 11 | 2006 | 2006-09-11 | 0 | 0.03 | 0.02 |  | 0.016667 |  | 1
9 | 12 | 2006 | 2006-09-12 | 0 | 0 | 0 |  | 0 |  | 2
9 | 13 | 2006 | 2006-09-13 | 0 | 0 | 0.03 |  | 0.01 |  | 3
9 | 14 | 2006 | 2006-09-14 | 0.71 | 0.91 | 0.63 |  | 0.75 |  | 4
9 | 15 | 2006 | 2006-09-15 | 0.02 | 0.1 | 0.41 |  | 0.17667 |  | 5
9 | 16 | 2006 | 2006-09-16 | 0.05 | 0.01 | 0 |  | 0.02 |  | 6
9 | 17 | 2006 | 2006-09-17 | 0 | 0 | 0 |  | 0 |  | 7
9 | 18 | 2006 | 2006-09-18 | 0 | 0 | 0 |  | 0 |  | 1
9 | 19 | 2006 | 2006-09-19 | 0 | 0 | 0 |  | 0 |  | 2
9 | 20 | 2006 | 2006-09-20 | 0 | 0 | 0 |  | 0 |  | 3
9 | 21 | 2006 | 2006-09-21 | 0 | 0 | 0 |  | 0 |  | 4
9 | 22 | 2006 | 2006-09-22 | 0 | 0 | 0 |  | 0 |  | 5
9 | 23 | 2006 | 2006-09-23 | 0 | 0 | 0 |  | 0 |  | 6
9 | 24 | 2006 | 2006-09-24 | 0 | 0.03 | 0 |  | 0.01 |  | 7
9 | 25 | 2006 | 2006-09-25 | 0 | 0 | 0 |  | 0 |  | 1
9 | 26 | 2006 | 2006-09-26 | 0 | 0 | 0 |  | 0 |  | 2
9 | 27 | 2006 | 2006-09-27 | 0 | 0 | 0 |  | 0 |  | 3
9 | 28 | 2006 | 2006-09-28 | 1.04 | 1.03 | 0.67 |  | 0.91333 |  | 4
9 | 29 | 2006 | 2006-09-29 | 0 | 0 | 0 |  | 0 |  | 5
9 | 30 | 2006 | 2006-09-30 | 0.01 | 0.04 | 0.03 |  | 0.026667 | 6.31 | 6
10 | 1 | 2006 | 2006-10-01 | 0.2 | 0.09 | 0.12 |  | 0.13667 |  | 7
10 | 2 | 2006 | 2006-10-02 | 0 | 0 | 0 |  | 0 |  | 1
10 | 3 | 2006 | 2006-10-03 | 0 | 0 | 0 |  | 0 |  | 2
10 | 4 | 2006 | 2006-10-04 | 0 | 0 | 0 |  | 0 |  | 3
10 | 5 | 2006 | 2006-10-05 | 0.73 | 0.19 | 0.63 |  | 0.51667 |  | 4
10 | 6 | 2006 | 2006-10-06 | 1.31 | 1.3 | 1.05 |  | 1.22 |  | 5
10 | 7 | 2006 | 2006-10-07 | 0.01 | 0.4 | 0.49 |  | 0.3 |  | 6
10 | 8 | 2006 | 2006-10-08 | 0 | 0 | 0 |  | 0 |  | 7
10 | 9 | 2006 | 2006-10-09 | 0 | 0 | 0 |  | 0 |  | 1
10 | 10 | 2006 | 2006-10-10 | 0 | 0 | 0 |  | 0 |  | 2
10 | 11 | 2006 | 2006-10-11 | 0 | 0 | 0 |  | 0 |  | 3
10 | 12 | 2006 | 2006-10-12 | 0.23 | 0.03 | 0.11 |  | 0.12333 |  | 4
10 | 13 | 2006 | 2006-10-13 | 0 | 0 | 0 |  | 0 |  | 5
10 | 14 | 2006 | 2006-10-14 | 0 | 0 | 0 |  | 0 |  | 6
10 | 15 | 2006 | 2006-10-15 | 0 | 0 | 0 |  | 0 |  | 7
10 | 16 | 2006 | 2006-10-16 | 0 | 0 | 0 |  | 0 |  | 1
10 | 17 | 2006 | 2006-10-17 | 0.55 | 0.99 | 0.77 |  | 0.77 |  | 2
10 | 18 | 2006 | 2006-10-18 | 0 | 0 | 0 |  | 0 |  | 3
10 | 19 | 2006 | 2006-10-19 | 0.02 | 0.11 | 0.06 |  | 0.063333 |  | 4
10 | 20 | 2006 | 2006-10-20 | 0.22 | 0.38 | 0.39 |  | 0.33 |  | 5
10 | 21 | 2006 | 2006-10-21 | 0 | 0 | 0 |  | 0 |  | 6
10 | 22 | 2006 | 2006-10-22 | 0 | 0 | 0 |  | 0 |  | 7
10 | 23 | 2006 | 2006-10-23 | 0 | 0 | 0 |  | 0 |  | 1
10 | 24 | 2006 | 2006-10-24 | 0 | 0 | 0 |  | 0 |  | 2
10 | 25 | 2006 | 2006-10-25 | 0 | 0 | 0 |  | 0 |  | 3
10 | 26 | 2006 | 2006-10-26 | 0 | 0 | 0 |  | 0 |  | 4
10 | 27 | 2006 | 2006-10-27 | 0.75 | 0.9 | 0.72 |  | 0.79 |  | 5
10 | 28 | 2006 | 2006-10-28 | 1.04 | 1.36 | 0.48 |  | 0.96 |  | 6
10 | 29 | 2006 | 2006-10-29 | 0 | 0 | 0 |  | 0 |  | 7
10 | 30 | 2006 | 2006-10-30 | 0 | 0 | 0 |  | 0 |  | 1
10 | 31 | 2006 | 2006-10-31 | 0 | 0 | 0 |  | 0 | 5.06 | 2
11 | 1 | 2006 | 2006-11-01 | 0 | 0 | 0.01 |  | 0.0033333 |  | 3
11 | 2 | 2006 | 2006-11-02 | 0.38 | 0.39 | 0.32 |  | 0.36333 |  | 4
11 | 3 | 2006 | 2006-11-03 | 0 | 0 | 0 |  | 0 |  | 5
11 | 4 | 2006 | 2006-11-04 | 0 | 0 | 0 |  | 0 |  | 6
11 | 5 | 2006 | 2006-11-05 | 0 | 0 | 0 |  | 0 |  | 7
11 | 6 | 2006 | 2006-11-06 | 0 | 0 | 0 |  | 0 |  | 1
11 | 7 | 2006 | 2006-11-07 | 0.27 | 0.23 | 0.17 |  | 0.22333 |  | 2
11 | 8 | 2006 | 2006-11-08 | 1.48 | 1.39 | 1.58 |  | 1.4833 |  | 3
11 | 9 | 2006 | 2006-11-09 | 0 | 0 | 0 |  | 0 |  | 4
11 | 10 | 2006 | 2006-11-10 | 0 | 0 | 0 |  | 0 |  | 5
11 | 11 | 2006 | 2006-11-11 | 0 | 0 | 0.05 |  | 0.016667 |  | 6
11 | 12 | 2006 | 2006-11-12 | 1.11 | 0.36 | 0.95 |  | 0.80667 |  | 7
11 | 13 | 2006 | 2006-11-13 | 0.03 | 0.12 | 0.1 |  | 0.083333 |  | 1
11 | 14 | 2006 | 2006-11-14 | 0 | 0 | 0 |  | 0 |  | 2
11 | 15 | 2006 | 2006-11-15 | 0 | 0 | 0 |  | 0 |  | 3
11 | 16 | 2006 | 2006-11-16 | 1.01 | 2.35 | 1.17 |  | 1.51 |  | 4
11 | 17 | 2006 | 2006-11-17 | 0 | 0 | 0 |  | 0 |  | 5
11 | 18 | 2006 | 2006-11-18 | 0 | 0 | 0 |  | 0 |  | 6
11 | 19 | 2006 | 2006-11-19 | 0 | 0 | 0.01 |  | 0.0033333 |  | 7
11 | 20 | 2006 | 2006-11-20 | 0 | 0 | 0 |  | 0 |  | 1
11 | 21 | 2006 | 2006-11-21 | 0 | 0 | 0 |  | 0 |  | 2
11 | 22 | 2006 | 2006-11-22 | 0.81 | 1.26 | 0.88 |  | 0.98333 |  | 3
11 | 23 | 2006 | 2006-11-23 | 0.07 | 0.15 | 0.07 |  | 0.096667 |  | 4
11 | 24 | 2006 | 2006-11-24 | 0 | 0 | 0 |  | 0 |  | 5
11 | 25 | 2006 | 2006-11-25 | 0 | 0 | 0 |  | 0 |  | 6
11 | 26 | 2006 | 2006-11-26 | 0 | 0 | 0 |  | 0 |  | 7
11 | 27 | 2006 | 2006-11-27 | 0 | 0 | 0 |  | 0 |  | 1
11 | 28 | 2006 | 2006-11-28 | 0 | 0 | 0 |  | 0 |  | 2
11 | 29 | 2006 | 2006-11-29 | 0 | 0 | 0 |  | 0 |  | 3
11 | 30 | 2006 | 2006-11-30 | 0 | 0 | 0 |  | 0 | 5.16 | 4
12 | 1 | 2006 | 2006-12-01 | 0.06 | 0.09 | 0.02 |  | 0.056667 |  | 5
12 | 2 | 2006 | 2006-12-02 | 0 | 0 | 0 |  | 0 |  | 6
12 | 3 | 2006 | 2006-12-03 | 0 | 0 | 0 |  | 0 |  | 7
12 | 4 | 2006 | 2006-12-04 | 0 | 0 | 0 |  | 0 |  | 1
12 | 5 | 2006 | 2006-12-05 | 0 | 0 | 0 |  | 0 |  | 2
12 | 6 | 2006 | 2006-12-06 | 0 | 0 | 0 |  | 0 |  | 3
12 | 7 | 2006 | 2006-12-07 | 0 | 0 | 0 |  | 0 |  | 4
12 | 8 | 2006 | 2006-12-08 | 0 | 0 | 0 |  | 0 |  | 5
12 | 9 | 2006 | 2006-12-09 | 0 | 0 | 0 |  | 0 |  | 6
12 | 10 | 2006 | 2006-12-10 | 0 | 0 | 0 |  | 0 |  | 7
12 | 11 | 2006 | 2006-12-11 | 0 | 0 | 0 |  | 0 |  | 1
12 | 12 | 2006 | 2006-12-12 | 0 | 0 | 0 |  | 0 |  | 2
12 | 13 | 2006 | 2006-12-13 | 0.09 | 0.13 | 0.14 |  | 0.12 |  | 3
12 | 14 | 2006 | 2006-12-14 | 0 | 0 | 0 |  | 0 |  | 4
12 | 15 | 2006 | 2006-12-15 | 0 | 0 | 0 |  | 0 |  | 5
12 | 16 | 2006 | 2006-12-16 | 0 | 0 | 0 |  | 0 |  | 6
12 | 17 | 2006 | 2006-12-17 | 0 | 0 | 0 |  | 0 |  | 7
12 | 18 | 2006 | 2006-12-18 | 0 | 0 | 0 |  | 0 |  | 1
12 | 19 | 2006 | 2006-12-19 | 0 | 0 | 0 |  | 0 |  | 2
12 | 20 | 2006 | 2006-12-20 | 0 | 0 | 0 |  | 0 |  | 3
12 | 21 | 2006 | 2006-12-21 | 0 | 0 | 0 |  | 0 |  | 4
12 | 22 | 2006 | 2006-12-22 | 0.7 | 0.93 | 0.87 |  | 0.83333 |  | 5
12 | 23 | 2006 | 2006-12-23 | 0.06 | 0.09 | 0.04 |  | 0.063333 |  | 6
12 | 24 | 2006 | 2006-12-24 | 0 | 0 | 0 |  | 0 |  | 7
12 | 25 | 2006 | 2006-12-25 | 0.49 | 0.57 | 0.52 |  | 0.52667 |  | 1
12 | 26 | 2006 | 2006-12-26 | 0.1 | 0 | 0.07 |  | 0.056667 |  | 2
12 | 27 | 2006 | 2006-12-27 | 0 | 0 | 0 |  | 0 |  | 3
12 | 28 | 2006 | 2006-12-28 | 0 | 0 | 0 |  | 0 |  | 4
12 | 29 | 2006 | 2006-12-29 | 0 | 0 | 0 |  | 0 |  | 5
12 | 30 | 2006 | 2006-12-30 | 0 | 0 | 0 |  | 0 |  | 6
12 | 31 | 2006 | 2006-12-31 | 0.06 | 0.07 | 0.08 |  | 0.07 | 1.56 | 7
1 | 1 | 2007 | 2007-01-01 | 1.03 | 1.07 | 0.68 |  | 0.92667 |  | 1
1 | 2 | 2007 | 2007-01-02 | 0 | 0 | 0 |  | 0 |  | 2
1 | 3 | 2007 | 2007-01-03 | 0 | 0 | 0 |  | 0 |  | 3
1 | 4 | 2007 | 2007-01-04 | 0 | 0 | 0 |  | 0 |  | 4
1 | 5 | 2007 | 2007-01-05 | 0.19 | 0.31 | 0.29 |  | 0.26333 |  | 5
1 | 6 | 2007 | 2007-01-06 | 0.02 | 0.03 | 0.01 |  | 0.02 |  | 6
1 | 7 | 2007 | 2007-01-07 | 0.23 | 0.31 | 0.42 |  | 0.32 |  | 7
1 | 8 | 2007 | 2007-01-08 | 0.5 | 0.5 | 0.29 |  | 0.43 |  | 1
1 | 9 | 2007 | 2007-01-09 | 0 | 0 | 0.03 |  | 0.01 |  | 2
1 | 10 | 2007 | 2007-01-10 | 0 | 0 | 0 |  | 0 |  | 3
1 | 11 | 2007 | 2007-01-11 | 0 | 0 | 0 |  | 0 |  | 4
1 | 12 | 2007 | 2007-01-12 | 0.02 | 0.03 | 0.05 |  | 0.033333 |  | 5
1 | 13 | 2007 | 2007-01-13 | 0.01 | 0 | 0 |  | 0.0033333 |  | 6
1 | 14 | 2007 | 2007-01-14 | 0.06 | 0.05 | 0.1 |  | 0.07 |  | 7
1 | 15 | 2007 | 2007-01-15 | 0 | 0 | 0 |  | 0 |  | 1
1 | 16 | 2007 | 2007-01-16 | 0 | 0 | 0 |  | 0 |  | 2
1 | 17 | 2007 | 2007-01-17 | 0 | 0 | 0 |  | 0 |  | 3
1 | 18 | 2007 | 2007-01-18 | 0 | 0 | 0 |  | 0 |  | 4
1 | 19 | 2007 | 2007-01-19 | 0 | 0 | 0 |  | 0 |  | 5
1 | 20 | 2007 | 2007-01-20 | 0 | 0 | 0 |  | 0 |  | 6
1 | 21 | 2007 | 2007-01-21 | 0.33 | 0.15 | 0.22 |  | 0.23333 |  | 7
1 | 22 | 2007 | 2007-01-22 | 0.02 | 0.01 | 0.01 |  | 0.013333 |  | 1
1 | 23 | 2007 | 2007-01-23 | 0 | 0 | 0 |  | 0 |  | 2
1 | 24 | 2007 | 2007-01-24 | 0 | 0 | 0.01 |  | 0.0033333 |  | 3
1 | 25 | 2007 | 2007-01-25 | 0 | 0 | 0 |  | 0 |  | 4
1 | 26 | 2007 | 2007-01-26 | 0 | 0 | 0 |  | 0 |  | 5
1 | 27 | 2007 | 2007-01-27 | 0 | 0 | 0 |  | 0 |  | 6
1 | 28 | 2007 | 2007-01-28 | 0.05 | 0.02 | 0 |  | 0.023333 |  | 7
1 | 29 | 2007 | 2007-01-29 | 0 | 0 | 0 |  | 0 |  | 1
1 | 30 | 2007 | 2007-01-30 | 0 | 0 | 0 |  | 0 |  | 2
1 | 31 | 2007 | 2007-01-31 | 0 | 0 | 0 |  | 0 | 2.46 | 3
2 | 1 | 2007 | 2007-02-01 | 0.01 | 0 | 0 |  | 0.0033333 |  | 4
2 | 2 | 2007 | 2007-02-02 | 0.08 | 0.11 | 0.1 |  | 0.096667 |  | 5
2 | 3 | 2007 | 2007-02-03 | 0 | 0 | 0 |  | 0 |  | 6
2 | 4 | 2007 | 2007-02-04 | 0 | 0 | 0 |  | 0 |  | 7
2 | 5 | 2007 | 2007-02-05 | 0 | 0 | 0 |  | 0 |  | 1
2 | 6 | 2007 | 2007-02-06 | 0.02 | 0 | 0.03 |  | 0.016667 |  | 2
2 | 7 | 2007 | 2007-02-07 | 0.04 | 0.03 | 0.05 |  | 0.04 |  | 3
2 | 8 | 2007 | 2007-02-08 | 0 | 0 | 0 |  | 0 |  | 4
2 | 9 | 2007 | 2007-02-09 | 0 | 0 | 0 |  | 0 |  | 5
2 | 10 | 2007 | 2007-02-10 | 0 | 0 | 0 |  | 0 |  | 6
2 | 11 | 2007 | 2007-02-11 | 0 | 0 | 0 |  | 0 |  | 7
2 | 12 | 2007 | 2007-02-12 | 0 | 0.01 | 0 |  | 0.0033333 |  | 1
2 | 13 | 2007 | 2007-02-13 | 0.17 | 0.14 | 0.37 |  | 0.22667 |  | 2
2 | 14 | 2007 | 2007-02-14 | 0.89 | 1.02 | 0.9 |  | 0.93667 |  | 3
2 | 15 | 2007 | 2007-02-15 | 0 | 0 | 0 |  | 0 |  | 4
2 | 16 | 2007 | 2007-02-16 | 0 | 0 | 0 |  | 0 |  | 5
2 | 17 | 2007 | 2007-02-17 | 0 | 0 | 0 |  | 0 |  | 6
2 | 18 | 2007 | 2007-02-18 | 0 | 0 | 0 |  | 0 |  | 7
2 | 19 | 2007 | 2007-02-19 | 0 | 0 | 0 |  | 0 |  | 1
2 | 20 | 2007 | 2007-02-20 | 0.25 | 0.08 | 0.26 |  | 0.19667 |  | 2
2 | 21 | 2007 | 2007-02-21 | 0 | 0 | 0 |  | 0 |  | 3
2 | 22 | 2007 | 2007-02-22 | 0.01 | 0 | 0 |  | 0.0033333 |  | 4
2 | 23 | 2007 | 2007-02-23 | 0 | 0 | 0 |  | 0 |  | 5
2 | 24 | 2007 | 2007-02-24 | 0 | 0 | 0 |  | 0 |  | 6
2 | 25 | 2007 | 2007-02-25 | 0.75 | 0.65 | 0.83 |  | 0.74333 |  | 7
2 | 26 | 2007 | 2007-02-26 | 0 | 0 | 0 |  | 0 |  | 1
2 | 27 | 2007 | 2007-02-27 | 0 | 0 | 0 |  | 0 |  | 2
2 | 28 | 2007 | 2007-02-28 | 0 | 0 | 0 |  | 0 | 2.22 | 3
3 | 1 | 2007 | 2007-03-01 | 0.19 | 0.22 | 0.17 |  | 0.19333 |  | 4
3 | 2 | 2007 | 2007-03-02 | 0.57 | 0.68 | 0.5 |  | 0.58333 |  | 5
3 | 3 | 2007 | 2007-03-03 | 0 | 0 | 0 |  | 0 |  | 6
3 | 4 | 2007 | 2007-03-04 | 0 | 0 | 0 |  | 0 |  | 7
3 | 5 | 2007 | 2007-03-05 | 0 | 0 | 0 |  | 0 |  | 1
3 | 6 | 2007 | 2007-03-06 | 0 | 0 | 0 |  | 0 |  | 2
3 | 7 | 2007 | 2007-03-07 | 0.15 | 0.08 | 0.12 |  | 0.11667 |  | 3
3 | 8 | 2007 | 2007-03-08 | 0 | 0 | 0 |  | 0 |  | 4
3 | 9 | 2007 | 2007-03-09 | 0 | 0 | 0 |  | 0 |  | 5
3 | 10 | 2007 | 2007-03-10 | 0.04 | 0.1 | 0.06 |  | 0.066667 |  | 6
3 | 11 | 2007 | 2007-03-11 | 0.05 | 0.04 | 0.01 |  | 0.033333 |  | 7
3 | 12 | 2007 | 2007-03-12 | 0 | 0 | 0 |  | 0 |  | 1
3 | 13 | 2007 | 2007-03-13 | 0 | 0 | 0 |  | 0 |  | 2
3 | 14 | 2007 | 2007-03-14 | 0 | 0 | 0 |  | 0 |  | 3
3 | 15 | 2007 | 2007-03-15 | 0.36 | 0.59 | 0.45 |  | 0.46667 |  | 4
3 | 16 | 2007 | 2007-03-16 | 1.79 | 2.14 | 1.56 |  | 1.83 |  | 5
3 | 17 | 2007 | 2007-03-17 | 0 | 0 | 0 |  | 0 |  | 6
3 | 18 | 2007 | 2007-03-18 | 0 | 0 | 0 |  | 0 |  | 7
3 | 19 | 2007 | 2007-03-19 | 0 | 0 | 0 |  | 0 |  | 1
3 | 20 | 2007 | 2007-03-20 | 0 | 0 | 0 |  | 0 |  | 2
3 | 21 | 2007 | 2007-03-21 | 0 | 0 | 0 |  | 0 |  | 3
3 | 22 | 2007 | 2007-03-22 | 0 | 0.02 | 0 |  | 0.0066667 |  | 4
3 | 23 | 2007 | 2007-03-23 | 0 | 0.15 | 0 |  | 0.05 |  | 5
3 | 24 | 2007 | 2007-03-24 | 0.04 | 0.15 | 0.06 |  | 0.083333 |  | 6
3 | 25 | 2007 | 2007-03-25 | 0 | 0 | 0 |  | 0 |  | 7
3 | 26 | 2007 | 2007-03-26 | 0 | 0 | 0 |  | 0 |  | 1
3 | 27 | 2007 | 2007-03-27 | 0 | 0 | 0 |  | 0 |  | 2
3 | 28 | 2007 | 2007-03-28 | 0 | 0 | 0 |  | 0 |  | 3
3 | 29 | 2007 | 2007-03-29 | 0 | 0 | 0 |  | 0 |  | 4
3 | 30 | 2007 | 2007-03-30 | 0 | 0 | 0 |  | 0 |  | 5
3 | 31 | 2007 | 2007-03-31 | 0 | 0 | 0 |  | 0 | 3.19 | 6
4 | 1 | 2007 | 2007-04-01 | 0 | 0 | 0 |  | 0 |  | 7
4 | 2 | 2007 | 2007-04-02 | 0.01 | 0 | 0.05 |  | 0.02 |  | 1
4 | 3 | 2007 | 2007-04-03 | 0 | 0 | 0 |  | 0 |  | 2
4 | 4 | 2007 | 2007-04-04 | 0.29 | 0.66 | 0.06 |  | 0.33667 |  | 3
4 | 5 | 2007 | 2007-04-05 | 0 | 0 | 0 |  | 0 |  | 4
4 | 6 | 2007 | 2007-04-06 | 0 | 0 | 0 |  | 0 |  | 5
4 | 7 | 2007 | 2007-04-07 | 0.09 | 0.04 | 0.01 |  | 0.046667 |  | 6
4 | 8 | 2007 | 2007-04-08 | 0 | 0 | 0 |  | 0 |  | 7
4 | 9 | 2007 | 2007-04-09 | 0 | 0 | 0 |  | 0 |  | 1
4 | 10 | 2007 | 2007-04-10 | 0 | 0 | 0 |  | 0 |  | 2
4 | 11 | 2007 | 2007-04-11 | 0.27 | 0.26 | 0.26 |  | 0.26333 |  | 3
4 | 12 | 2007 | 2007-04-12 | 0.74 | 0.71 | 0.54 |  | 0.66333 |  | 4
4 | 13 | 2007 | 2007-04-13 | 0 | 0 | 0 |  | 0 |  | 5
4 | 14 | 2007 | 2007-04-14 | 0.15 | 0.22 | 0.25 |  | 0.20667 |  | 6
4 | 15 | 2007 | 2007-04-15 | 2.41 | 2.52 | 1.93 |  | 2.2867 |  | 7
4 | 16 | 2007 | 2007-04-16 | 0 | 0 | 0.01 |  | 0.0033333 |  | 1
4 | 17 | 2007 | 2007-04-17 | 0 | 0 | 0 |  | 0 |  | 2
4 | 18 | 2007 | 2007-04-18 | 0 | 0 | 0 |  | 0 |  | 3
4 | 19 | 2007 | 2007-04-19 | 0 | 0 | 0 |  | 0 |  | 4
4 | 20 | 2007 | 2007-04-20 | 0 | 0 | 0 |  | 0 |  | 5
4 | 21 | 2007 | 2007-04-21 | 0 | 0 | 0 |  | 0 |  | 6
4 | 22 | 2007 | 2007-04-22 | 0 | 0 | 0 |  | 0 |  | 7
4 | 23 | 2007 | 2007-04-23 | 0 | 0 | 0 |  | 0 |  | 1
4 | 24 | 2007 | 2007-04-24 | 0 | 0 | 0 |  | 0 |  | 2
4 | 25 | 2007 | 2007-04-25 | 0 | 0 | 0 |  | 0 |  | 3
4 | 26 | 2007 | 2007-04-26 | 0.04 | 0.09 | 0.09 |  | 0.073333 |  | 4
4 | 27 | 2007 | 2007-04-27 | 0.17 | 0.5 | 0.18 |  | 0.28333 |  | 5
4 | 28 | 2007 | 2007-04-28 | 0 | 0 | 0 |  | 0 |  | 6
4 | 29 | 2007 | 2007-04-29 | 0 | 0 | 0 |  | 0 |  | 7
4 | 30 | 2007 | 2007-04-30 | 0 | 0 | 0 |  | 0 | 4.17 | 1
5 | 1 | 2007 | 2007-05-01 | 0 | 0.03 | 0 |  | 0.01 |  | 2
5 | 2 | 2007 | 2007-05-02 | 0 | 0 | 0 |  | 0 |  | 3
5 | 3 | 2007 | 2007-05-03 | 0 | 0 | 0 |  | 0 |  | 4
5 | 4 | 2007 | 2007-05-04 | 0 | 0 | 0 |  | 0 |  | 5
5 | 5 | 2007 | 2007-05-05 | 0.04 | 0 | 0.04 |  | 0.026667 |  | 6
5 | 6 | 2007 | 2007-05-06 | 0 | 0 | 0 |  | 0 |  | 7
5 | 7 | 2007 | 2007-05-07 | 0 | 0 | 0 |  | 0 |  | 1
5 | 8 | 2007 | 2007-05-08 | 0 | 0 | 0 |  | 0 |  | 2
5 | 9 | 2007 | 2007-05-09 | 0 | 0 | 0 |  | 0 |  | 3
5 | 10 | 2007 | 2007-05-10 | 0 | 0 | 0.01 |  | 0.0033333 |  | 4
5 | 11 | 2007 | 2007-05-11 | 0 | 0 | 0 |  | 0 |  | 5
5 | 12 | 2007 | 2007-05-12 | 0.93 | 0.3 | 0.12 |  | 0.45 |  | 6
5 | 13 | 2007 | 2007-05-13 | 0 | 0.05 | 0 |  | 0.016667 |  | 7
5 | 14 | 2007 | 2007-05-14 | 0 | 0 | 0 |  | 0 |  | 1
5 | 15 | 2007 | 2007-05-15 | 0 | 0 | 0 |  | 0 |  | 2
5 | 16 | 2007 | 2007-05-16 | 0.48 | 0.52 | 0.05 |  | 0.35 |  | 3
5 | 17 | 2007 | 2007-05-17 | 0 | 0 | 0 |  | 0 |  | 4
5 | 18 | 2007 | 2007-05-18 | 0 | 0 | 0.01 |  | 0.0033333 |  | 5
5 | 19 | 2007 | 2007-05-19 | 0 | 0.01 | 0 |  | 0.0033333 |  | 6
5 | 20 | 2007 | 2007-05-20 | 0 | 0.03 | 0.01 |  | 0.013333 |  | 7
5 | 21 | 2007 | 2007-05-21 | 0 | 0 | 0 |  | 0 |  | 1
5 | 22 | 2007 | 2007-05-22 | 0 | 0 | 0 |  | 0 |  | 2
5 | 23 | 2007 | 2007-05-23 | 0 | 0 | 0 |  | 0 |  | 3
5 | 24 | 2007 | 2007-05-24 | 0 | 0 | 0 |  | 0 |  | 4
5 | 25 | 2007 | 2007-05-25 | 0 | 0 | 0 |  | 0 |  | 5
5 | 26 | 2007 | 2007-05-26 | 0 | 0 | 0 |  | 0 |  | 6
5 | 27 | 2007 | 2007-05-27 | 0.3 | 0 | 0.1 |  | 0.13333 |  | 7
5 | 28 | 2007 | 2007-05-28 | 0 | 0 | 0 |  | 0 |  | 1
5 | 29 | 2007 | 2007-05-29 | 0 | 0 | 0 |  | 0 |  | 2
5 | 30 | 2007 | 2007-05-30 | 0 | 0 | 0 |  | 0 |  | 3
5 | 31 | 2007 | 2007-05-31 | 0 | 0 | 0 |  | 0 | 1.75 | 4
6 | 1 | 2007 | 2007-06-01 | 0 | 0 | 0 |  | 0 |  | 5
6 | 2 | 2007 | 2007-06-02 | 0 | 0 | 0 |  | 0 |  | 6
6 | 3 | 2007 | 2007-06-03 | 0.88 | 1.18 | 0.35 |  | 0.80333 |  | 7
6 | 4 | 2007 | 2007-06-04 | 0.12 | 0.35 | 0.05 |  | 0.17333 |  | 1
6 | 5 | 2007 | 2007-06-05 | 0 | 0 | 0 |  | 0 |  | 2
6 | 6 | 2007 | 2007-06-06 | 0.01 | 0 | 0 |  | 0.0033333 |  | 3
6 | 7 | 2007 | 2007-06-07 | 0 | 0 | 0 |  | 0 |  | 4
6 | 8 | 2007 | 2007-06-08 | 0.05 | 0 | 0 |  | 0.016667 |  | 5
6 | 9 | 2007 | 2007-06-09 | 0 | 0 | 0 |  | 0 |  | 6
6 | 10 | 2007 | 2007-06-10 | 0 | 0 | 0.32 |  | 0.10667 |  | 7
6 | 11 | 2007 | 2007-06-11 | 0 | 0 | 0 |  | 0 |  | 1
6 | 12 | 2007 | 2007-06-12 | 0.14 | 0 | 0.19 |  | 0.11 |  | 2
6 | 13 | 2007 | 2007-06-13 | 0.06 | 0.12 | 1.15 |  | 0.44333 |  | 3
6 | 14 | 2007 | 2007-06-14 | 0.03 | 0 | 0.01 |  | 0.013333 |  | 4
6 | 15 | 2007 | 2007-06-15 | 0 | 0 | 0 |  | 0 |  | 5
6 | 16 | 2007 | 2007-06-16 | 0 | 0 | 0 |  | 0 |  | 6
6 | 17 | 2007 | 2007-06-17 | 0 | 0 | 0 |  | 0 |  | 7
6 | 18 | 2007 | 2007-06-18 | 0 | 0 | 0 |  | 0 |  | 1
6 | 19 | 2007 | 2007-06-19 | 0 | 0.12 | 0.02 |  | 0.046667 |  | 2
6 | 20 | 2007 | 2007-06-20 | 0.01 | 0.05 | 0.01 |  | 0.023333 |  | 3
6 | 21 | 2007 | 2007-06-21 | 0.04 | 0.18 | 0.01 |  | 0.076667 |  | 4
6 | 22 | 2007 | 2007-06-22 | 0 | 0 | 0 |  | 0 |  | 5
6 | 23 | 2007 | 2007-06-23 | 0 | 0 | 0 |  | 0 |  | 6
6 | 24 | 2007 | 2007-06-24 | 0 | 0 | 0 |  | 0 |  | 7
6 | 25 | 2007 | 2007-06-25 | 0 | 0.02 | 0 |  | 0.0066667 |  | 1
6 | 26 | 2007 | 2007-06-26 | 0 | 0.01 | 0.18 |  | 0.063333 |  | 2
6 | 27 | 2007 | 2007-06-27 | 0 | 0 | 0 |  | 0 |  | 3
6 | 28 | 2007 | 2007-06-28 | 0.04 | 0.16 | 0.62 |  | 0.27333 |  | 4
6 | 29 | 2007 | 2007-06-29 | 0 | 0.01 | 0.01 |  | 0.0066667 |  | 5
6 | 30 | 2007 | 2007-06-30 | 0 | 0 | 0 |  | 0 | 1.38 | 6
7 | 1 | 2007 | 2007-07-01 | 0 | 0 | 0 |  | 0 |  | 7
7 | 2 | 2007 | 2007-07-02 | 0 | 0 | 0 |  | 0 |  | 1
7 | 3 | 2007 | 2007-07-03 | 0 | 0.11 | 0 |  | 0.036667 |  | 2
7 | 4 | 2007 | 2007-07-04 | 0.03 | 0.58 | 0.74 |  | 0.45 |  | 3
7 | 5 | 2007 | 2007-07-05 | 0.11 | 0.21 | 0.02 |  | 0.11333 |  | 4
7 | 6 | 2007 | 2007-07-06 | 0 | 0 | 0 |  | 0 |  | 5
7 | 7 | 2007 | 2007-07-07 | 0 | 0 | 0 |  | 0 |  | 6
7 | 8 | 2007 | 2007-07-08 | 0 | 0 | 0 |  | 0 |  | 7
7 | 9 | 2007 | 2007-07-09 | 0 | 0 | 0 |  | 0 |  | 1
7 | 10 | 2007 | 2007-07-10 | 0.73 | 1.84 | 0 |  | 0.85667 |  | 2
7 | 11 | 2007 | 2007-07-11 | 0.4 | 0.1 | 0 |  | 0.16667 |  | 3
7 | 12 | 2007 | 2007-07-12 | 0 | 0 | 0 |  | 0 |  | 4
7 | 13 | 2007 | 2007-07-13 | 0 | 0 | 0 |  | 0 |  | 5
7 | 14 | 2007 | 2007-07-14 | 0 | 0.03 | 0 |  | 0.01 |  | 6
7 | 15 | 2007 | 2007-07-15 | 0 | 0 | 0 |  | 0 |  | 7
7 | 16 | 2007 | 2007-07-16 | 0 | 0 | 0 |  | 0 |  | 1
7 | 17 | 2007 | 2007-07-17 | 0 | 0 | 0 |  | 0 |  | 2
7 | 18 | 2007 | 2007-07-18 | 0 | 0 | 0 |  | 0 |  | 3
7 | 19 | 2007 | 2007-07-19 | 0.06 | 0 | 0.08 |  | 0.046667 |  | 4
7 | 20 | 2007 | 2007-07-20 | 0 | 0 | 0 |  | 0 |  | 5
7 | 21 | 2007 | 2007-07-21 | 0 | 0 | 0 |  | 0 |  | 6
7 | 22 | 2007 | 2007-07-22 | 0 | 0 | 0 |  | 0 |  | 7
7 | 23 | 2007 | 2007-07-23 | 0 | 0 | 0 |  | 0 |  | 1
7 | 24 | 2007 | 2007-07-24 | 0.05 | 0 | 0 |  | 0.016667 |  | 2
7 | 25 | 2007 | 2007-07-25 | 0 | 0 | 0 |  | 0 |  | 3
7 | 26 | 2007 | 2007-07-26 | 0 | 0 | 0 |  | 0 |  | 4
7 | 27 | 2007 | 2007-07-27 | 0.02 | 0.37 | 0.22 |  | 0.20333 |  | 5
7 | 28 | 2007 | 2007-07-28 | 0.02 | 0 | 0.06 |  | 0.026667 |  | 6
7 | 29 | 2007 | 2007-07-29 | 0.98 | 0.07 | 0.54 |  | 0.53 |  | 7
7 | 30 | 2007 | 2007-07-30 | 0 | 0 | 0.09 |  | 0.03 |  | 1
7 | 31 | 2007 | 2007-07-31 | 0 | 0 | 0 |  | 0 | 2.4 | 2
8 | 1 | 2007 | 2007-08-01 | 0 | 0 | 0 |  | 0 |  | 3
8 | 2 | 2007 | 2007-08-02 | 0 | 0 | 0 |  | 0 |  | 4
8 | 3 | 2007 | 2007-08-03 | 0 | 0 | 0 |  | 0 |  | 5
8 | 4 | 2007 | 2007-08-04 | 0 | 0 | 0 |  | 0 |  | 6
8 | 5 | 2007 | 2007-08-05 | 0.09 | 0.1 | 0.01 |  | 0.066667 |  | 7
8 | 6 | 2007 | 2007-08-06 | 0.22 | 0.03 | 0.12 |  | 0.12333 |  | 1
8 | 7 | 2007 | 2007-08-07 | 0 | 0 | 0 |  | 0 |  | 2
8 | 8 | 2007 | 2007-08-08 | 0 | 0 | 0 |  | 0 |  | 3
8 | 9 | 2007 | 2007-08-09 | 0.1 | 0.43 | 0.16 |  | 0.23 |  | 4
8 | 10 | 2007 | 2007-08-10 | 0 | 0 | 0 |  | 0 |  | 5
8 | 11 | 2007 | 2007-08-11 | 0 | 0 | 0 |  | 0 |  | 6
8 | 12 | 2007 | 2007-08-12 | 0 | 0 | 0 |  | 0 |  | 7
8 | 13 | 2007 | 2007-08-13 | 0 | 0.08 | 0 |  | 0.026667 |  | 1
8 | 14 | 2007 | 2007-08-14 | 0 | 0 | 0 |  | 0 |  | 2
8 | 15 | 2007 | 2007-08-15 | 0 | 0 | 0 |  | 0 |  | 3
8 | 16 | 2007 | 2007-08-16 | 0.07 | 0.13 | 0.08 |  | 0.093333 |  | 4
8 | 17 | 2007 | 2007-08-17 | 0.08 | 0 | 0.05 |  | 0.043333 |  | 5
8 | 18 | 2007 | 2007-08-18 | 0 | 0 | 0 |  | 0 |  | 6
8 | 19 | 2007 | 2007-08-19 | 0 | 0.13 | 0.02 |  | 0.05 |  | 7
8 | 20 | 2007 | 2007-08-20 | 0.66 | 0.77 | 0.56 |  | 0.66333 |  | 1
8 | 21 | 2007 | 2007-08-21 | 1.46 | 0.76 | 0.49 |  | 0.90333 |  | 2
8 | 22 | 2007 | 2007-08-22 | 0 | 0.03 | 0 |  | 0.01 |  | 3
8 | 23 | 2007 | 2007-08-23 | 0 | 0 | 0 |  | 0 |  | 4
8 | 24 | 2007 | 2007-08-24 | 0 | 0 | 0 |  | 0 |  | 5
8 | 25 | 2007 | 2007-08-25 | 0.59 | 0.62 | 0.14 |  | 0.45 |  | 6
8 | 26 | 2007 | 2007-08-26 | 0.2 | 0 | 0.04 |  | 0.08 |  | 7
8 | 27 | 2007 | 2007-08-27 | 0 | 0 | 0 |  | 0 |  | 1
8 | 28 | 2007 | 2007-08-28 | 0 | 0 | 0 |  | 0 |  | 2
8 | 29 | 2007 | 2007-08-29 | 0 | 0 | 0 |  | 0 |  | 3
8 | 30 | 2007 | 2007-08-30 | 0 | 0 | 0 |  | 0 |  | 4
8 | 31 | 2007 | 2007-08-31 | 0 | 0 | 0 |  | 0 | 3.47 | 5
9 | 1 | 2007 | 2007-09-01 | 0 | 0 | 0 |  | 0 |  | 6
9 | 2 | 2007 | 2007-09-02 | 0 | 0 | 0 |  | 0 |  | 7
9 | 3 | 2007 | 2007-09-03 | 0 | 0 | 0 |  | 0 |  | 1
9 | 4 | 2007 | 2007-09-04 | 0 | 0 | 0 |  | 0 |  | 2
9 | 5 | 2007 | 2007-09-05 | 0 | 0 | 0 |  | 0 |  | 3
9 | 6 | 2007 | 2007-09-06 | 0 | 0 | 0 |  | 0 |  | 4
9 | 7 | 2007 | 2007-09-07 | 0 | 0 | 0 |  | 0 |  | 5
9 | 8 | 2007 | 2007-09-08 | 0 | 0 | 0 |  | 0 |  | 6
9 | 9 | 2007 | 2007-09-09 | 0 | 0 | 0 |  | 0 |  | 7
9 | 10 | 2007 | 2007-09-10 | 0.41 | 0.14 | 0.53 |  | 0.36 |  | 1
9 | 11 | 2007 | 2007-09-11 | 0.04 | 0.09 | 0.17 |  | 0.1 |  | 2
9 | 12 | 2007 | 2007-09-12 | 0 | 0 | 0 |  | 0 |  | 3
9 | 13 | 2007 | 2007-09-13 | 0 | 0 | 0 |  | 0 |  | 4
9 | 14 | 2007 | 2007-09-14 | 0.15 | 0.1 | 0.11 |  | 0.12 |  | 5
9 | 15 | 2007 | 2007-09-15 | 0 | 0.02 | 0 |  | 0.0066667 |  | 6
9 | 16 | 2007 | 2007-09-16 | 0 | 0 | 0 |  | 0 |  | 7
9 | 17 | 2007 | 2007-09-17 | 0 | 0 | 0 |  | 0 |  | 1
9 | 18 | 2007 | 2007-09-18 | 0 | 0 | 0 |  | 0 |  | 2
9 | 19 | 2007 | 2007-09-19 | 0 | 0 | 0 |  | 0 |  | 3
9 | 20 | 2007 | 2007-09-20 | 0 | 0 | 0 |  | 0 |  | 4
9 | 21 | 2007 | 2007-09-21 | 0 | 0 | 0 |  | 0 |  | 5
9 | 22 | 2007 | 2007-09-22 | 0 | 0 | 0 |  | 0 |  | 6
9 | 23 | 2007 | 2007-09-23 | 0 | 0 | 0 |  | 0 |  | 7
9 | 24 | 2007 | 2007-09-24 | 0 | 0 | 0 |  | 0 |  | 1
9 | 25 | 2007 | 2007-09-25 | 0 | 0 | 0 |  | 0 |  | 2
9 | 26 | 2007 | 2007-09-26 | 0 | 0 | 0 |  | 0 |  | 3
9 | 27 | 2007 | 2007-09-27 | 0 | 0 | 0.59 |  | 0.19667 |  | 4
9 | 28 | 2007 | 2007-09-28 | 0 | 0 | 0 |  | 0 |  | 5
9 | 29 | 2007 | 2007-09-29 | 0 | 0 | 0 |  | 0 |  | 6
9 | 30 | 2007 | 2007-09-30 | 0 | 0 | 0 |  | 0 | 0.6 | 7
10 | 1 | 2007 | 2007-10-01 | 0 | 0 | 0 |  | 0 |  | 1
10 | 2 | 2007 | 2007-10-02 | 0 | 0 | 0 |  | 0 |  | 2
10 | 3 | 2007 | 2007-10-03 | 0 | 0 | 0 |  | 0 |  | 3
10 | 4 | 2007 | 2007-10-04 | 0 | 0 | 0 |  | 0 |  | 4
10 | 5 | 2007 | 2007-10-05 | 0 | 0 | 0 |  | 0 |  | 5
10 | 6 | 2007 | 2007-10-06 | 0 | 0 | 0 |  | 0 |  | 6
10 | 7 | 2007 | 2007-10-07 | 0 | 0 | 0 |  | 0 |  | 7
10 | 8 | 2007 | 2007-10-08 | 0 | 0 | 0 |  | 0 |  | 1
10 | 9 | 2007 | 2007-10-09 | 0 | 0 | 0 |  | 0 |  | 2
10 | 10 | 2007 | 2007-10-10 | 0 | 0.1 | 0 |  | 0.033333 |  | 3
10 | 11 | 2007 | 2007-10-11 | 0 | 0 | 0 |  | 0 |  | 4
10 | 12 | 2007 | 2007-10-12 | 0 | 0.03 | 0 |  | 0.01 |  | 5
10 | 13 | 2007 | 2007-10-13 | 0 | 0 | 0 |  | 0 |  | 6
10 | 14 | 2007 | 2007-10-14 | 0 | 0 | 0 |  | 0 |  | 7
10 | 15 | 2007 | 2007-10-15 | 0 | 0 | 0 |  | 0 |  | 1
10 | 16 | 2007 | 2007-10-16 | 0 | 0 | 0 |  | 0 |  | 2
10 | 17 | 2007 | 2007-10-17 | 0 | 0 | 0 |  | 0 |  | 3
10 | 18 | 2007 | 2007-10-18 | 0 | 0 | 0 |  | 0 |  | 4
10 | 19 | 2007 | 2007-10-19 | 0.37 | 0.28 | 0.35 |  | 0.33333 |  | 5
10 | 20 | 2007 | 2007-10-20 | 0 | 0 | 0 |  | 0 |  | 6
10 | 21 | 2007 | 2007-10-21 | 0 | 0 | 0 |  | 0 |  | 7
10 | 22 | 2007 | 2007-10-22 | 0 | 0 | 0 |  | 0 |  | 1
10 | 23 | 2007 | 2007-10-23 | 0 | 0.01 | 0 |  | 0.0033333 |  | 2
10 | 24 | 2007 | 2007-10-24 | 1.5 | 0.88 | 1.16 |  | 1.18 |  | 3
10 | 25 | 2007 | 2007-10-25 | 0.68 | 0.43 | 0.49 |  | 0.53333 |  | 4
10 | 26 | 2007 | 2007-10-26 | 2.65 | 2.49 | 0.98 |  | 2.04 |  | 5
10 | 27 | 2007 | 2007-10-27 | 1.35 | 1.63 | 0.54 |  | 1.1733 |  | 6
10 | 28 | 2007 | 2007-10-28 | 0 | 0 | 0 |  | 0 |  | 7
10 | 29 | 2007 | 2007-10-29 | 0 | 0 | 0 |  | 0 |  | 1
10 | 30 | 2007 | 2007-10-30 | 0 | 0 | 0 |  | 0 |  | 2
10 | 31 | 2007 | 2007-10-31 | 0 | 0 | 0 |  | 0 | 7.11 | 3
11 | 1 | 2007 | 2007-11-01 | 0 | 0 | 0 |  | 0 |  | 4
11 | 2 | 2007 | 2007-11-02 | 0 | 0 | 0 |  | 0 |  | 5
11 | 3 | 2007 | 2007-11-03 | 0 | 0 | 0 |  | 0 |  | 6
11 | 4 | 2007 | 2007-11-04 | 0 | 0 | 0 |  | 0 |  | 7
11 | 5 | 2007 | 2007-11-05 | 0.05 | 0.11 | 0.06 |  | 0.073333 |  | 1
11 | 6 | 2007 | 2007-11-06 | 0.07 | 0.11 | 0.05 |  | 0.076667 |  | 2
11 | 7 | 2007 | 2007-11-07 | 0 | 0 | 0 |  | 0 |  | 3
11 | 8 | 2007 | 2007-11-08 | 0 | 0 | 0 |  | 0 |  | 4
11 | 9 | 2007 | 2007-11-09 | 0.07 | 0.11 | 0.12 |  | 0.1 |  | 5
11 | 10 | 2007 | 2007-11-10 | 0 | 0.01 | 0 |  | 0.0033333 |  | 6
11 | 11 | 2007 | 2007-11-11 | 0.04 | 0.04 | 0.01 |  | 0.03 |  | 7
11 | 12 | 2007 | 2007-11-12 | 0.24 | 0.18 | 0.24 |  | 0.22 |  | 1
11 | 13 | 2007 | 2007-11-13 | 0.08 | 0.12 | 0.1 |  | 0.1 |  | 2
11 | 14 | 2007 | 2007-11-14 | 0 | 0 | 0 |  | 0 |  | 3
11 | 15 | 2007 | 2007-11-15 | 0.8 | 0.68 | 0.73 |  | 0.73667 |  | 4
11 | 16 | 2007 | 2007-11-16 | 0 | 0 | 0 |  | 0 |  | 5
11 | 17 | 2007 | 2007-11-17 | 0 | 0 | 0 |  | 0 |  | 6
11 | 18 | 2007 | 2007-11-18 | 0 | 0 | 0 |  | 0 |  | 7
11 | 19 | 2007 | 2007-11-19 | 0 | 0 | 0 |  | 0 |  | 1
11 | 20 | 2007 | 2007-11-20 | 0 | 0 | 0 |  | 0 |  | 2
11 | 21 | 2007 | 2007-11-21 | 0 | 0 | 0 |  | 0 |  | 3
11 | 22 | 2007 | 2007-11-22 | 0 | 0 | 0 |  | 0 |  | 4
11 | 23 | 2007 | 2007-11-23 | 0 | 0 | 0 |  | 0 |  | 5
11 | 24 | 2007 | 2007-11-24 | 0 | 0 | 0 |  | 0 |  | 6
11 | 25 | 2007 | 2007-11-25 | 0 | 0 | 0 |  | 0 |  | 7
11 | 26 | 2007 | 2007-11-26 | 0.11 | 0.16 | 0.18 |  | 0.15 |  | 1
11 | 27 | 2007 | 2007-11-27 | 0 | 0 | 0 |  | 0 |  | 2
11 | 28 | 2007 | 2007-11-28 | 0 | 0 | 0 |  | 0 | 0.42 | 3
11 | 29 | 2007 | 2007-11-29 | 0 | 0 | 0 |  | 0 |  | 4
11 | 30 | 2007 | 2007-11-30 | 0 | 0 | 0 |  | 0 |  | 5
12 | 1 | 2007 | 2007-12-01 | 0 | 0 | 0 |  | 0 |  | 6
12 | 2 | 2007 | 2007-12-02 | 0.28 | 0.46 | 0.31 |  | 0.35 |  | 7
12 | 3 | 2007 | 2007-12-03 | 0.02 | 0.03 | 0.01 |  | 0.02 |  | 1
12 | 4 | 2007 | 2007-12-04 | 0 | 0 | 0 |  | 0 |  | 2
12 | 5 | 2007 | 2007-12-05 | 0.22 | 0.31 | 0.22 |  | 0.25 |  | 3
12 | 6 | 2007 | 2007-12-06 | 0 | 0 | 0 |  | 0 |  | 4
12 | 7 | 2007 | 2007-12-07 | 0.09 | 0.06 | 0.04 |  | 0.063333 |  | 5
12 | 8 | 2007 | 2007-12-08 | 0.13 | 0.17 | 0.19 |  | 0.16333 |  | 6
12 | 9 | 2007 | 2007-12-09 | 0.15 | 0.08 | 0.23 |  | 0.15333 |  | 7
12 | 10 | 2007 | 2007-12-10 | 0.07 | 0.03 | 0.03 |  | 0.043333 |  | 1
12 | 11 | 2007 | 2007-12-11 | 0 | 0 | 0.01 |  | 0.0033333 |  | 2
12 | 12 | 2007 | 2007-12-12 | 0 | 0 | 0 |  | 0 |  | 3
12 | 13 | 2007 | 2007-12-13 | 0.02 | 0.05 | 0.03 |  | 0.033333 |  | 4
12 | 14 | 2007 | 2007-12-14 | 0 | 0 | 0 |  | 0 |  | 5
12 | 15 | 2007 | 2007-12-15 | 0.15 | 0.14 | 0.3 |  | 0.19667 |  | 6
12 | 16 | 2007 | 2007-12-16 | 0.72 | 0.93 | 0.68 |  | 0.77667 |  | 7
12 | 17 | 2007 | 2007-12-17 | 0 | 0 | 0 |  | 0 |  | 1
12 | 18 | 2007 | 2007-12-18 | 0 | 0 | 0 |  | 0 |  | 2
12 | 19 | 2007 | 2007-12-19 | 0 | 0 | 0 |  | 0 |  | 3
12 | 20 | 2007 | 2007-12-20 | 0 | 0 | 0 |  | 0 |  | 4
12 | 21 | 2007 | 2007-12-21 | 0 | 0 | 0 |  | 0 |  | 5
12 | 22 | 2007 | 2007-12-22 | 0 | 0 | 0 |  | 0 |  | 6
12 | 23 | 2007 | 2007-12-23 | 0.26 | 0.27 | 0.3 |  | 0.27667 |  | 7
12 | 24 | 2007 | 2007-12-24 | 0 | 0 | 0 |  | 0 |  | 1
12 | 25 | 2007 | 2007-12-25 | 0 | 0 | 0 |  | 0 |  | 2
12 | 26 | 2007 | 2007-12-26 | 0.32 | 0.56 | 0.12 |  | 0.33333 |  | 3
12 | 27 | 2007 | 2007-12-27 | 0 | 0 | 0 |  | 0 |  | 4
12 | 28 | 2007 | 2007-12-28 | 0.51 | 0.48 | 0.28 |  | 0.42333 |  | 5
12 | 29 | 2007 | 2007-12-29 | 0.11 | 0.18 | 0.04 |  | 0.11 | 4.48 | 6
12 | 30 | 2007 | 2007-12-30 | 0.22 | 0.23 | 0.18 |  | 0.21 |  | 7
12 | 31 | 2007 | 2007-12-31 | 0.01 | 0.05 | 0 |  | 0.02 |  | 1
1 | 1 | 2008 | 2008-01-01 | 0 | 0 | 0 |  | 0 |  | 2
1 | 2 | 2008 | 2008-01-02 | 0 | 0 | 0 |  | 0 |  | 3
1 | 3 | 2008 | 2008-01-03 | 0 | 0 | 0 |  | 0 |  | 4
1 | 4 | 2008 | 2008-01-04 | 0 | 0 | 0 |  | 0 |  | 5
1 | 5 | 2008 | 2008-01-05 | 0 | 0.01 | 0 |  | 0.0033333 |  | 6
1 | 6 | 2008 | 2008-01-06 | 0.2 | 0.2 | 0.21 |  | 0.20333 |  | 7
1 | 7 | 2008 | 2008-01-07 | 0 | 0 | 0 |  | 0 |  | 1
1 | 8 | 2008 | 2008-01-08 | 0 | 0 | 0 |  | 0 |  | 2
1 | 9 | 2008 | 2008-01-09 | 0 | 0.01 | 0 |  | 0.0033333 |  | 3
1 | 10 | 2008 | 2008-01-10 | 0.18 | 0.11 | 0.14 |  | 0.14333 |  | 4
1 | 11 | 2008 | 2008-01-11 | 0.15 | 0.14 | 0.05 |  | 0.11333 |  | 5
1 | 12 | 2008 | 2008-01-12 | 0 | 0 | 0 |  | 0 |  | 6
1 | 13 | 2008 | 2008-01-13 | 0.03 | 0.06 | 0.01 |  | 0.033333 |  | 7
1 | 14 | 2008 | 2008-01-14 | 0 | 0.02 | 0 |  | 0.0066667 |  | 1
1 | 15 | 2008 | 2008-01-15 | 0 | 0 | 0 |  | 0 |  | 2
1 | 16 | 2008 | 2008-01-16 | 0 | 0 | 0 |  | 0 |  | 3
1 | 17 | 2008 | 2008-01-17 | 0.75 | 0.77 | 0.69 |  | 0.73667 |  | 4
1 | 18 | 2008 | 2008-01-18 | 0 | 0 | 0 |  | 0 |  | 5
1 | 19 | 2008 | 2008-01-19 | 0 | 0 | 0 |  | 0 |  | 6
1 | 20 | 2008 | 2008-01-20 | 0 | 0 | 0 |  | 0 |  | 7
1 | 21 | 2008 | 2008-01-21 | 0 | 0 | 0 |  | 0 |  | 1
1 | 22 | 2008 | 2008-01-22 | 0 | 0.02 | 0 |  | 0.0066667 |  | 2
1 | 23 | 2008 | 2008-01-23 | 0 | 0 | 0 |  | 0 |  | 3
1 | 24 | 2008 | 2008-01-24 | 0 | 0 | 0 |  | 0 |  | 4
1 | 25 | 2008 | 2008-01-25 | 0 | 0 | 0 |  | 0 |  | 5
1 | 26 | 2008 | 2008-01-26 | 0 | 0 | 0 |  | 0 |  | 6
1 | 27 | 2008 | 2008-01-27 | 0 | 0 | 0 |  | 0 |  | 7
1 | 28 | 2008 | 2008-01-28 | 0 | 0 | 0 |  | 0 | 1.38 | 1
1 | 29 | 2008 | 2008-01-29 | 0.05 | 0.05 | 0.14 |  | 0.08 |  | 2
1 | 30 | 2008 | 2008-01-30 | 0.01 | 0.08 | 0.02 |  | 0.036667 |  | 3
1 | 31 | 2008 | 2008-01-31 | 0 | 0 | 0 |  | 0 |  | 4
2 | 1 | 2008 | 2008-02-01 | 2.05 | 1.8 | 1.44 |  | 1.7633 |  | 5
2 | 2 | 2008 | 2008-02-02 | 0 | 0 | 0 |  | 0 |  | 6
2 | 3 | 2008 | 2008-02-03 | 0 | 0 | 0 |  | 0 |  | 7
2 | 4 | 2008 | 2008-02-04 | 0.01 | 0.03 | 0.03 |  | 0.023333 |  | 1
2 | 5 | 2008 | 2008-02-05 | 0 | 0 | 0 |  | 0 |  | 2
2 | 6 | 2008 | 2008-02-06 | 0.14 | 0 | 0.02 |  | 0.053333 |  | 3
2 | 7 | 2008 | 2008-02-07 | 0 | 0 | 0 |  | 0 |  | 4
2 | 8 | 2008 | 2008-02-08 | 0 | 0 | 0 |  | 0 |  | 5
2 | 9 | 2008 | 2008-02-09 | 0 | 0 | 0 |  | 0 |  | 6
2 | 10 | 2008 | 2008-02-10 | 0 | 0 | 0.01 |  | 0.0033333 |  | 7
2 | 11 | 2008 | 2008-02-11 | 0 | 0 | 0 |  | 0 |  | 1
2 | 12 | 2008 | 2008-02-12 | 0.18 | 0.2 | 0.15 |  | 0.17667 |  | 2
2 | 13 | 2008 | 2008-02-13 | 1.17 | 1.24 | 0.67 |  | 1.0267 |  | 3
2 | 14 | 2008 | 2008-02-14 | 0 | 0 | 0 |  | 0 |  | 4
2 | 15 | 2008 | 2008-02-15 | 0 | 0 | 0 |  | 0 |  | 5
2 | 16 | 2008 | 2008-02-16 | 0 | 0 | 0 |  | 0 |  | 6
2 | 17 | 2008 | 2008-02-17 | 0 | 0 | 0 |  | 0 |  | 7
2 | 18 | 2008 | 2008-02-18 | 0.22 | 0.2 | 0.04 |  | 0.15333 |  | 1
2 | 19 | 2008 | 2008-02-19 | 0 | 0 | 0 |  | 0 |  | 2
2 | 20 | 2008 | 2008-02-20 | 0.02 | 0.02 | 0 |  | 0.013333 |  | 3
2 | 21 | 2008 | 2008-02-21 | 0 | 0 | 0 |  | 0 |  | 4
2 | 22 | 2008 | 2008-02-22 | 0.29 | 0.22 | 0.15 |  | 0.22 |  | 5
2 | 23 | 2008 | 2008-02-23 | 0 | 0 | 0 |  | 0 |  | 6
2 | 24 | 2008 | 2008-02-24 | 0 | 0 | 0.03 |  | 0.01 |  | 7
2 | 25 | 2008 | 2008-02-25 | 0 | 0 | 0 |  | 0 |  | 1
2 | 26 | 2008 | 2008-02-26 | 0.09 | 0.09 | 0.13 |  | 0.10333 |  | 2
2 | 27 | 2008 | 2008-02-27 | 0 | 0 | 0 |  | 0 |  | 3
2 | 28 | 2008 | 2008-02-28 | 0 | 0 | 0 |  | 0 | 5.13 | 4
2 | 29 | 2008 | 2008-02-29 | 0 | 0 | 0 |  | 0 |  | 5
3 | 1 | 2008 | 2008-03-01 | 0 | 0.02 | 0 |  | 0.0066667 |  | 6
3 | 2 | 2008 | 2008-03-02 | 0 | 0 | 0 |  | 0 |  | 7
3 | 3 | 2008 | 2008-03-03 | 0 | 0 | 0 |  | 0 |  | 1
3 | 4 | 2008 | 2008-03-04 | 0.39 | 0.1 | 0.5 |  | 0.33 |  | 2
3 | 5 | 2008 | 2008-03-05 | 0.45 | 0.3 | 0.43 |  | 0.39333 |  | 3
3 | 6 | 2008 | 2008-03-06 | 0 | 0 | 0 |  | 0 |  | 4
3 | 7 | 2008 | 2008-03-07 | 0.59 | 0.78 | 0.39 |  | 0.58667 |  | 5
3 | 8 | 2008 | 2008-03-08 | 0.18 | 0.24 | 0.23 |  | 0.21667 |  | 6
3 | 9 | 2008 | 2008-03-09 | 0 | 0 | 0 |  | 0 |  | 7
3 | 10 | 2008 | 2008-03-10 | 0 | 0 | 0.03 |  | 0.01 |  | 1
3 | 11 | 2008 | 2008-03-11 | 0 | 0 | 0 |  | 0 |  | 2
3 | 12 | 2008 | 2008-03-12 | 0 | 0 | 0 |  | 0 |  | 3
3 | 13 | 2008 | 2008-03-13 | 0 | 0 | 0 |  | 0 |  | 4
3 | 14 | 2008 | 2008-03-14 | 0 | 0 | 0.01 |  | 0.0033333 |  | 5
3 | 15 | 2008 | 2008-03-15 | 0.03 | 0.01 | 0.07 |  | 0.036667 |  | 6
3 | 16 | 2008 | 2008-03-16 | 0.57 | 0.17 | 0.12 |  | 0.28667 |  | 7
3 | 17 | 2008 | 2008-03-17 | 0 | 0 | 0 |  | 0 |  | 1
3 | 18 | 2008 | 2008-03-18 | 0 | 0.05 | 0 |  | 0.016667 |  | 2
3 | 19 | 2008 | 2008-03-19 | 0.51 | 0.56 | 0.4 |  | 0.49 |  | 3
3 | 20 | 2008 | 2008-03-20 | 0.03 | 0.08 | 0 |  | 0.036667 |  | 4
3 | 21 | 2008 | 2008-03-21 | 0 | 0 | 0 |  | 0 |  | 5
3 | 22 | 2008 | 2008-03-22 | 0 | 0.01 | 0.02 |  | 0.01 |  | 6
3 | 23 | 2008 | 2008-03-23 | 0 | 0 | 0 |  | 0 |  | 7
3 | 24 | 2008 | 2008-03-24 | 0 | 0 | 0 |  | 0 |  | 1
3 | 25 | 2008 | 2008-03-25 | 0 | 0 | 0 |  | 0 |  | 2
3 | 26 | 2008 | 2008-03-26 | 0 | 0 | 0 |  | 0 |  | 3
3 | 27 | 2008 | 2008-03-27 | 0.01 | 0.02 | 0.06 |  | 0.03 |  | 4
3 | 28 | 2008 | 2008-03-28 | 0 | 0 | 0 |  | 0 |  | 5
3 | 29 | 2008 | 2008-03-29 | 0 | 0 | 0 |  | 0 | 2.43 | 6
3 | 30 | 2008 | 2008-03-30 | 0 | 0 | 0 |  | 0 |  | 7
3 | 31 | 2008 | 2008-03-31 | 0.04 | 0.03 | 0.21 |  | 0.093333 |  | 1
4 | 1 | 2008 | 2008-04-01 | 0.1 | 0.09 | 0.12 |  | 0.10333 |  | 2
4 | 2 | 2008 | 2008-04-02 | 0 | 0 | 0 |  | 0 |  | 3
4 | 3 | 2008 | 2008-04-03 | 0.66 | 0.6 | 0.7 |  | 0.65333 |  | 4
4 | 4 | 2008 | 2008-04-04 | 0.09 | 0.1 | 0.05 |  | 0.08 |  | 5
4 | 5 | 2008 | 2008-04-05 | 0.01 | 0 | 0 |  | 0.0033333 |  | 6
4 | 6 | 2008 | 2008-04-06 | 0.37 | 0.3 | 0.33 |  | 0.33333 |  | 7
4 | 7 | 2008 | 2008-04-07 | 0 | 0.01 | 0 |  | 0.0033333 |  | 1
4 | 8 | 2008 | 2008-04-08 | 0 | 0 | 0 |  | 0 |  | 2
4 | 9 | 2008 | 2008-04-09 | 0 | 0 | 0 |  | 0 |  | 3
4 | 10 | 2008 | 2008-04-10 | 0 | 0 | 0 |  | 0 |  | 4
4 | 11 | 2008 | 2008-04-11 | 0.09 | 0.12 | 0.27 |  | 0.16 |  | 5
4 | 12 | 2008 | 2008-04-12 | 0.23 | 0.04 | 0 |  | 0.09 |  | 6
4 | 13 | 2008 | 2008-04-13 | 0.01 | 0.02 | 0 |  | 0.01 |  | 7
4 | 14 | 2008 | 2008-04-14 | 0.01 | 0 | 0 |  | 0.0033333 |  | 1
4 | 15 | 2008 | 2008-04-15 | 0 | 0 | 0 |  | 0 |  | 2
4 | 16 | 2008 | 2008-04-16 | 0 | 0 | 0 |  | 0 |  | 3
4 | 17 | 2008 | 2008-04-17 | 0 | 0 | 0 |  | 0 |  | 4
4 | 18 | 2008 | 2008-04-18 | 0 | 0 | 0 |  | 0 |  | 5
4 | 19 | 2008 | 2008-04-19 | 0 | 0 | 0 |  | 0 |  | 6
4 | 20 | 2008 | 2008-04-20 | 1.4 | 0.65 | 2.9 |  | 1.65 |  | 7
4 | 21 | 2008 | 2008-04-21 | 0.67 | 1.32 | 0.94 |  | 0.97667 |  | 1
4 | 22 | 2008 | 2008-04-22 | 0 | 0 | 0 |  | 0 |  | 2
4 | 23 | 2008 | 2008-04-23 | 0 | 0 | 0 |  | 0 |  | 3
4 | 24 | 2008 | 2008-04-24 | 0 | 0 | 0 |  | 0 |  | 4
4 | 25 | 2008 | 2008-04-25 | 0 | 0 | 0 |  | 0 |  | 5
4 | 26 | 2008 | 2008-04-26 | 0.26 | 0.39 | 0.34 |  | 0.33 |  | 6
4 | 27 | 2008 | 2008-04-27 | 0.06 | 0.1 | 0.02 |  | 0.06 |  | 7
4 | 28 | 2008 | 2008-04-28 | 0.96 | 0.88 | 0.55 |  | 0.79667 |  | 1
4 | 29 | 2008 | 2008-04-29 | 0 | 0 | 0 |  | 0 | 4.28 | 2
4 | 30 | 2008 | 2008-04-30 | 0 | 0 | 0 |  | 0 |  | 3
5 | 1 | 2008 | 2008-05-01 | 0.04 | 0.01 | 0.04 |  | 0.03 |  | 4
5 | 2 | 2008 | 2008-05-02 | 0 | 0 | 0 |  | 0 |  | 5
5 | 3 | 2008 | 2008-05-03 | 0 | 0.01 | 0 |  | 0.0033333 |  | 6
5 | 4 | 2008 | 2008-05-04 | 0 | 0 | 0 |  | 0 |  | 7
5 | 5 | 2008 | 2008-05-05 | 0 | 0 | 0 |  | 0 |  | 1
5 | 6 | 2008 | 2008-05-06 | 0 | 0 | 0 |  | 0 |  | 2
5 | 7 | 2008 | 2008-05-07 | 0 | 0 | 0 |  | 0 |  | 3
5 | 8 | 2008 | 2008-05-08 | 1.32 | 0.34 | 1.46 |  | 1.04 |  | 4
5 | 9 | 2008 | 2008-05-09 | 2.22 | 1.85 | 0.85 |  | 1.64 |  | 5
5 | 10 | 2008 | 2008-05-10 | 0.22 | 0.27 | 0.29 |  | 0.26 |  | 6
5 | 11 | 2008 | 2008-05-11 | 2.63 | 1.49 | 3.73 |  | 2.6167 |  | 7
5 | 12 | 2008 | 2008-05-12 | 1.32 | 2.2 | 0.78 |  | 1.4333 |  | 1
5 | 13 | 2008 | 2008-05-13 | 0 | 0 | 0 |  | 0 |  | 2
5 | 14 | 2008 | 2008-05-14 | 0 | 0 | 0 |  | 0 |  | 3
5 | 15 | 2008 | 2008-05-15 | 0.29 | 0 | 0.28 |  | 0.19 |  | 4
5 | 16 | 2008 | 2008-05-16 | 0.53 | 0.6 | 0.55 |  | 0.56 |  | 5
5 | 17 | 2008 | 2008-05-17 | 0.01 | 0 | 0 |  | 0.0033333 |  | 6
5 | 18 | 2008 | 2008-05-18 | 0.05 | 0.08 | 0.06 |  | 0.063333 |  | 7
5 | 19 | 2008 | 2008-05-19 | 0 | 0 | 0 |  | 0 |  | 1
5 | 20 | 2008 | 2008-05-20 | 0.58 | 0.67 | 0.69 |  | 0.64667 |  | 2
5 | 21 | 2008 | 2008-05-21 | 0 | 0 | 0.07 |  | 0.023333 |  | 3
5 | 22 | 2008 | 2008-05-22 | 0 | 0 | 0 |  | 0 |  | 4
5 | 23 | 2008 | 2008-05-23 | 0 | 0 | 0 |  | 0 |  | 5
5 | 24 | 2008 | 2008-05-24 | 0 | 0 | 0 |  | 0 |  | 6
5 | 25 | 2008 | 2008-05-25 | 0 | 0 | 0 |  | 0 |  | 7
5 | 26 | 2008 | 2008-05-26 | 0 | 0 | 0.01 |  | 0.0033333 |  | 1
5 | 27 | 2008 | 2008-05-27 | 0 | 0 | 0 |  | 0 |  | 2
5 | 28 | 2008 | 2008-05-28 | 0 | 0 | 0 |  | 0 |  | 3
5 | 29 | 2008 | 2008-05-29 | 0 | 0 | 0 |  | 0 |  | 4
5 | 30 | 2008 | 2008-05-30 | 0 | 0 | 0 |  | 0 | 5.85 | 5
5 | 31 | 2008 | 2008-05-31 | 1.45 | 0.25 | 0.57 |  | 0.75667 |  | 6
6 | 1 | 2008 | 2008-06-01 | 0 | 0.17 | 0.01 |  | 0.06 |  | 7
6 | 2 | 2008 | 2008-06-02 | 0 | 0 | 0 |  | 0 |  | 1
6 | 3 | 2008 | 2008-06-03 | 0.79 | 0.78 | 0.4 |  | 0.65667 |  | 2
6 | 4 | 2008 | 2008-06-04 | 1.49 | 0.84 | 1.63 |  | 1.32 |  | 3
6 | 5 | 2008 | 2008-06-05 | 0 | 0 | 0 |  | 0 |  | 4
6 | 6 | 2008 | 2008-06-06 | 0 | 0 | 0 |  | 0 |  | 5
6 | 7 | 2008 | 2008-06-07 | 0.15 | 0.38 | 0.02 |  | 0.18333 |  | 6
6 | 8 | 2008 | 2008-06-08 | 0 | 0 | 0 |  | 0 |  | 7
6 | 9 | 2008 | 2008-06-09 | 0 | 0 | 0 |  | 0 |  | 1
6 | 10 | 2008 | 2008-06-10 | 0.33 | 0.1 | 0.05 |  | 0.16 |  | 2
6 | 11 | 2008 | 2008-06-11 | 0 | 0 | 0 |  | 0 |  | 3
6 | 12 | 2008 | 2008-06-12 | 0 | 0 | 0 |  | 0 |  | 4
6 | 13 | 2008 | 2008-06-13 | 0 | 0 | 0 |  | 0 |  | 5
6 | 14 | 2008 | 2008-06-14 | 0.13 | 0.2 | 0.41 |  | 0.24667 |  | 6
6 | 15 | 2008 | 2008-06-15 | 0 | 0 | 0 |  | 0 |  | 7
6 | 16 | 2008 | 2008-06-16 | 0.88 | 0.34 | 0.97 |  | 0.73 |  | 1
6 | 17 | 2008 | 2008-06-17 | 0 | 0 | 0 |  | 0 |  | 2
6 | 18 | 2008 | 2008-06-18 | 0 | 0 | 0.06 |  | 0.02 |  | 3
6 | 19 | 2008 | 2008-06-19 | 0 | 0 | 0 |  | 0 |  | 4
6 | 20 | 2008 | 2008-06-20 | 0 | 0 | 0 |  | 0 |  | 5
6 | 21 | 2008 | 2008-06-21 | 0.08 | 0 | 0.01 |  | 0.03 |  | 6
6 | 22 | 2008 | 2008-06-22 | 0.06 | 0 | 0 |  | 0.02 |  | 7
6 | 23 | 2008 | 2008-06-23 | 0.14 | 0.01 | 0.38 |  | 0.17667 |  | 1
6 | 24 | 2008 | 2008-06-24 | 0 | 0 | 0 |  | 0 |  | 2
6 | 25 | 2008 | 2008-06-25 | 0 | 0 | 0 |  | 0 |  | 3
6 | 26 | 2008 | 2008-06-26 | 0 | 0 | 0 |  | 0 |  | 4
6 | 27 | 2008 | 2008-06-27 | 0.09 | 0.85 | 0 |  | 0.31333 |  | 5
6 | 28 | 2008 | 2008-06-28 | 0.5 | 0 | 0.01 |  | 0.17 |  | 6
6 | 29 | 2008 | 2008-06-29 | 0 | 0 | 0.1 |  | 0.033333 | 1.01 | 7
6 | 30 | 2008 | 2008-06-30 | 0.16 | 0.03 | 0.16 |  | 0.11667 |  | 1
7 | 1 | 2008 | 2008-07-01 | 0 | 0 | 0 |  | 0 |  | 2
7 | 2 | 2008 | 2008-07-02 | 0 | 0 | 0 |  | 0 |  | 3
7 | 3 | 2008 | 2008-07-03 | 0 | 0 | 0 |  | 0 |  | 4
7 | 4 | 2008 | 2008-07-04 | 0.05 | 0.1 | 0.14 |  | 0.096667 |  | 5
7 | 5 | 2008 | 2008-07-05 | 0.07 | 0.04 | 0.06 |  | 0.056667 |  | 6
7 | 6 | 2008 | 2008-07-06 | 0.01 | 0.19 | 0.04 |  | 0.08 |  | 7
7 | 7 | 2008 | 2008-07-07 | 0 | 0 | 0 |  | 0 |  | 1
7 | 8 | 2008 | 2008-07-08 | 0 | 0 | 0 |  | 0 |  | 2
7 | 9 | 2008 | 2008-07-09 | 0.01 | 0.43 | 0.01 |  | 0.15 |  | 3
7 | 10 | 2008 | 2008-07-10 | 0 | 0 | 0 |  | 0 |  | 4
7 | 11 | 2008 | 2008-07-11 | 0 | 0 | 0 |  | 0 |  | 5
7 | 12 | 2008 | 2008-07-12 | 0 | 0 | 0 |  | 0 |  | 6
7 | 13 | 2008 | 2008-07-13 | 0.58 | 0.71 | 1.06 |  | 0.78333 |  | 7
7 | 14 | 2008 | 2008-07-14 | 0.53 | 0.55 | 0.14 |  | 0.40667 |  | 1
7 | 15 | 2008 | 2008-07-15 | 0 | 0 | 0 |  | 0 |  | 2
7 | 16 | 2008 | 2008-07-16 | 0 | 0 | 0 |  | 0 |  | 3
7 | 17 | 2008 | 2008-07-17 | 0.26 | 0 | 0 |  | 0.086667 |  | 4
7 | 18 | 2008 | 2008-07-18 | 0 | 0 | 0 |  | 0 |  | 5
7 | 19 | 2008 | 2008-07-19 | 0 | 0 | 0 |  | 0 |  | 6
7 | 20 | 2008 | 2008-07-20 | 0 | 0.24 | 0.01 |  | 0.083333 |  | 7
7 | 21 | 2008 | 2008-07-21 | 0 | 0 | 0.02 |  | 0.0066667 |  | 1
7 | 22 | 2008 | 2008-07-22 | 0.04 | 0 | 0.21 |  | 0.083333 |  | 2
7 | 23 | 2008 | 2008-07-23 | 1.09 | 2.42 | 0.38 |  | 1.2967 |  | 3
7 | 24 | 2008 | 2008-07-24 | 0 | 0.04 | 0 |  | 0.013333 |  | 4
7 | 25 | 2008 | 2008-07-25 | 0 | 0 | 0 |  | 0 |  | 5
7 | 26 | 2008 | 2008-07-26 | 0 | 0 | 0 |  | 0 |  | 6
7 | 27 | 2008 | 2008-07-27 | 0.95 | 0.65 | 0.02 |  | 0.54 |  | 7
7 | 28 | 2008 | 2008-07-28 | 0 | 0 | 0 |  | 0 |  | 1
7 | 29 | 2008 | 2008-07-29 | 0.01 | 0.1 | 0.09 |  | 0.066667 |  | 2
7 | 30 | 2008 | 2008-07-30 | 0 | 0 | 0 |  | 0 | 1.16 | 3
7 | 31 | 2008 | 2008-07-31 | 0 | 0 | 0 |  | 0 |  | 4
8 | 1 | 2008 | 2008-08-01 | 0 | 0 | 0 |  | 0 |  | 5
8 | 2 | 2008 | 2008-08-02 | 0.23 | 0.53 | 0.08 |  | 0.28 |  | 6
8 | 3 | 2008 | 2008-08-03 | 0 | 0 | 0 |  | 0 |  | 7
8 | 4 | 2008 | 2008-08-04 | 0 | 0 | 0 |  | 0 |  | 1
8 | 5 | 2008 | 2008-08-05 | 0 | 0 | 0 |  | 0 |  | 2
8 | 6 | 2008 | 2008-08-06 | 0 | 0 | 0.01 |  | 0.0033333 |  | 3
8 | 7 | 2008 | 2008-08-07 | 0.13 | 0 | 0 |  | 0.043333 |  | 4
8 | 8 | 2008 | 2008-08-08 | 0 | 0 | 0 |  | 0 |  | 5
8 | 9 | 2008 | 2008-08-09 | 0 | 0 | 0 |  | 0 |  | 6
8 | 10 | 2008 | 2008-08-10 | 0 | 0 | 0 |  | 0 |  | 7
8 | 11 | 2008 | 2008-08-11 | 0 | 0 | 0 |  | 0 |  | 1
8 | 12 | 2008 | 2008-08-12 | 0 | 0 | 0 |  | 0 |  | 2
8 | 13 | 2008 | 2008-08-13 | 0 | 0 | 0 |  | 0 |  | 3
8 | 14 | 2008 | 2008-08-14 | 0.2 | 0.07 | 1.12 |  | 0.46333 |  | 4
8 | 15 | 2008 | 2008-08-15 | 0 | 0 | 0.01 |  | 0.0033333 |  | 5
8 | 16 | 2008 | 2008-08-16 | 0 | 0 | 0 |  | 0 |  | 6
8 | 17 | 2008 | 2008-08-17 | 0 | 0 | 0 |  | 0 |  | 7
8 | 18 | 2008 | 2008-08-18 | 0 | 0 | 0 |  | 0 |  | 1
8 | 19 | 2008 | 2008-08-19 | 0 | 0 | 0 |  | 0 |  | 2
8 | 20 | 2008 | 2008-08-20 | 0 | 0 | 0 |  | 0 |  | 3
8 | 21 | 2008 | 2008-08-21 | 0 | 0 | 0 |  | 0 |  | 4
8 | 22 | 2008 | 2008-08-22 | 0 | 0 | 0 |  | 0 |  | 5
8 | 23 | 2008 | 2008-08-23 | 0 | 0 | 0 |  | 0 |  | 6
8 | 24 | 2008 | 2008-08-24 | 0 | 0 | 0 |  | 0 |  | 7
8 | 25 | 2008 | 2008-08-25 | 0 | 0 | 0 |  | 0 |  | 1
8 | 26 | 2008 | 2008-08-26 | 0 | 0 | 0 |  | 0 |  | 2
8 | 27 | 2008 | 2008-08-27 | 0 | 0 | 0 |  | 0 |  | 3
8 | 28 | 2008 | 2008-08-28 | 0.48 | 0.22 | 0.58 |  | 0.42667 |  | 4
8 | 29 | 2008 | 2008-08-29 | 0.19 | 0.66 | 0.68 |  | 0.51 | 2.31 | 5
8 | 30 | 2008 | 2008-08-30 | 0 | 0 | 0 |  | 0 |  | 6
8 | 31 | 2008 | 2008-08-31 | 0 | 0 | 0 |  | 0 |  | 7
9 | 1 | 2008 | 2008-09-01 | 0 | 0 | 0 |  | 0 |  | 1
9 | 2 | 2008 | 2008-09-02 | 0 | 0 | 0 |  | 0 |  | 2
9 | 3 | 2008 | 2008-09-03 | 0 | 0 | 0 |  | 0 |  | 3
9 | 4 | 2008 | 2008-09-04 | 0 | 0 | 0 |  | 0 |  | 4
9 | 5 | 2008 | 2008-09-05 | 0.4 | 0.08 | 0.31 |  | 0.26333 |  | 5
9 | 6 | 2008 | 2008-09-06 | 3.5 | 1.64 | 5.11 |  | 3.4167 |  | 6
9 | 7 | 2008 | 2008-09-07 | 0 | 0 | 0 |  | 0 |  | 7
9 | 8 | 2008 | 2008-09-08 | 0 | 0 | 0 |  | 0 |  | 1
9 | 9 | 2008 | 2008-09-09 | 0.18 | 0.3 | 0.05 |  | 0.17667 |  | 2
9 | 10 | 2008 | 2008-09-10 | 0 | 0 | 0 |  | 0 |  | 3
9 | 11 | 2008 | 2008-09-11 | 0 | 0 | 0 |  | 0 |  | 4
9 | 12 | 2008 | 2008-09-12 | 0.03 | 0.39 | 0.03 |  | 0.15 |  | 5
9 | 13 | 2008 | 2008-09-13 | 0 | 0 | 0 |  | 0 |  | 6
9 | 14 | 2008 | 2008-09-14 | 0 | 0 | 0 |  | 0 |  | 7
9 | 15 | 2008 | 2008-09-15 | 0 | 0 | 0 |  | 0 |  | 1
9 | 16 | 2008 | 2008-09-16 | 0 | 0 | 0 |  | 0 |  | 2
9 | 17 | 2008 | 2008-09-17 | 0 | 0 | 0 |  | 0 |  | 3
9 | 18 | 2008 | 2008-09-18 | 0 | 0 | 0 |  | 0 |  | 4
9 | 19 | 2008 | 2008-09-19 | 0 | 0 | 0 |  | 0 |  | 5
9 | 20 | 2008 | 2008-09-20 | 0 | 0 | 0 |  | 0 |  | 6
9 | 21 | 2008 | 2008-09-21 | 0 | 0 | 0 |  | 0 |  | 7
9 | 22 | 2008 | 2008-09-22 | 0 | 0 | 0 |  | 0 |  | 1
9 | 23 | 2008 | 2008-09-23 | 0 | 0 | 0 |  | 0 |  | 2
9 | 24 | 2008 | 2008-09-24 | 0 | 0 | 0 |  | 0 |  | 3
9 | 25 | 2008 | 2008-09-25 | 0.22 | 0.28 | 0.47 |  | 0.32333 |  | 4
9 | 26 | 2008 | 2008-09-26 | 0.72 | 0.3 | 0.42 |  | 0.48 |  | 5
9 | 27 | 2008 | 2008-09-27 | 0.27 | 3.57 | 0.06 |  | 1.3 |  | 6
9 | 28 | 2008 | 2008-09-28 | 0.65 | 0.17 | 0.22 |  | 0.34667 |  | 7
9 | 29 | 2008 | 2008-09-29 | 0 | 0 | 0 |  | 0 | 4 | 1
9 | 30 | 2008 | 2008-09-30 | 0.44 | 0.49 | 0.51 |  | 0.48 |  | 2
10 | 1 | 2008 | 2008-10-01 | 0.04 | 0.12 | 0.19 |  | 0.11667 |  | 3
10 | 2 | 2008 | 2008-10-02 | 0 | 0 | 0 |  | 0 |  | 4
10 | 3 | 2008 | 2008-10-03 | 0 | 0 | 0 |  | 0 |  | 5
10 | 4 | 2008 | 2008-10-04 | 0 | 0 | 0 |  | 0 |  | 6
10 | 5 | 2008 | 2008-10-05 | 0 | 0 | 0 |  | 0 |  | 7
10 | 6 | 2008 | 2008-10-06 | 0 | 0 | 0 |  | 0 |  | 1
10 | 7 | 2008 | 2008-10-07 | 0 | 0 | 0 |  | 0 |  | 2
10 | 8 | 2008 | 2008-10-08 | 0 | 0 | 0 |  | 0 |  | 3
10 | 9 | 2008 | 2008-10-09 | 0 | 0 | 0 |  | 0 |  | 4
10 | 10 | 2008 | 2008-10-10 | 0 | 0 | 0 |  | 0 |  | 5
10 | 11 | 2008 | 2008-10-11 | 0 | 0 | 0 |  | 0 |  | 6
10 | 12 | 2008 | 2008-10-12 | 0 | 0 | 0 |  | 0 |  | 7
10 | 13 | 2008 | 2008-10-13 | 0 | 0 | 0 |  | 0 |  | 1
10 | 14 | 2008 | 2008-10-14 | 0 | 0 | 0 |  | 0 |  | 2
10 | 15 | 2008 | 2008-10-15 | 0 | 0 | 0 |  | 0 |  | 3
10 | 16 | 2008 | 2008-10-16 | 0 | 0 | 0 |  | 0 |  | 4
10 | 17 | 2008 | 2008-10-17 | 0 | 0 | 0 |  | 0 |  | 5
10 | 18 | 2008 | 2008-10-18 | 0 | 0 | 0 |  | 0 |  | 6
10 | 19 | 2008 | 2008-10-19 | 0 | 0 | 0 |  | 0 |  | 7
10 | 20 | 2008 | 2008-10-20 | 0 | 0 | 0 |  | 0 |  | 1
10 | 21 | 2008 | 2008-10-21 | 0 | 0 | 0 |  | 0 |  | 2
10 | 22 | 2008 | 2008-10-22 | 0 | 0 | 0 |  | 0 |  | 3
10 | 23 | 2008 | 2008-10-23 | 0 | 0 | 0 |  | 0 |  | 4
10 | 24 | 2008 | 2008-10-24 | 0 | 0 | 0 |  | 0 |  | 5
10 | 25 | 2008 | 2008-10-25 | 0.84 | 0.72 | 1.1 |  | 0.88667 |  | 6
10 | 26 | 2008 | 2008-10-26 | 0 | 0 | 0 |  | 0 |  | 7
10 | 27 | 2008 | 2008-10-27 | 0.18 | 0.21 | 0 |  | 0.13 |  | 1
10 | 28 | 2008 | 2008-10-28 | 0.07 | 0.22 | 0.02 |  | 0.10333 |  | 2
10 | 29 | 2008 | 2008-10-29 | 0 | 0 | 0 |  | 0 |  | 3
10 | 30 | 2008 | 2008-10-30 | 0 | 0 | 0 |  | 0 | 6.64 | 4
10 | 31 | 2008 | 2008-10-31 | 0 | 0 | 0 |  | 0 |  | 5
11 | 1 | 2008 | 2008-11-01 | 0 | 0 | 0 |  | 0 |  | 6
11 | 2 | 2008 | 2008-11-02 | 0 | 0 | 0 |  | 0 |  | 7
11 | 3 | 2008 | 2008-11-03 | 0 | 0 | 0 |  | 0 |  | 1
11 | 4 | 2008 | 2008-11-04 | 0.07 | 0.16 | 0.03 |  | 0.086667 |  | 2
11 | 5 | 2008 | 2008-11-05 | 0.02 | 0.03 | 0.03 |  | 0.026667 |  | 3
11 | 6 | 2008 | 2008-11-06 | 0.01 | 0.04 | 0.07 |  | 0.04 |  | 4
11 | 7 | 2008 | 2008-11-07 | 0 | 0 | 0 |  | 0 |  | 5
11 | 8 | 2008 | 2008-11-08 | 0 | 0.01 | 0.02 |  | 0.01 |  | 6
11 | 9 | 2008 | 2008-11-09 | 0 | 0 | 0 |  | 0 |  | 7
11 | 10 | 2008 | 2008-11-10 | 0 | 0 | 0 |  | 0 |  | 1
11 | 11 | 2008 | 2008-11-11 | 0 | 0 | 0 |  | 0 |  | 2
11 | 12 | 2008 | 2008-11-12 | 0 | 0.01 | 0.01 |  | 0.0066667 |  | 3
11 | 13 | 2008 | 2008-11-13 | 0.76 | 0.8 | 0.78 |  | 0.78 |  | 4
11 | 14 | 2008 | 2008-11-14 | 0.01 | 0.01 | 0.01 |  | 0.01 |  | 5
11 | 15 | 2008 | 2008-11-15 | 0.74 | 0.75 | 0.38 |  | 0.62333 |  | 6
11 | 16 | 2008 | 2008-11-16 | 0 | 0 | 0 |  | 0 |  | 7
11 | 17 | 2008 | 2008-11-17 | 0 | 0.01 | 0 |  | 0.0033333 |  | 1
11 | 18 | 2008 | 2008-11-18 | 0 | 0 | 0 |  | 0 |  | 2
11 | 19 | 2008 | 2008-11-19 | 0 | 0 | 0 |  | 0 |  | 3
11 | 20 | 2008 | 2008-11-20 | 0 | 0 | 0 |  | 0 |  | 4
11 | 21 | 2008 | 2008-11-21 | 0 | 0 | 0 |  | 0 |  | 5
11 | 22 | 2008 | 2008-11-22 | 0 | 0 | 0 |  | 0 |  | 6
11 | 23 | 2008 | 2008-11-23 | 0 | 0 | 0 |  | 0 |  | 7
11 | 24 | 2008 | 2008-11-24 | 0.08 | 0.1 | 0.12 |  | 0.1 |  | 1
11 | 25 | 2008 | 2008-11-25 | 0 | 0 | 0 |  | 0 |  | 2
11 | 26 | 2008 | 2008-11-26 | 0 | 0 | 0 |  | 0 |  | 3
11 | 27 | 2008 | 2008-11-27 | 0 | 0 | 0 |  | 0 | 5.62 | 4
11 | 28 | 2008 | 2008-11-28 | 0 | 0 | 0 |  | 0 |  | 5
11 | 29 | 2008 | 2008-11-29 | 0 | 0 | 0 |  | 0 |  | 6
11 | 30 | 2008 | 2008-11-30 | 0.74 | 0.69 | 0.56 |  | 0.66333 |  | 7
12 | 1 | 2008 | 2008-12-01 | 0 | 0.02 | 0.03 |  | 0.016667 |  | 1
12 | 2 | 2008 | 2008-12-02 | 0 | 0 | 0 |  | 0 |  | 2
12 | 3 | 2008 | 2008-12-03 | 0 | 0 | 0 |  | 0 |  | 3
12 | 4 | 2008 | 2008-12-04 | 0.04 | 0.03 | 0.03 |  | 0.033333 |  | 4
12 | 5 | 2008 | 2008-12-05 | 0 | 0 | 0 |  | 0 |  | 5
12 | 6 | 2008 | 2008-12-06 | 0 | 0.05 | 0 |  | 0.016667 |  | 6
12 | 7 | 2008 | 2008-12-07 | 0 | 0 | 0 |  | 0 |  | 7
12 | 8 | 2008 | 2008-12-08 | 0 | 0 | 0 |  | 0 |  | 1
12 | 9 | 2008 | 2008-12-09 | 0.02 | 0.01 | 0.01 |  | 0.013333 |  | 2
12 | 10 | 2008 | 2008-12-10 | 0.07 | 0.15 | 0.1 |  | 0.10667 |  | 3
12 | 11 | 2008 | 2008-12-11 | 1.66 | 1.44 | 1.34 |  | 1.48 |  | 4
12 | 12 | 2008 | 2008-12-12 | 0.05 | 0.08 | 0.03 |  | 0.053333 |  | 5
12 | 13 | 2008 | 2008-12-13 | 0 | 0 | 0 |  | 0 |  | 6
12 | 14 | 2008 | 2008-12-14 | 0 | 0 | 0 |  | 0 |  | 7
12 | 15 | 2008 | 2008-12-15 | 0.07 | 0.04 | 0.08 |  | 0.063333 |  | 1
12 | 16 | 2008 | 2008-12-16 | 0.47 | 0.59 | 0.56 |  | 0.54 |  | 2
12 | 17 | 2008 | 2008-12-17 | 0.12 | 0.12 | 0.14 |  | 0.12667 |  | 3
12 | 18 | 2008 | 2008-12-18 | 0 | 0 | 0 |  | 0 |  | 4
12 | 19 | 2008 | 2008-12-19 | 0.33 | 0.56 | 0.21 |  | 0.36667 |  | 5
12 | 20 | 2008 | 2008-12-20 | 0 | 0 | 0 |  | 0 |  | 6
12 | 21 | 2008 | 2008-12-21 | 0.1 | 0.05 | 0.01 |  | 0.053333 |  | 7
12 | 22 | 2008 | 2008-12-22 | 0 | 0 | 0 |  | 0 |  | 1
12 | 23 | 2008 | 2008-12-23 | 0 | 0 | 0 |  | 0 |  | 2
12 | 24 | 2008 | 2008-12-24 | 0 | 0.02 | 0.01 |  | 0.01 |  | 3
12 | 25 | 2008 | 2008-12-25 | 0 | 0 | 0 |  | 0 |  | 4
12 | 26 | 2008 | 2008-12-26 | 0.04 | 0.03 | 0.06 |  | 0.043333 |  | 5
12 | 27 | 2008 | 2008-12-27 | 0 | 0 | 0 |  | 0 |  | 6
12 | 28 | 2008 | 2008-12-28 | 0 | 0 | 0 |  | 0 | 2.45 | 7
12 | 29 | 2008 | 2008-12-29 | 0 | 0 | 0 |  | 0 |  | 1
12 | 30 | 2008 | 2008-12-30 | 0 | 0 | 0 |  | 0 |  | 2
12 | 31 | 2008 | 2008-12-31 | 0 | 0 | 0 |  | 0 |  | 3
1 | 1 | 2009 | 2009-01-01 | 0 | 0 | 0 |  | 0 |  | 4
1 | 2 | 2009 | 2009-01-02 | 0 | 0 | 0 |  | 0 |  | 5
1 | 3 | 2009 | 2009-01-03 | 0 | 0 | 0 |  | 0 |  | 6
1 | 4 | 2009 | 2009-01-04 | 0 | 0 | 0 |  | 0 |  | 7
1 | 5 | 2009 | 2009-01-05 | 0 | 0 | 0 |  | 0 |  | 1
1 | 6 | 2009 | 2009-01-06 | 0.52 | 0.48 | 0.67 |  | 0.55667 |  | 2
1 | 7 | 2009 | 2009-01-07 | 1.26 | 1.37 | 1.17 |  | 1.2667 |  | 3
1 | 8 | 2009 | 2009-01-08 | 0 | 0 | 0 |  | 0 |  | 4
1 | 9 | 2009 | 2009-01-09 | 0 | 0 | 0 |  | 0 |  | 5
1 | 10 | 2009 | 2009-01-10 | 0.14 | 0.11 | 0.15 |  | 0.13333 |  | 6
1 | 11 | 2009 | 2009-01-11 | 0.1 | 0.08 | 0.03 |  | 0.07 |  | 7
1 | 12 | 2009 | 2009-01-12 | 0 | 0 | 0 |  | 0 |  | 1
1 | 13 | 2009 | 2009-01-13 | 0 | 0 | 0 |  | 0 |  | 2
1 | 14 | 2009 | 2009-01-14 | 0 | 0 | 0 |  | 0 |  | 3
1 | 15 | 2009 | 2009-01-15 | 0 | 0 | 0 |  | 0 |  | 4
1 | 16 | 2009 | 2009-01-16 | 0 | 0 | 0 |  | 0 |  | 5
1 | 17 | 2009 | 2009-01-17 | 0 | 0 | 0 |  | 0 |  | 6
1 | 18 | 2009 | 2009-01-18 | 0 | 0 | 0 |  | 0 |  | 7
1 | 19 | 2009 | 2009-01-19 | 0 | 0.01 | 0.01 |  | 0.0066667 |  | 1
1 | 20 | 2009 | 2009-01-20 | 0 | 0 | 0 |  | 0 |  | 2
1 | 21 | 2009 | 2009-01-21 | 0 | 0 | 0 |  | 0 |  | 3
1 | 22 | 2009 | 2009-01-22 | 0 | 0 | 0 |  | 0 |  | 4
1 | 23 | 2009 | 2009-01-23 | 0 | 0 | 0 |  | 0 |  | 5
1 | 24 | 2009 | 2009-01-24 | 0 | 0 | 0 |  | 0 |  | 6
1 | 25 | 2009 | 2009-01-25 | 0 | 0 | 0 |  | 0 |  | 7
1 | 26 | 2009 | 2009-01-26 | 0 | 0 | 0 |  | 0 |  | 1
1 | 27 | 2009 | 2009-01-27 | 0.39 | 0.3 | 0.41 |  | 0.36667 | 1.88 | 2
1 | 28 | 2009 | 2009-01-28 | 0.27 | 0.38 | 0.2 |  | 0.28333 |  | 3
1 | 29 | 2009 | 2009-01-29 | 0 | 0 | 0 |  | 0 |  | 4
1 | 30 | 2009 | 2009-01-30 | 0 | 0 | 0 |  | 0 |  | 5
1 | 31 | 2009 | 2009-01-31 | 0 | 0 | 0 |  | 0 |  | 6
2 | 1 | 2009 | 2009-02-01 | 0 | 0 | 0 |  | 0 |  | 7
2 | 2 | 2009 | 2009-02-02 | 0 | 0 | 0.03 |  | 0.01 |  | 1
2 | 3 | 2009 | 2009-02-03 | 0.03 | 0.04 | 0 |  | 0.023333 |  | 2
2 | 4 | 2009 | 2009-02-04 | 0 | 0 | 0 |  | 0 |  | 3
2 | 5 | 2009 | 2009-02-05 | 0 | 0 | 0 |  | 0 |  | 4
2 | 6 | 2009 | 2009-02-06 | 0 | 0 | 0 |  | 0 |  | 5
2 | 7 | 2009 | 2009-02-07 | 0 | 0 | 0 |  | 0 |  | 6
2 | 8 | 2009 | 2009-02-08 | 0 | 0 | 0 |  | 0 |  | 7
2 | 9 | 2009 | 2009-02-09 | 0 | 0 | 0 |  | 0 |  | 1
2 | 10 | 2009 | 2009-02-10 | 0 | 0 | 0 |  | 0 |  | 2
2 | 11 | 2009 | 2009-02-11 | 0.06 | 0.08 | 0.09 |  | 0.076667 |  | 3
2 | 12 | 2009 | 2009-02-12 | 0 | 0 | 0 |  | 0 |  | 4
2 | 13 | 2009 | 2009-02-13 | 0 | 0 | 0 |  | 0 |  | 5
2 | 14 | 2009 | 2009-02-14 | 0 | 0 | 0 |  | 0 |  | 6
2 | 15 | 2009 | 2009-02-15 | 0 | 0 | 0 |  | 0 |  | 7
2 | 16 | 2009 | 2009-02-16 | 0 | 0 | 0 |  | 0 |  | 1
2 | 17 | 2009 | 2009-02-17 | 0 | 0 | 0 |  | 0 |  | 2
2 | 18 | 2009 | 2009-02-18 | 0.14 | 0.12 | 0.12 |  | 0.12667 |  | 3
2 | 19 | 2009 | 2009-02-19 | 0 | 0 | 0 |  | 0 |  | 4
2 | 20 | 2009 | 2009-02-20 | 0 | 0 | 0 |  | 0 |  | 5
2 | 21 | 2009 | 2009-02-21 | 0 | 0 | 0 |  | 0 |  | 6
2 | 22 | 2009 | 2009-02-22 | 0.03 | 0 | 0.02 |  | 0.016667 |  | 7
2 | 23 | 2009 | 2009-02-23 | 0 | 0 | 0 |  | 0 |  | 1
2 | 24 | 2009 | 2009-02-24 | 0 | 0 | 0 |  | 0 |  | 2
2 | 25 | 2009 | 2009-02-25 | 0 | 0 | 0 |  | 0 |  | 3
2 | 26 | 2009 | 2009-02-26 | 0 | 0 | 0 |  | 0 |  | 4
2 | 27 | 2009 | 2009-02-27 | 0.05 | 0.01 | 0.05 |  | 0.036667 | 3.55 | 5
2 | 28 | 2009 | 2009-02-28 | 0.04 | 0.01 | 0.04 |  | 0.03 |  | 6
3 | 1 | 2009 | 2009-03-01 | 0.25 | 0.26 | 0.09 |  | 0.2 |  | 7
3 | 2 | 2009 | 2009-03-02 | 0.25 | 0.24 | 0.41 |  | 0.3 |  | 1
3 | 3 | 2009 | 2009-03-03 | 0 | 0 | 0 |  | 0 |  | 2
3 | 4 | 2009 | 2009-03-04 | 0 | 0 | 0 |  | 0 |  | 3
3 | 5 | 2009 | 2009-03-05 | 0 | 0 | 0 |  | 0 |  | 4
3 | 6 | 2009 | 2009-03-06 | 0 | 0 | 0 |  | 0 |  | 5
3 | 7 | 2009 | 2009-03-07 | 0 | 0 | 0 |  | 0 |  | 6
3 | 8 | 2009 | 2009-03-08 | 0 | 0 | 0 |  | 0 |  | 7
3 | 9 | 2009 | 2009-03-09 | 0 | 0 | 0 |  | 0 |  | 1
3 | 10 | 2009 | 2009-03-10 | 0 | 0 | 0 |  | 0 |  | 2
3 | 11 | 2009 | 2009-03-11 | 0 | 0 | 0 |  | 0 |  | 3
3 | 12 | 2009 | 2009-03-12 | 0 | 0 | 0 |  | 0 |  | 4
3 | 13 | 2009 | 2009-03-13 | 0 | 0 | 0 |  | 0 |  | 5
3 | 14 | 2009 | 2009-03-14 | 0.1 | 0.03 | 0.12 |  | 0.083333 |  | 6
3 | 15 | 2009 | 2009-03-15 | 0.09 | 0.03 | 0.07 |  | 0.063333 |  | 7
3 | 16 | 2009 | 2009-03-16 | 0.08 | 0.06 | 0.08 |  | 0.073333 |  | 1
3 | 17 | 2009 | 2009-03-17 | 0.06 | 0.1 | 0 |  | 0.053333 |  | 2
3 | 18 | 2009 | 2009-03-18 | 0 | 0 | 0 |  | 0 |  | 3
3 | 19 | 2009 | 2009-03-19 | 0.04 | 0.08 | 0.07 |  | 0.063333 |  | 4
3 | 20 | 2009 | 2009-03-20 | 0 | 0 | 0 |  | 0 |  | 5
3 | 21 | 2009 | 2009-03-21 | 0 | 0 | 0 |  | 0 |  | 6
3 | 22 | 2009 | 2009-03-22 | 0 | 0 | 0 |  | 0 |  | 7
3 | 23 | 2009 | 2009-03-23 | 0 | 0 | 0 |  | 0 |  | 1
3 | 24 | 2009 | 2009-03-24 | 0 | 0 | 0 |  | 0 |  | 2
3 | 25 | 2009 | 2009-03-25 | 0 | 0 | 0 |  | 0 |  | 3
3 | 26 | 2009 | 2009-03-26 | 0.33 | 0.36 | 0.33 |  | 0.34 |  | 4
3 | 27 | 2009 | 2009-03-27 | 0.17 | 0.19 | 0.24 |  | 0.2 |  | 5
3 | 28 | 2009 | 2009-03-28 | 0.52 | 0.63 | 0.92 |  | 0.69 |  | 6
3 | 29 | 2009 | 2009-03-29 | 0.08 | 0.09 | 0.08 |  | 0.083333 | 2.99 | 7
3 | 30 | 2009 | 2009-03-30 | 0 | 0 | 0 |  | 0 |  | 1
3 | 31 | 2009 | 2009-03-31 | 0 | 0 | 0 |  | 0 |  | 2
4 | 1 | 2009 | 2009-04-01 | 0.18 | 0.01 | 0.03 |  | 0.073333 |  | 3
4 | 2 | 2009 | 2009-04-02 | 0.14 | 0.03 | 0.08 |  | 0.083333 |  | 4
4 | 3 | 2009 | 2009-04-03 | 0.63 | 1.55 | 0.63 |  | 0.93667 |  | 5
4 | 4 | 2009 | 2009-04-04 | 0 | 0 | 0 |  | 0 |  | 6
4 | 5 | 2009 | 2009-04-05 | 0 | 0 | 0 |  | 0 |  | 7
4 | 6 | 2009 | 2009-04-06 | 0.15 | 0.19 | 0.06 |  | 0.13333 |  | 1
4 | 7 | 2009 | 2009-04-07 | 0 | 0 | 0 |  | 0 |  | 2
4 | 8 | 2009 | 2009-04-08 | 0 | 0 | 0 |  | 0 |  | 3
4 | 9 | 2009 | 2009-04-09 | 0 | 0 | 0 |  | 0 |  | 4
4 | 10 | 2009 | 2009-04-10 | 0 | 0 | 0 |  | 0 |  | 5
4 | 11 | 2009 | 2009-04-11 | 0.4 | 0.87 | 0.74 |  | 0.67 |  | 6
4 | 12 | 2009 | 2009-04-12 | 0 | 0 | 0 |  | 0 |  | 7
4 | 13 | 2009 | 2009-04-13 | 0.02 | 0.11 | 0 |  | 0.043333 |  | 1
4 | 14 | 2009 | 2009-04-14 | 0.44 | 0.21 | 0.02 |  | 0.22333 |  | 2
4 | 15 | 2009 | 2009-04-15 | 0.56 | 1.14 | 0.57 |  | 0.75667 |  | 3
4 | 16 | 2009 | 2009-04-16 | 0 | 0 | 0 |  | 0 |  | 4
4 | 17 | 2009 | 2009-04-17 | 0 | 0 | 0 |  | 0 |  | 5
4 | 18 | 2009 | 2009-04-18 | 0 | 0 | 0 |  | 0 |  | 6
4 | 19 | 2009 | 2009-04-19 | 0 | 0 | 0.01 |  | 0.0033333 |  | 7
4 | 20 | 2009 | 2009-04-20 | 1.19 | 1.44 | 1.63 |  | 1.42 |  | 1
4 | 21 | 2009 | 2009-04-21 | 0.36 | 0.1 | 0.02 |  | 0.16 |  | 2
4 | 22 | 2009 | 2009-04-22 | 0.04 | 0.06 | 0 |  | 0.033333 |  | 3
4 | 23 | 2009 | 2009-04-23 | 0 | 0 | 0 |  | 0 |  | 4
4 | 24 | 2009 | 2009-04-24 | 0 | 0 | 0 |  | 0 |  | 5
4 | 25 | 2009 | 2009-04-25 | 0.01 | 0 | 0.01 |  | 0.0066667 |  | 6
4 | 26 | 2009 | 2009-04-26 | 0 | 0 | 0 |  | 0 |  | 7
4 | 27 | 2009 | 2009-04-27 | 0 | 0 | 0 |  | 0 |  | 1
4 | 28 | 2009 | 2009-04-28 | 0 | 0 | 0 |  | 0 |  | 2
4 | 29 | 2009 | 2009-04-29 | 0.1 | 0.09 | 0.31 |  | 0.16667 | 3.43 | 3
4 | 30 | 2009 | 2009-04-30 | 0 | 0 | 0.01 |  | 0.0033333 |  | 4
5 | 1 | 2009 | 2009-05-01 | 0 | 0.02 | 0.05 |  | 0.023333 |  | 5
5 | 2 | 2009 | 2009-05-02 | 0.04 | 0.01 | 0.02 |  | 0.023333 |  | 6
5 | 3 | 2009 | 2009-05-03 | 0.83 | 0.82 | 0.84 |  | 0.83 |  | 7
5 | 4 | 2009 | 2009-05-04 | 0.6 | 0.84 | 0.91 |  | 0.78333 |  | 1
5 | 5 | 2009 | 2009-05-05 | 0.27 | 0.42 | 0.29 |  | 0.32667 |  | 2
5 | 6 | 2009 | 2009-05-06 | 0.96 | 1.21 | 0.67 |  | 0.94667 |  | 3
5 | 7 | 2009 | 2009-05-07 | 0.53 | 0.56 | 0.22 |  | 0.43667 |  | 4
5 | 8 | 2009 | 2009-05-08 | 0 | 0 | 0 |  | 0 |  | 5
5 | 9 | 2009 | 2009-05-09 | 0 | 0.02 | 0 |  | 0.0066667 |  | 6
5 | 10 | 2009 | 2009-05-10 | 0 | 0 | 0 |  | 0 |  | 7
5 | 11 | 2009 | 2009-05-11 | 0.3 | 0.05 | 0.47 |  | 0.27333 |  | 1
5 | 12 | 2009 | 2009-05-12 | 0 | 0 | 0 |  | 0 |  | 2
5 | 13 | 2009 | 2009-05-13 | 0 | 0 | 0 |  | 0 |  | 3
5 | 14 | 2009 | 2009-05-14 | 1.05 | 0.07 | 0.5 |  | 0.54 |  | 4
5 | 15 | 2009 | 2009-05-15 | 0.15 | 0.02 | 0 |  | 0.056667 |  | 5
5 | 16 | 2009 | 2009-05-16 | 0.52 | 0.38 | 0.53 |  | 0.47667 |  | 6
5 | 17 | 2009 | 2009-05-17 | 0.03 | 0.07 | 0.01 |  | 0.036667 |  | 7
5 | 18 | 2009 | 2009-05-18 | 0 | 0 | 0 |  | 0 |  | 1
5 | 19 | 2009 | 2009-05-19 | 0 | 0 | 0 |  | 0 |  | 2
5 | 20 | 2009 | 2009-05-20 | 0 | 0 | 0 |  | 0 |  | 3
5 | 21 | 2009 | 2009-05-21 | 0 | 0 | 0 |  | 0 |  | 4
5 | 22 | 2009 | 2009-05-22 | 0 | 0 | 0 |  | 0 |  | 5
5 | 23 | 2009 | 2009-05-23 | 0 | 0 | 0 |  | 0 |  | 6
5 | 24 | 2009 | 2009-05-24 | 0 | 0 | 0.19 |  | 0.063333 |  | 7
5 | 25 | 2009 | 2009-05-25 | 0.02 | 0.32 | 0.06 |  | 0.13333 |  | 1
5 | 26 | 2009 | 2009-05-26 | 1.65 | 2.29 | 3.59 |  | 2.51 |  | 2
5 | 27 | 2009 | 2009-05-27 | 0 | 0 | 0.02 |  | 0.0066667 |  | 3
5 | 28 | 2009 | 2009-05-28 | 0.09 | 0.01 | 1.13 |  | 0.41 |  | 4
5 | 29 | 2009 | 2009-05-29 | 0.78 | 1.17 | 0.6 |  | 0.85 |  | 5
5 | 30 | 2009 | 2009-05-30 | 0 | 0 | 0 |  | 0 | 5.41 | 6
5 | 31 | 2009 | 2009-05-31 | 0.23 | 0.14 | 0.16 |  | 0.17667 |  | 7
6 | 1 | 2009 | 2009-06-01 | 0 | 0 | 0 |  | 0 |  | 1
6 | 2 | 2009 | 2009-06-02 | 0 | 0 | 0 |  | 0 |  | 2
6 | 3 | 2009 | 2009-06-03 | 1.5 | 1.1 | 2.69 |  | 1.7633 |  | 3
6 | 4 | 2009 | 2009-06-04 | 0.52 | 0.63 | 0.56 |  | 0.57 |  | 4
6 | 5 | 2009 | 2009-06-05 | 0.57 | 0.64 | 0.78 |  | 0.66333 |  | 5
6 | 6 | 2009 | 2009-06-06 | 0 | 0 | 0 |  | 0 |  | 6
6 | 7 | 2009 | 2009-06-07 | 0 | 0 | 0 |  | 0 |  | 7
6 | 8 | 2009 | 2009-06-08 | 0 | 0 | 0 |  | 0 |  | 1
6 | 9 | 2009 | 2009-06-09 | 0.89 | 0.37 | 0.24 |  | 0.5 |  | 2
6 | 10 | 2009 | 2009-06-10 | 0.48 | 0.15 | 1.16 |  | 0.59667 |  | 3
6 | 11 | 2009 | 2009-06-11 | 0 | 0.2 | 0 |  | 0.066667 |  | 4
6 | 12 | 2009 | 2009-06-12 | 0.02 | 0.02 | 0 |  | 0.013333 |  | 5
6 | 13 | 2009 | 2009-06-13 | 0 | 0.05 | 0.04 |  | 0.03 |  | 6
6 | 14 | 2009 | 2009-06-14 | 0 | 0 | 0 |  | 0 |  | 7
6 | 15 | 2009 | 2009-06-15 | 0 | 0 | 0 |  | 0 |  | 1
6 | 16 | 2009 | 2009-06-16 | 0 | 0 | 0 |  | 0 |  | 2
6 | 17 | 2009 | 2009-06-17 | 0.08 | 0.16 | 0.27 |  | 0.17 |  | 3
6 | 18 | 2009 | 2009-06-18 | 1.01 | 1.77 | 0.41 |  | 1.0633 |  | 4
6 | 19 | 2009 | 2009-06-19 | 0 | 0 | 0 |  | 0 |  | 5
6 | 20 | 2009 | 2009-06-20 | 0.39 | 0.32 | 0.46 |  | 0.39 |  | 6
6 | 21 | 2009 | 2009-06-21 | 0 | 0 | 0 |  | 0 |  | 7
6 | 22 | 2009 | 2009-06-22 | 0 | 0 | 0 |  | 0 |  | 1
6 | 23 | 2009 | 2009-06-23 | 0 | 0 | 0 |  | 0 |  | 2
6 | 24 | 2009 | 2009-06-24 | 0 | 0 | 0 |  | 0 |  | 3
6 | 25 | 2009 | 2009-06-25 | 0 | 0 | 0 |  | 0 |  | 4
6 | 26 | 2009 | 2009-06-26 | 0.38 | 0 | 0 |  | 0.12667 |  | 5
6 | 27 | 2009 | 2009-06-27 | 0 | 0 | 0 |  | 0 |  | 6
6 | 28 | 2009 | 2009-06-28 | 0 | 0 | 0 |  | 0 |  | 7
6 | 29 | 2009 | 2009-06-29 | 0 | 0 | 0 |  | 0 | 6.64 | 1
6 | 30 | 2009 | 2009-06-30 | 0.02 | 0.11 | 0.08 |  | 0.07 |  | 2
7 | 1 | 2009 | 2009-07-01 | 0.04 | 0.37 | 0.03 |  | 0.14667 |  | 3
7 | 2 | 2009 | 2009-07-02 | 0.06 | 0 | 0 |  | 0.02 |  | 4
7 | 3 | 2009 | 2009-07-03 | 0.02 | 0 | 0 |  | 0.0066667 |  | 5
7 | 4 | 2009 | 2009-07-04 | 0 | 0 | 0 |  | 0 |  | 6
7 | 5 | 2009 | 2009-07-05 | 0 | 0 | 0 |  | 0 |  | 7
7 | 6 | 2009 | 2009-07-06 | 0 | 0 | 0 |  | 0 |  | 1
7 | 7 | 2009 | 2009-07-07 | 0 | 0 | 0 |  | 0 |  | 2
7 | 8 | 2009 | 2009-07-08 | 0 | 0 | 0 |  | 0 |  | 3
7 | 9 | 2009 | 2009-07-09 | 0 | 0 | 0 |  | 0 |  | 4
7 | 10 | 2009 | 2009-07-10 | 0 | 0 | 0 |  | 0 |  | 5
7 | 11 | 2009 | 2009-07-11 | 0.01 | 0 | 0.02 |  | 0.01 |  | 6
7 | 12 | 2009 | 2009-07-12 | 0 | 0 | 0 |  | 0 |  | 7
7 | 13 | 2009 | 2009-07-13 | 0 | 0 | 0 |  | 0 |  | 1
7 | 14 | 2009 | 2009-07-14 | 0 | 0 | 0 |  | 0 |  | 2
7 | 15 | 2009 | 2009-07-15 | 0 | 0 | 0 |  | 0 |  | 3
7 | 16 | 2009 | 2009-07-16 | 0 | 0 | 0 |  | 0 |  | 4
7 | 17 | 2009 | 2009-07-17 | 0.13 | 0.05 | 0.04 |  | 0.073333 |  | 5
7 | 18 | 2009 | 2009-07-18 | 0 | 0 | 0 |  | 0 |  | 6
7 | 19 | 2009 | 2009-07-19 | 0 | 0 | 0 |  | 0 |  | 7
7 | 20 | 2009 | 2009-07-20 | 0 | 0 | 0 |  | 0 |  | 1
7 | 21 | 2009 | 2009-07-21 | 0 | 0 | 0 |  | 0 |  | 2
7 | 22 | 2009 | 2009-07-22 | 0 | 0 | 0 |  | 0 |  | 3
7 | 23 | 2009 | 2009-07-23 | 0.56 | 0.43 | 1.48 |  | 0.82333 |  | 4
7 | 24 | 2009 | 2009-07-24 | 0 | 0 | 0 |  | 0 |  | 5
7 | 25 | 2009 | 2009-07-25 | 0.07 | 0.47 | 0.23 |  | 0.25667 |  | 6
7 | 26 | 2009 | 2009-07-26 | 0 | 0.12 | 0.07 |  | 0.063333 |  | 7
7 | 27 | 2009 | 2009-07-27 | 0 | 0 | 0 |  | 0 |  | 1
7 | 28 | 2009 | 2009-07-28 | 0 | 0.37 | 0 |  | 0.12333 |  | 2
7 | 29 | 2009 | 2009-07-29 | 0.05 | 0.31 | 0.06 |  | 0.14 |  | 3
7 | 30 | 2009 | 2009-07-30 | 0 | 0 | 0 |  | 0 | 5.54 | 4
7 | 31 | 2009 | 2009-07-31 | 0.13 | 1.17 | 0.25 |  | 0.51667 |  | 5
8 | 1 | 2009 | 2009-08-01 | 0.02 | 0.13 | 0.07 |  | 0.073333 |  | 6
8 | 2 | 2009 | 2009-08-02 | 0.42 | 0.15 | 0.2 |  | 0.25667 |  | 7
8 | 3 | 2009 | 2009-08-03 | 0 | 0 | 0 |  | 0 |  | 1
8 | 4 | 2009 | 2009-08-04 | 0 | 0 | 0 |  | 0 |  | 2
8 | 5 | 2009 | 2009-08-05 | 0 | 0 | 0 |  | 0 |  | 3
8 | 6 | 2009 | 2009-08-06 | 0.12 | 0.05 | 0.04 |  | 0.07 |  | 4
8 | 7 | 2009 | 2009-08-07 | 0 | 0 | 0 |  | 0 |  | 5
8 | 8 | 2009 | 2009-08-08 | 0 | 0 | 0 |  | 0 |  | 6
8 | 9 | 2009 | 2009-08-09 | 0 | 0 | 0 |  | 0 |  | 7
8 | 10 | 2009 | 2009-08-10 | 0.23 | 0.71 | 0 |  | 0.31333 |  | 1
8 | 11 | 2009 | 2009-08-11 | 0 | 0 | 0 |  | 0 |  | 2
8 | 12 | 2009 | 2009-08-12 | 0 | 0 | 0.02 |  | 0.0066667 |  | 3
8 | 13 | 2009 | 2009-08-13 | 0 | 0.31 | 0 |  | 0.10333 |  | 4
8 | 14 | 2009 | 2009-08-14 | 0 | 0 | 0 |  | 0 |  | 5
8 | 15 | 2009 | 2009-08-15 | 0 | 0 | 0 |  | 0 |  | 6
8 | 16 | 2009 | 2009-08-16 | 0 | 0 | 0 |  | 0 |  | 7
8 | 17 | 2009 | 2009-08-17 | 0 | 0 | 0 |  | 0 |  | 1
8 | 18 | 2009 | 2009-08-18 | 0 | 0.13 | 0.08 |  | 0.07 |  | 2
8 | 19 | 2009 | 2009-08-19 | 0.13 | 0.04 | 0 |  | 0.056667 |  | 3
8 | 20 | 2009 | 2009-08-20 | 0 | 0 | 0 |  | 0 |  | 4
8 | 21 | 2009 | 2009-08-21 | 0.1 | 1.04 | 1.28 |  | 0.80667 |  | 5
8 | 22 | 2009 | 2009-08-22 | 1.29 | 0.66 | 0.94 |  | 0.96333 |  | 6
8 | 23 | 2009 | 2009-08-23 | 0 | 0 | 0 |  | 0 |  | 7
8 | 24 | 2009 | 2009-08-24 | 0 | 0 | 0 |  | 0 |  | 1
8 | 25 | 2009 | 2009-08-25 | 0 | 0 | 0 |  | 0 |  | 2
8 | 26 | 2009 | 2009-08-26 | 0 | 0 | 0 |  | 0 |  | 3
8 | 27 | 2009 | 2009-08-27 | 0 | 0 | 0.03 |  | 0.01 |  | 4
8 | 28 | 2009 | 2009-08-28 | 0.13 | 1.5 | 0.04 |  | 0.55667 |  | 5
8 | 29 | 2009 | 2009-08-29 | 0.02 | 0.03 | 0.05 |  | 0.033333 | 2.33 | 6
8 | 30 | 2009 | 2009-08-30 | 0 | 0.01 | 0 |  | 0.0033333 |  | 7
8 | 31 | 2009 | 2009-08-31 | 0 | 0 | 0 |  | 0 |  | 1
9 | 1 | 2009 | 2009-09-01 | 0 | 0 | 0 |  | 0 |  | 2
9 | 2 | 2009 | 2009-09-02 | 0 | 0 | 0 |  | 0 |  | 3
9 | 3 | 2009 | 2009-09-03 | 0 | 0 | 0 |  | 0 |  | 4
9 | 4 | 2009 | 2009-09-04 | 0 | 0 | 0 |  | 0 |  | 5
9 | 5 | 2009 | 2009-09-05 | 0 | 0 | 0 |  | 0 |  | 6
9 | 6 | 2009 | 2009-09-06 | 0.43 | 0.01 | 0 |  | 0.14667 |  | 7
9 | 7 | 2009 | 2009-09-07 | 0.02 | 0.25 | 0.13 |  | 0.13333 |  | 1
9 | 8 | 2009 | 2009-09-08 | 0.07 | 0 | 0.03 |  | 0.033333 |  | 2
9 | 9 | 2009 | 2009-09-09 | 0.03 | 0 | 0.02 |  | 0.016667 |  | 3
9 | 10 | 2009 | 2009-09-10 | 0 | 0 | 0 |  | 0 |  | 4
9 | 11 | 2009 | 2009-09-11 | 0.8 | 1.71 | 0.2 |  | 0.90333 |  | 5
9 | 12 | 2009 | 2009-09-12 | 0 | 0.01 | 0 |  | 0.0033333 |  | 6
9 | 13 | 2009 | 2009-09-13 | 0 | 0 | 0 |  | 0 |  | 7
9 | 14 | 2009 | 2009-09-14 | 0 | 0 | 0 |  | 0 |  | 1
9 | 15 | 2009 | 2009-09-15 | 0.19 | 0 | 0.02 |  | 0.07 |  | 2
9 | 16 | 2009 | 2009-09-16 | 0 | 0.04 | 0 |  | 0.013333 |  | 3
9 | 17 | 2009 | 2009-09-17 | 0.01 | 0.03 | 0.16 |  | 0.066667 |  | 4
9 | 18 | 2009 | 2009-09-18 | 0 | 0 | 0 |  | 0 |  | 5
9 | 19 | 2009 | 2009-09-19 | 0 | 0 | 0 |  | 0 |  | 6
9 | 20 | 2009 | 2009-09-20 | 0 | 0 | 0 |  | 0 |  | 7
9 | 21 | 2009 | 2009-09-21 | 0 | 0 | 0 |  | 0 |  | 1
9 | 22 | 2009 | 2009-09-22 | 0 | 0 | 0 |  | 0 |  | 2
9 | 23 | 2009 | 2009-09-23 | 0 | 0 | 0 |  | 0 |  | 3
9 | 24 | 2009 | 2009-09-24 | 0.03 | 0.02 | 0 |  | 0.016667 |  | 4
9 | 25 | 2009 | 2009-09-25 | 0.02 | 0.03 | 0.13 |  | 0.06 |  | 5
9 | 26 | 2009 | 2009-09-26 | 1.4 | 0.94 | 1.03 |  | 1.1233 |  | 6
9 | 27 | 2009 | 2009-09-27 | 0.23 | 0.37 | 0.08 |  | 0.22667 |  | 7
9 | 28 | 2009 | 2009-09-28 | 0 | 0.07 | 0 |  | 0.023333 |  | 1
9 | 29 | 2009 | 2009-09-29 | 0 | 0 | 0 |  | 0 | 0.85 | 2
9 | 30 | 2009 | 2009-09-30 | 0.08 | 0 | 0.03 |  | 0.036667 |  | 3
10 | 1 | 2009 | 2009-10-01 | 0 | 0 | 0 |  | 0 |  | 4
10 | 2 | 2009 | 2009-10-02 | 0.02 | 0.08 | 0 |  | 0.033333 |  | 5
10 | 3 | 2009 | 2009-10-03 | 0 | 0 | 0 |  | 0 |  | 6
10 | 4 | 2009 | 2009-10-04 | 0 | 0 | 0 |  | 0 |  | 7
10 | 5 | 2009 | 2009-10-05 | 0 | 0 | 0 |  | 0 |  | 1
10 | 6 | 2009 | 2009-10-06 | 0 | 0 | 0 |  | 0 |  | 2
10 | 7 | 2009 | 2009-10-07 | 0 | 0.02 | 0 |  | 0.0066667 |  | 3
10 | 8 | 2009 | 2009-10-08 | 0 | 0 | 0.01 |  | 0.0033333 |  | 4
10 | 9 | 2009 | 2009-10-09 | 0.01 | 0.02 | 0.03 |  | 0.02 |  | 5
10 | 10 | 2009 | 2009-10-10 | 0 | 0 | 0 |  | 0 |  | 6
10 | 11 | 2009 | 2009-10-11 | 0 | 0 | 0 |  | 0 |  | 7
10 | 12 | 2009 | 2009-10-12 | 0 | 0 | 0 |  | 0 |  | 1
10 | 13 | 2009 | 2009-10-13 | 0 | 0 | 0 |  | 0 |  | 2
10 | 14 | 2009 | 2009-10-14 | 0.06 | 0.04 | 0.1 |  | 0.066667 |  | 3
10 | 15 | 2009 | 2009-10-15 | 0.57 | 0.5 | 0.77 |  | 0.61333 |  | 4
10 | 16 | 2009 | 2009-10-16 | 0.44 | 0.48 | 0.32 |  | 0.41333 |  | 5
10 | 17 | 2009 | 2009-10-17 | 1.2 | 1.49 | 1.01 |  | 1.2333 |  | 6
10 | 18 | 2009 | 2009-10-18 | 0.33 | 0.68 | 0.06 |  | 0.35667 |  | 7
10 | 19 | 2009 | 2009-10-19 | 0 | 0 | 0 |  | 0 |  | 1
10 | 20 | 2009 | 2009-10-20 | 0 | 0 | 0 |  | 0 |  | 2
10 | 21 | 2009 | 2009-10-21 | 0 | 0 | 0 |  | 0 |  | 3
10 | 22 | 2009 | 2009-10-22 | 0 | 0 | 0 |  | 0 |  | 4
10 | 23 | 2009 | 2009-10-23 | 0.02 | 0.04 | 0.04 |  | 0.033333 |  | 5
10 | 24 | 2009 | 2009-10-24 | 0.9 | 0.96 | 1.69 |  | 1.1833 |  | 6
10 | 25 | 2009 | 2009-10-25 | 0 | 0 | 0 |  | 0 |  | 7
10 | 26 | 2009 | 2009-10-26 | 0.02 | 0 | 0 |  | 0.0066667 |  | 1
10 | 27 | 2009 | 2009-10-27 | 1.23 | 1.06 | 0.95 |  | 1.08 |  | 2
10 | 28 | 2009 | 2009-10-28 | 0.78 | 0.84 | 0.66 |  | 0.76 |  | 3
10 | 29 | 2009 | 2009-10-29 | 0 | 0 | 0 |  | 0 |  | 4
10 | 30 | 2009 | 2009-10-30 | 0 | 0 | 0 |  | 0 | 2.85 | 5
10 | 31 | 2009 | 2009-10-31 | 0.13 | 0.03 | 0.06 |  | 0.073333 |  | 6
11 | 1 | 2009 | 2009-11-01 | 0.55 | 0.41 | 0.65 |  | 0.53667 |  | 7
11 | 2 | 2009 | 2009-11-02 | 0 | 0 | 0 |  | 0 |  | 1
11 | 3 | 2009 | 2009-11-03 | 0 | 0 | 0 |  | 0 |  | 2
11 | 4 | 2009 | 2009-11-04 | 0 | 0 | 0 |  | 0 |  | 3
11 | 5 | 2009 | 2009-11-05 | 0.01 | 0 | 0 |  | 0.0033333 |  | 4
11 | 6 | 2009 | 2009-11-06 | 0 | 0 | 0 |  | 0 |  | 5
11 | 7 | 2009 | 2009-11-07 | 0 | 0 | 0 |  | 0 |  | 6
11 | 8 | 2009 | 2009-11-08 | 0 | 0 | 0 |  | 0 |  | 7
11 | 9 | 2009 | 2009-11-09 | 0 | 0 | 0 |  | 0 |  | 1
11 | 10 | 2009 | 2009-11-10 | 0 | 0 | 0 |  | 0 |  | 2
11 | 11 | 2009 | 2009-11-11 | 0.94 | 0.67 | 0.95 |  | 0.85333 |  | 3
11 | 12 | 2009 | 2009-11-12 | 0.6 | 0.57 | 0.4 |  | 0.52333 |  | 4
11 | 13 | 2009 | 2009-11-13 | 0.33 | 0.41 | 0.34 |  | 0.36 |  | 5
11 | 14 | 2009 | 2009-11-14 | 0.02 | 0.09 | 0.04 |  | 0.05 |  | 6
11 | 15 | 2009 | 2009-11-15 | 0 | 0 | 0 |  | 0 |  | 7
11 | 16 | 2009 | 2009-11-16 | 0 | 0 | 0 |  | 0 |  | 1
11 | 17 | 2009 | 2009-11-17 | 0 | 0 | 0 |  | 0 |  | 2
11 | 18 | 2009 | 2009-11-18 | 0 | 0 | 0 |  | 0 |  | 3
11 | 19 | 2009 | 2009-11-19 | 0.57 | 0.78 | 0.33 |  | 0.56 |  | 4
11 | 20 | 2009 | 2009-11-20 | 0.01 | 0.21 | 0 |  | 0.073333 |  | 5
11 | 21 | 2009 | 2009-11-21 | 0 | 0 | 0 |  | 0 |  | 6
11 | 22 | 2009 | 2009-11-22 | 0 | 0 | 0 |  | 0 |  | 7
11 | 23 | 2009 | 2009-11-23 | 0.58 | 0.39 | 0.43 |  | 0.46667 |  | 1
11 | 24 | 2009 | 2009-11-24 | 0.3 | 0.96 | 0.14 |  | 0.46667 |  | 2
11 | 25 | 2009 | 2009-11-25 | 0.18 | 0.21 | 0.14 |  | 0.17667 |  | 3
11 | 26 | 2009 | 2009-11-26 | 0.13 | 0 | 0.03 |  | 0.053333 |  | 4
11 | 27 | 2009 | 2009-11-27 | 0.03 | 0.02 | 0 |  | 0.016667 |  | 5
11 | 28 | 2009 | 2009-11-28 | 0 | 0 | 0 |  | 0 | 1.16 | 6
11 | 29 | 2009 | 2009-11-29 | 0 | 0 | 0 |  | 0 |  | 7
11 | 30 | 2009 | 2009-11-30 | 0.18 | 0.22 | 0.26 |  | 0.22 |  | 1
12 | 1 | 2009 | 2009-12-01 | 0 | 0 | 0 |  | 0 |  | 2
12 | 2 | 2009 | 2009-12-02 | 0.48 | 0.59 | 0.43 |  | 0.5 |  | 3
12 | 3 | 2009 | 2009-12-03 | 0.29 | 0.53 | 0.14 |  | 0.32 |  | 4
12 | 4 | 2009 | 2009-12-04 | 0 | 0 | 0 |  | 0 |  | 5
12 | 5 | 2009 | 2009-12-05 | 0.68 | 0.85 | 0.58 |  | 0.70333 |  | 6
12 | 6 | 2009 | 2009-12-06 | 0 | 0 | 0 |  | 0 |  | 7
12 | 7 | 2009 | 2009-12-07 | 0 | 0 | 0 |  | 0 |  | 1
12 | 8 | 2009 | 2009-12-08 | 0.3 | 0.3 | 0.41 |  | 0.33667 |  | 2
12 | 9 | 2009 | 2009-12-09 | 1.29 | 1.41 | 0.93 |  | 1.21 |  | 3
12 | 10 | 2009 | 2009-12-10 | 0 | 0 | 0 |  | 0 |  | 4
12 | 11 | 2009 | 2009-12-11 | 0 | 0 | 0 |  | 0 |  | 5
12 | 12 | 2009 | 2009-12-12 | 0 | 0 | 0 |  | 0 |  | 6
12 | 13 | 2009 | 2009-12-13 | 0.43 | 0.67 | 0.58 |  | 0.56 |  | 7
12 | 14 | 2009 | 2009-12-14 | 0 | 0 | 0 |  | 0 |  | 1
12 | 15 | 2009 | 2009-12-15 | 0 | 0 | 0 |  | 0 |  | 2
12 | 16 | 2009 | 2009-12-16 | 0 | 0 | 0 |  | 0 |  | 3
12 | 17 | 2009 | 2009-12-17 | 0 | 0 | 0 |  | 0 |  | 4
12 | 18 | 2009 | 2009-12-18 | 0.11 | 0.03 | 0.17 |  | 0.10333 |  | 5
12 | 19 | 2009 | 2009-12-19 | 1.34 | 1.54 | 1.34 |  | 1.4067 |  | 6
12 | 20 | 2009 | 2009-12-20 | 0 | 0 | 0 |  | 0 |  | 7
12 | 21 | 2009 | 2009-12-21 | 0 | 0 | 0 |  | 0 |  | 1
12 | 22 | 2009 | 2009-12-22 | 0 | 0 | 0 |  | 0 |  | 2
12 | 23 | 2009 | 2009-12-23 | 0 | 0 | 0 |  | 0 |  | 3
12 | 24 | 2009 | 2009-12-24 | 0 | 0 | 0 |  | 0 |  | 4
12 | 25 | 2009 | 2009-12-25 | 0.58 | 0.73 | 0.6 |  | 0.63667 |  | 5
12 | 26 | 2009 | 2009-12-26 | 0.86 | 1.02 | 0.43 |  | 0.77 |  | 6
12 | 27 | 2009 | 2009-12-27 | 0 | 0 | 0 |  | 0 |  | 7
12 | 28 | 2009 | 2009-12-28 | 0 | 0 | 0 |  | 0 |  | 1
12 | 29 | 2009 | 2009-12-29 | 0 | 0 | 0 |  | 0 | 5.04 | 2
12 | 30 | 2009 | 2009-12-30 | 0 | 0 | 0 |  | 0 |  | 3
12 | 31 | 2009 | 2009-12-31 | 0.43 | 0.39 | 0.37 |  | 0.39667 |  | 4
1 | 1 | 2010 | 2010-01-01 | 0 | 0.03 | 0 |  | 0.01 |  | 5
1 | 2 | 2010 | 2010-01-02 | 0 | 0 | 0 |  | 0 |  | 6
1 | 3 | 2010 | 2010-01-03 | 0 | 0 | 0 |  | 0 |  | 7
1 | 4 | 2010 | 2010-01-04 | 0 | 0 | 0 |  | 0 |  | 1
1 | 5 | 2010 | 2010-01-05 | 0 | 0 | 0 |  | 0 |  | 2
1 | 6 | 2010 | 2010-01-06 | 0 | 0 | 0 |  | 0 |  | 3
1 | 7 | 2010 | 2010-01-07 | 0 | 0.01 | 0.01 |  | 0.0066667 |  | 4
1 | 8 | 2010 | 2010-01-08 | 0.03 | 0.07 | 0.05 |  | 0.05 |  | 5
1 | 9 | 2010 | 2010-01-09 | 0 | 0 | 0 |  | 0 |  | 6
1 | 10 | 2010 | 2010-01-10 | 0 | 0 | 0 |  | 0 |  | 7
1 | 11 | 2010 | 2010-01-11 | 0 | 0 | 0 |  | 0 |  | 1
1 | 12 | 2010 | 2010-01-12 | 0 | 0 | 0 |  | 0 |  | 2
1 | 13 | 2010 | 2010-01-13 | 0 | 0 | 0 |  | 0 |  | 3
1 | 14 | 2010 | 2010-01-14 | 0 | 0 | 0 |  | 0 |  | 4
1 | 15 | 2010 | 2010-01-15 | 0 | 0 | 0 |  | 0 |  | 5
1 | 16 | 2010 | 2010-01-16 | 0 | 0 | 0 |  | 0 |  | 6
1 | 17 | 2010 | 2010-01-17 | 0.68 | 0.75 | 0.63 |  | 0.68667 |  | 7
1 | 18 | 2010 | 2010-01-18 | 0 | 0 | 0 |  | 0 |  | 1
1 | 19 | 2010 | 2010-01-19 | 0 | 0 | 0 |  | 0 |  | 2
1 | 20 | 2010 | 2010-01-20 | 0.03 | 0.07 | 0.06 |  | 0.053333 |  | 3
1 | 21 | 2010 | 2010-01-21 | 0.08 | 0.07 | 0.17 |  | 0.10667 |  | 4
1 | 22 | 2010 | 2010-01-22 | 0.03 | 0.06 | 0.2 |  | 0.096667 |  | 5
1 | 23 | 2010 | 2010-01-23 | 0 | 0 | 0 |  | 0 |  | 6
1 | 24 | 2010 | 2010-01-24 | 0.1 | 0.41 | 0.18 |  | 0.23 |  | 7
1 | 25 | 2010 | 2010-01-25 | 0.28 | 0.53 | 0.44 |  | 0.41667 |  | 1
1 | 26 | 2010 | 2010-01-26 | 0 | 0 | 0 |  | 0 |  | 2
1 | 27 | 2010 | 2010-01-27 | 0 | 0 | 0 |  | 0 |  | 3
1 | 28 | 2010 | 2010-01-28 | 0 | 0 | 0 |  | 0 | 3.28 | 4
1 | 29 | 2010 | 2010-01-29 | 0 | 0 | 0 |  | 0 |  | 5
1 | 30 | 2010 | 2010-01-30 | 0.33 | 0.24 | 0.27 |  | 0.28 |  | 6
1 | 31 | 2010 | 2010-01-31 | 0 | 0 | 0 |  | 0 |  | 7
2 | 1 | 2010 | 2010-02-01 | 0 | 0 | 0 |  | 0 |  | 1
2 | 2 | 2010 | 2010-02-02 | 0.2 | 0.25 | 0.28 |  | 0.24333 |  | 2
2 | 3 | 2010 | 2010-02-03 | 0.06 | 0.08 | 0.02 |  | 0.053333 |  | 3
2 | 4 | 2010 | 2010-02-04 | 0 | 0 | 0 |  | 0 |  | 4
2 | 5 | 2010 | 2010-02-05 | 0.77 | 0.97 | 1.47 |  | 1.07 |  | 5
2 | 6 | 2010 | 2010-02-06 | 0.73 | 1.58 | 1.98 |  | 1.43 |  | 6
2 | 7 | 2010 | 2010-02-07 | 0 | 0 | 0 |  | 0 |  | 7
2 | 8 | 2010 | 2010-02-08 | 0 | 0 | 0 |  | 0 |  | 1
2 | 9 | 2010 | 2010-02-09 | 0.38 | 0.39 | 0.3 |  | 0.35667 |  | 2
2 | 10 | 2010 | 2010-02-10 | 0.25 | 0.55 | 0.42 |  | 0.40667 |  | 3
2 | 11 | 2010 | 2010-02-11 | 0 | 0 | 0 |  | 0 |  | 4
2 | 12 | 2010 | 2010-02-12 | 0 | 0 | 0 |  | 0 |  | 5
2 | 13 | 2010 | 2010-02-13 | 0 | 0 | 0 |  | 0 |  | 6
2 | 14 | 2010 | 2010-02-14 | 0 | 0 | 0 |  | 0 |  | 7
2 | 15 | 2010 | 2010-02-15 | 0.04 | 0.03 | 0.06 |  | 0.043333 |  | 1
2 | 16 | 2010 | 2010-02-16 | 0 | 0 | 0 |  | 0 |  | 2
2 | 17 | 2010 | 2010-02-17 | 0 | 0 | 0 |  | 0 |  | 3
2 | 18 | 2010 | 2010-02-18 | 0 | 0 | 0 |  | 0 |  | 4
2 | 19 | 2010 | 2010-02-19 | 0 | 0 | 0 |  | 0 |  | 5
2 | 20 | 2010 | 2010-02-20 | 0 | 0 | 0 |  | 0 |  | 6
2 | 21 | 2010 | 2010-02-21 | 0 | 0 | 0 |  | 0 |  | 7
2 | 22 | 2010 | 2010-02-22 | 0.27 | 0.28 | 0.09 |  | 0.21333 |  | 1
2 | 23 | 2010 | 2010-02-23 | 0 | 0 | 0 |  | 0 |  | 2
2 | 24 | 2010 | 2010-02-24 | 0 | 0 | 0 |  | 0 |  | 3
2 | 25 | 2010 | 2010-02-25 | 0.01 | 0.01 | 0.01 |  | 0.01 |  | 4
2 | 26 | 2010 | 2010-02-26 | 0 | 0.01 | 0 |  | 0.0033333 |  | 5
2 | 27 | 2010 | 2010-02-27 | 0.01 | 0 | 0 |  | 0.0033333 |  | 6
2 | 28 | 2010 | 2010-02-28 | 0 | 0 | 0 |  | 0 | 2.64 | 7
3 | 1 | 2010 | 2010-03-01 | 0 | 0 | 0 |  | 0 |  | 1
3 | 2 | 2010 | 2010-03-02 | 0.06 | 0.1 | 0.06 |  | 0.073333 |  | 2
3 | 3 | 2010 | 2010-03-03 | 0 | 0 | 0 |  | 0 |  | 3
3 | 4 | 2010 | 2010-03-04 | 0 | 0 | 0 |  | 0 |  | 4
3 | 5 | 2010 | 2010-03-05 | 0 | 0 | 0 |  | 0 |  | 5
3 | 6 | 2010 | 2010-03-06 | 0 | 0 | 0 |  | 0 |  | 6
3 | 7 | 2010 | 2010-03-07 | 0 | 0 | 0 |  | 0 |  | 7
3 | 8 | 2010 | 2010-03-08 | 0 | 0 | 0 |  | 0 |  | 1
3 | 9 | 2010 | 2010-03-09 | 0 | 0 | 0 |  | 0 |  | 2
3 | 10 | 2010 | 2010-03-10 | 0 | 0 | 0 |  | 0 |  | 3
3 | 11 | 2010 | 2010-03-11 | 0 | 0 | 0.01 |  | 0.0033333 |  | 4
3 | 12 | 2010 | 2010-03-12 | 0.61 | 0.98 | 0.6 |  | 0.73 |  | 5
3 | 13 | 2010 | 2010-03-13 | 0.6 | 2.31 | 0.26 |  | 1.0567 |  | 6
3 | 14 | 2010 | 2010-03-14 | 0.31 | 0.32 | 0.49 |  | 0.37333 |  | 7
3 | 15 | 2010 | 2010-03-15 | 0.05 | 0.08 | 0.01 |  | 0.046667 |  | 1
3 | 16 | 2010 | 2010-03-16 | 0 | 0 | 0 |  | 0 |  | 2
3 | 17 | 2010 | 2010-03-17 | 0 | 0 | 0 |  | 0 |  | 3
3 | 18 | 2010 | 2010-03-18 | 0 | 0 | 0 |  | 0 |  | 4
3 | 19 | 2010 | 2010-03-19 | 0 | 0 | 0 |  | 0 |  | 5
3 | 20 | 2010 | 2010-03-20 | 0 | 0 | 0 |  | 0 |  | 6
3 | 21 | 2010 | 2010-03-21 | 0 | 0 | 0 |  | 0 |  | 7
3 | 22 | 2010 | 2010-03-22 | 0.53 | 0.5 | 0.44 |  | 0.49 |  | 1
3 | 23 | 2010 | 2010-03-23 | 0.01 | 0 | 0.01 |  | 0.0066667 |  | 2
3 | 24 | 2010 | 2010-03-24 | 0 | 0 | 0 |  | 0 |  | 3
3 | 25 | 2010 | 2010-03-25 | 0.02 | 0.05 | 0.07 |  | 0.046667 |  | 4
3 | 26 | 2010 | 2010-03-26 | 0.32 | 0.24 | 0.17 |  | 0.24333 |  | 5
3 | 27 | 2010 | 2010-03-27 | 0 | 0 | 0 |  | 0 |  | 6
3 | 28 | 2010 | 2010-03-28 | 0.8 | 0.54 | 0.78 |  | 0.70667 |  | 7
3 | 29 | 2010 | 2010-03-29 | 0.22 | 0.23 | 0.38 |  | 0.27667 |  | 1
3 | 30 | 2010 | 2010-03-30 | 0.02 | 0.18 | 0.08 |  | 0.093333 | 1.68 | 2
3 | 31 | 2010 | 2010-03-31 | 0 | 0 | 0 |  | 0 |  | 3
4 | 1 | 2010 | 2010-04-01 | 0 | 0 | 0 |  | 0 |  | 4
4 | 2 | 2010 | 2010-04-02 | 0 | 0 | 0 |  | 0 |  | 5
4 | 3 | 2010 | 2010-04-03 | 0 | 0 | 0 |  | 0 |  | 6
4 | 4 | 2010 | 2010-04-04 | 0 | 0 | 0 |  | 0 |  | 7
4 | 5 | 2010 | 2010-04-05 | 0 | 0 | 0 |  | 0 |  | 1
4 | 6 | 2010 | 2010-04-06 | 0 | 0 | 0 |  | 0 |  | 2
4 | 7 | 2010 | 2010-04-07 | 0 | 0 | 0 |  | 0 |  | 3
4 | 8 | 2010 | 2010-04-08 | 0.62 | 0.61 | 0.34 |  | 0.52333 |  | 4
4 | 9 | 2010 | 2010-04-09 | 0.07 | 0.07 | 0 |  | 0.046667 |  | 5
4 | 10 | 2010 | 2010-04-10 | 0 | 0 | 0 |  | 0 |  | 6
4 | 11 | 2010 | 2010-04-11 | 0 | 0 | 0 |  | 0 |  | 7
4 | 12 | 2010 | 2010-04-12 | 0 | 0 | 0 |  | 0 |  | 1
4 | 13 | 2010 | 2010-04-13 | 0.12 | 0.08 | 0.16 |  | 0.12 |  | 2
4 | 14 | 2010 | 2010-04-14 | 0 | 0 | 0 |  | 0 |  | 3
4 | 15 | 2010 | 2010-04-15 | 0 | 0 | 0 |  | 0 |  | 4
4 | 16 | 2010 | 2010-04-16 | 0 | 0 | 0 |  | 0 |  | 5
4 | 17 | 2010 | 2010-04-17 | 0 | 0 | 0 |  | 0 |  | 6
4 | 18 | 2010 | 2010-04-18 | 0 | 0 | 0 |  | 0 |  | 7
4 | 19 | 2010 | 2010-04-19 | 0 | 0 | 0 |  | 0 |  | 1
4 | 20 | 2010 | 2010-04-20 | 0 | 0 | 0 |  | 0 |  | 2
4 | 21 | 2010 | 2010-04-21 | 0.22 | 0.35 | 0.16 |  | 0.24333 |  | 3
4 | 22 | 2010 | 2010-04-22 | 0 | 0 | 0 |  | 0 |  | 4
4 | 23 | 2010 | 2010-04-23 | 0 | 0 | 0 |  | 0 |  | 5
4 | 24 | 2010 | 2010-04-24 | 0.05 | 0.02 | 0.03 |  | 0.033333 |  | 6
4 | 25 | 2010 | 2010-04-25 | 0.12 | 0.99 | 0.09 |  | 0.4 |  | 7
4 | 26 | 2010 | 2010-04-26 | 0.3 | 0.08 | 0.51 |  | 0.29667 |  | 1
4 | 27 | 2010 | 2010-04-27 | 0 | 0 | 0 |  | 0 |  | 2
4 | 28 | 2010 | 2010-04-28 | 0 | 0 | 0 |  | 0 |  | 3
4 | 29 | 2010 | 2010-04-29 | 0 | 0 | 0 |  | 0 |  | 4
4 | 30 | 2010 | 2010-04-30 | 0 | 0 | 0 |  | 0 | 3.86 | 5
5 | 1 | 2010 | 2010-05-01 | 0 | 0 | 0 |  | 0 |  | 6
5 | 2 | 2010 | 2010-05-02 | 0 | 0 | 0.01 |  | 0.0033333 |  | 7
5 | 3 | 2010 | 2010-05-03 | 0.23 | 0.22 | 0.55 |  | 0.33333 |  | 1
5 | 4 | 2010 | 2010-05-04 | 0 | 0 | 0 |  | 0 |  | 2
5 | 5 | 2010 | 2010-05-05 | 0 | 0 | 0 |  | 0 |  | 3
5 | 6 | 2010 | 2010-05-06 | 0 | 0 | 0 |  | 0 |  | 4
5 | 7 | 2010 | 2010-05-07 | 0 | 0 | 0 |  | 0 |  | 5
5 | 8 | 2010 | 2010-05-08 | 0 | 0 | 0 |  | 0 |  | 6
5 | 9 | 2010 | 2010-05-09 | 0 | 0 | 0 |  | 0 |  | 7
5 | 10 | 2010 | 2010-05-10 | 0 | 0 | 0 |  | 0 |  | 1
5 | 11 | 2010 | 2010-05-11 | 0.11 | 0.28 | 0.09 |  | 0.16 |  | 2
5 | 12 | 2010 | 2010-05-12 | 0 | 0.37 | 0.05 |  | 0.14 |  | 3
5 | 13 | 2010 | 2010-05-13 | 0 | 0 | 0 |  | 0 |  | 4
5 | 14 | 2010 | 2010-05-14 | 0.14 | 0 | 0.07 |  | 0.07 |  | 5
5 | 15 | 2010 | 2010-05-15 | 0 | 0 | 0 |  | 0 |  | 6
5 | 16 | 2010 | 2010-05-16 | 0 | 0 | 0 |  | 0 |  | 7
5 | 17 | 2010 | 2010-05-17 | 0.49 | 0.29 | 0.53 |  | 0.43667 |  | 1
5 | 18 | 2010 | 2010-05-18 | 0.14 | 0.37 | 0.01 |  | 0.17333 |  | 2
5 | 19 | 2010 | 2010-05-19 | 0 | 0 | 0 |  | 0 |  | 3
5 | 20 | 2010 | 2010-05-20 | 0 | 0 | 0 |  | 0 |  | 4
5 | 21 | 2010 | 2010-05-21 | 0 | 0 | 0 |  | 0 |  | 5
5 | 22 | 2010 | 2010-05-22 | 0.06 | 0.02 | 0.61 |  | 0.23 |  | 6
5 | 23 | 2010 | 2010-05-23 | 0.64 | 0.42 | 2.4 |  | 1.1533 |  | 7
5 | 24 | 2010 | 2010-05-24 | 0 | 0.04 | 0.01 |  | 0.016667 |  | 1
5 | 25 | 2010 | 2010-05-25 | 0 | 0 | 0 |  | 0 |  | 2
5 | 26 | 2010 | 2010-05-26 | 0 | 0 | 0 |  | 0 |  | 3
5 | 27 | 2010 | 2010-05-27 | 0.26 | 1.02 | 1.09 |  | 0.79 |  | 4
5 | 28 | 2010 | 2010-05-28 | 0.33 | 0.45 | 0 |  | 0.26 |  | 5
5 | 29 | 2010 | 2010-05-29 | 0 | 0.01 | 0 |  | 0.0033333 |  | 6
5 | 30 | 2010 | 2010-05-30 | 0 | 0 | 0 |  | 0 |  | 7
5 | 31 | 2010 | 2010-05-31 | 0 | 0 | 0 |  | 0 | 1.11 | 1
6 | 1 | 2010 | 2010-06-01 | 0.06 | 0.57 | 0 |  | 0.21 |  | 2
6 | 2 | 2010 | 2010-06-02 | 0 | 0 | 0 |  | 0 |  | 3
6 | 3 | 2010 | 2010-06-03 | 0.33 | 0.23 | 0.07 |  | 0.21 |  | 4
6 | 4 | 2010 | 2010-06-04 | 0 | 0 | 0.01 |  | 0.0033333 |  | 5
6 | 5 | 2010 | 2010-06-05 | 0 | 0 | 0 |  | 0 |  | 6
6 | 6 | 2010 | 2010-06-06 | 0.03 | 0.06 | 0 |  | 0.03 |  | 7
6 | 7 | 2010 | 2010-06-07 | 0 | 0 | 0 |  | 0 |  | 1
6 | 8 | 2010 | 2010-06-08 | 0 | 0 | 0 |  | 0 |  | 2
6 | 9 | 2010 | 2010-06-09 | 0.06 | 0.11 | 0.06 |  | 0.076667 |  | 3
6 | 10 | 2010 | 2010-06-10 | 0.05 | 0.02 | 0 |  | 0.023333 |  | 4
6 | 11 | 2010 | 2010-06-11 | 0 | 0 | 0 |  | 0 |  | 5
6 | 12 | 2010 | 2010-06-12 | 0 | 0 | 0 |  | 0 |  | 6
6 | 13 | 2010 | 2010-06-13 | 0 | 0 | 0 |  | 0 |  | 7
6 | 14 | 2010 | 2010-06-14 | 0.27 | 0 | 0.3 |  | 0.19 |  | 1
6 | 15 | 2010 | 2010-06-15 | 0.01 | 0 | 0 |  | 0.0033333 |  | 2
6 | 16 | 2010 | 2010-06-16 | 0.02 | 0.05 | 0.09 |  | 0.053333 |  | 3
6 | 17 | 2010 | 2010-06-17 | 0 | 0 | 0 |  | 0 |  | 4
6 | 18 | 2010 | 2010-06-18 | 0 | 0 | 0 |  | 0 |  | 5
6 | 19 | 2010 | 2010-06-19 | 0 | 0 | 0 |  | 0 |  | 6
6 | 20 | 2010 | 2010-06-20 | 0 | 0 | 0 |  | 0 |  | 7
6 | 21 | 2010 | 2010-06-21 | 0 | 0 | 0 |  | 0 |  | 1
6 | 22 | 2010 | 2010-06-22 | 0.25 | 0 | 0 |  | 0.083333 |  | 2
6 | 23 | 2010 | 2010-06-23 | 0 | 0 | 0 |  | 0 |  | 3
6 | 24 | 2010 | 2010-06-24 | 0 | 0 | 0 |  | 0 |  | 4
6 | 25 | 2010 | 2010-06-25 | 0 | 0 | 0 |  | 0 |  | 5
6 | 26 | 2010 | 2010-06-26 | 0 | 0 | 0 |  | 0 |  | 6
6 | 27 | 2010 | 2010-06-27 | 0 | 0 | 0.06 |  | 0.02 |  | 7
6 | 28 | 2010 | 2010-06-28 | 0.79 | 0.51 | 0.7 |  | 0.66667 |  | 1
6 | 29 | 2010 | 2010-06-29 | 0 | 0 | 0 |  | 0 |  | 2
6 | 30 | 2010 | 2010-06-30 | 0 | 0 | 0 |  | 0 | 1.9 | 3
7 | 1 | 2010 | 2010-07-01 | 0 | 0 | 0 |  | 0 |  | 4
7 | 2 | 2010 | 2010-07-02 | 0 | 0 | 0 |  | 0 |  | 5
7 | 3 | 2010 | 2010-07-03 | 0 | 0 | 0 |  | 0 |  | 6
7 | 4 | 2010 | 2010-07-04 | 0 | 0 | 0 |  | 0 |  | 7
7 | 5 | 2010 | 2010-07-05 | 0 | 0 | 0 |  | 0 |  | 1
7 | 6 | 2010 | 2010-07-06 | 0 | 0 | 0 |  | 0 |  | 2
7 | 7 | 2010 | 2010-07-07 | 0 | 0 | 0 |  | 0 |  | 3
7 | 8 | 2010 | 2010-07-08 | 0 | 0 | 0 |  | 0 |  | 4
7 | 9 | 2010 | 2010-07-09 | 0.02 | 0 | 0 |  | 0.0066667 |  | 5
7 | 10 | 2010 | 2010-07-10 | 1.17 | 0.43 | 0.61 |  | 0.73667 |  | 6
7 | 11 | 2010 | 2010-07-11 | 0 | 0 | 0 |  | 0 |  | 7
7 | 12 | 2010 | 2010-07-12 | 0.4 | 0.98 | 0.41 |  | 0.59667 |  | 1
7 | 13 | 2010 | 2010-07-13 | 1.86 | 0.67 | 0.75 |  | 1.0933 |  | 2
7 | 14 | 2010 | 2010-07-14 | 0.34 | 0.75 | 0.02 |  | 0.37 |  | 3
7 | 15 | 2010 | 2010-07-15 | 0 | 0 | 0 |  | 0 |  | 4
7 | 16 | 2010 | 2010-07-16 | 0.01 | 0 | 0.3 |  | 0.10333 |  | 5
7 | 17 | 2010 | 2010-07-17 | 0 | 0.22 | 0 |  | 0.073333 |  | 6
7 | 18 | 2010 | 2010-07-18 | 0 | 0.48 | 0.56 |  | 0.34667 |  | 7
7 | 19 | 2010 | 2010-07-19 | 0.03 | 0 | 0.52 |  | 0.18333 |  | 1
7 | 20 | 2010 | 2010-07-20 | 0 | 0.01 | 0 |  | 0.0033333 |  | 2
7 | 21 | 2010 | 2010-07-21 | 0 | 0 | 0 |  | 0 |  | 3
7 | 22 | 2010 | 2010-07-22 | 0 | 0 | 0 |  | 0 |  | 4
7 | 23 | 2010 | 2010-07-23 | 0 | 0 | 0 |  | 0 |  | 5
7 | 24 | 2010 | 2010-07-24 | 0 | 0 | 0 |  | 0 |  | 6
7 | 25 | 2010 | 2010-07-25 | 0.64 | 0.41 | 0.46 |  | 0.50333 |  | 7
7 | 26 | 2010 | 2010-07-26 | 0 | 0 | 0 |  | 0 |  | 1
7 | 27 | 2010 | 2010-07-27 | 0 | 0 | 0 |  | 0 |  | 2
7 | 28 | 2010 | 2010-07-28 | 0 | 0 | 0 |  | 0 |  | 3
7 | 29 | 2010 | 2010-07-29 | 0.7 | 0.41 | 0.46 |  | 0.52333 |  | 4
7 | 30 | 2010 | 2010-07-30 | 0 | 0 | 0 |  | 0 |  | 5
7 | 31 | 2010 | 2010-07-31 | 0 | 0 | 0.08 |  | 0.026667 | 2.59 | 6
8 | 1 | 2010 | 2010-08-01 | 0.05 | 0.01 | 0.01 |  | 0.023333 |  | 7
8 | 2 | 2010 | 2010-08-02 | 0 | 0 | 0.04 |  | 0.013333 |  | 1
8 | 3 | 2010 | 2010-08-03 | 0 | 0 | 0 |  | 0 |  | 2
8 | 4 | 2010 | 2010-08-04 | 0.08 | 0.59 | 0 |  | 0.22333 |  | 3
8 | 5 | 2010 | 2010-08-05 | 0.47 | 0.02 | 1.03 |  | 0.50667 |  | 4
8 | 6 | 2010 | 2010-08-06 | 0 | 0 | 0 |  | 0 |  | 5
8 | 7 | 2010 | 2010-08-07 | 0 | 0 | 0 |  | 0 |  | 6
8 | 8 | 2010 | 2010-08-08 | 0 | 0 | 0 |  | 0 |  | 7
8 | 9 | 2010 | 2010-08-09 | 0 | 0 | 0 |  | 0 |  | 1
8 | 10 | 2010 | 2010-08-10 | 0 | 0 | 0 |  | 0 |  | 2
8 | 11 | 2010 | 2010-08-11 | 0 | 0 | 0 |  | 0 |  | 3
8 | 12 | 2010 | 2010-08-12 | 0.98 | 2.36 | 1.66 |  | 1.6667 |  | 4
8 | 13 | 2010 | 2010-08-13 | 0.18 | 0.13 | 0.07 |  | 0.12667 |  | 5
8 | 14 | 2010 | 2010-08-14 | 0 | 0 | 0 |  | 0 |  | 6
8 | 15 | 2010 | 2010-08-15 | 0.16 | 0.35 | 0.21 |  | 0.24 |  | 7
8 | 16 | 2010 | 2010-08-16 | 0 | 0 | 0 |  | 0 |  | 1
8 | 17 | 2010 | 2010-08-17 | 0 | 0 | 0 |  | 0 |  | 2
8 | 18 | 2010 | 2010-08-18 | 0.52 | 0.89 | 1.39 |  | 0.93333 |  | 3
8 | 19 | 2010 | 2010-08-19 | 0 | 0 | 0 |  | 0 |  | 4
8 | 20 | 2010 | 2010-08-20 | 0 | 0 | 0 |  | 0 |  | 5
8 | 21 | 2010 | 2010-08-21 | 0 | 0 | 0 |  | 0 |  | 6
8 | 22 | 2010 | 2010-08-22 | 0.15 | 0.3 | 0 |  | 0.15 |  | 7
8 | 23 | 2010 | 2010-08-23 | 0 | 0.09 | 0.01 |  | 0.033333 |  | 1
8 | 24 | 2010 | 2010-08-24 | 0 | 0 | 0 |  | 0 |  | 2
8 | 25 | 2010 | 2010-08-25 | 0 | 0 | 0 |  | 0 |  | 3
8 | 26 | 2010 | 2010-08-26 | 0 | 0 | 0 |  | 0 |  | 4
8 | 27 | 2010 | 2010-08-27 | 0 | 0 | 0 |  | 0 |  | 5
8 | 28 | 2010 | 2010-08-28 | 0 | 0 | 0 |  | 0 |  | 6
8 | 29 | 2010 | 2010-08-29 | 0 | 0 | 0 |  | 0 |  | 7
8 | 30 | 2010 | 2010-08-30 | 0 | 0 | 0 |  | 0 | 2.56 | 1
8 | 31 | 2010 | 2010-08-31 | 0 | 0 | 0 |  | 0 |  | 2
9 | 1 | 2010 | 2010-09-01 | 0 | 0 | 0 |  | 0 |  | 3
9 | 2 | 2010 | 2010-09-02 | 0 | 0 | 0 |  | 0 |  | 4
9 | 3 | 2010 | 2010-09-03 | 0 | 0 | 0 |  | 0 |  | 5
9 | 4 | 2010 | 2010-09-04 | 0 | 0 | 0 |  | 0 |  | 6
9 | 5 | 2010 | 2010-09-05 | 0 | 0 | 0 |  | 0 |  | 7
9 | 6 | 2010 | 2010-09-06 | 0 | 0 | 0 |  | 0 |  | 1
9 | 7 | 2010 | 2010-09-07 | 0 | 0 | 0 |  | 0 |  | 2
9 | 8 | 2010 | 2010-09-08 | 0 | 0 | 0 |  | 0 |  | 3
9 | 9 | 2010 | 2010-09-09 | 0 | 0 | 0 |  | 0 |  | 4
9 | 10 | 2010 | 2010-09-10 | 0 | 0 | 0 |  | 0 |  | 5
9 | 11 | 2010 | 2010-09-11 | 0 | 0 | 0 |  | 0 |  | 6
9 | 12 | 2010 | 2010-09-12 | 0.67 | 0.83 | 0.46 |  | 0.65333 |  | 7
9 | 13 | 2010 | 2010-09-13 | 0 | 0 | 0 |  | 0 |  | 1
9 | 14 | 2010 | 2010-09-14 | 0 | 0 | 0 |  | 0 |  | 2
9 | 15 | 2010 | 2010-09-15 | 0 | 0 | 0 |  | 0 |  | 3
9 | 16 | 2010 | 2010-09-16 | 0.03 | 0.06 | 0.08 |  | 0.056667 |  | 4
9 | 17 | 2010 | 2010-09-17 | 0.01 | 0.07 | 0.01 |  | 0.03 |  | 5
9 | 18 | 2010 | 2010-09-18 | 0 | 0 | 0 |  | 0 |  | 6
9 | 19 | 2010 | 2010-09-19 | 0 | 0 | 0 |  | 0 |  | 7
9 | 20 | 2010 | 2010-09-20 | 0 | 0 | 0 |  | 0 |  | 1
9 | 21 | 2010 | 2010-09-21 | 0 | 0 | 0 |  | 0 |  | 2
9 | 22 | 2010 | 2010-09-22 | 0 | 0 | 0 |  | 0 |  | 3
9 | 23 | 2010 | 2010-09-23 | 0 | 0 | 0 |  | 0 |  | 4
9 | 24 | 2010 | 2010-09-24 | 0 | 0 | 0 |  | 0 |  | 5
9 | 25 | 2010 | 2010-09-25 | 0 | 0 | 0 |  | 0 |  | 6
9 | 26 | 2010 | 2010-09-26 | 0.1 | 0.15 | 0.05 |  | 0.1 |  | 7
9 | 27 | 2010 | 2010-09-27 | 0.2 | 1.03 | 0.13 |  | 0.45333 |  | 1
9 | 28 | 2010 | 2010-09-28 | 0 | 0.03 | 0.39 |  | 0.14 |  | 2
9 | 29 | 2010 | 2010-09-29 | 0.35 | 0.07 | 0.3 |  | 0.24 |  | 3
9 | 30 | 2010 | 2010-09-30 | 4.66 | 6.02 | 4.74 |  | 5.14 | 0.65 | 4
10 | 1 | 2010 | 2010-10-01 | 0.03 | 0.02 | 0.01 |  | 0.02 |  | 5
10 | 2 | 2010 | 2010-10-02 | 0 | 0 | 0 |  | 0 |  | 6
10 | 3 | 2010 | 2010-10-03 | 0.4 | 0.26 | 0.29 |  | 0.31667 |  | 7
10 | 4 | 2010 | 2010-10-04 | 0.38 | 0.62 | 0.34 |  | 0.44667 |  | 1
10 | 5 | 2010 | 2010-10-05 | 0 | 0 | 0 |  | 0 |  | 2
10 | 6 | 2010 | 2010-10-06 | 0.03 | 0.02 | 0.03 |  | 0.026667 |  | 3
10 | 7 | 2010 | 2010-10-07 | 0 | 0 | 0 |  | 0 |  | 4
10 | 8 | 2010 | 2010-10-08 | 0 | 0 | 0 |  | 0 |  | 5
10 | 9 | 2010 | 2010-10-09 | 0 | 0 | 0 |  | 0 |  | 6
10 | 10 | 2010 | 2010-10-10 | 0 | 0 | 0 |  | 0 |  | 7
10 | 11 | 2010 | 2010-10-11 | 0 | 0 | 0 |  | 0 |  | 1
10 | 12 | 2010 | 2010-10-12 | 0 | 0 | 0 |  | 0 |  | 2
10 | 13 | 2010 | 2010-10-13 | 0 | 0 | 0 |  | 0 |  | 3
10 | 14 | 2010 | 2010-10-14 | 1.26 | 0.86 | 0.96 |  | 1.0267 |  | 4
10 | 15 | 2010 | 2010-10-15 | 0 | 0 | 0 |  | 0 |  | 5
10 | 16 | 2010 | 2010-10-16 | 0 | 0 | 0 |  | 0 |  | 6
10 | 17 | 2010 | 2010-10-17 | 0 | 0 | 0 |  | 0 |  | 7
10 | 18 | 2010 | 2010-10-18 | 0.01 | 0 | 0 |  | 0.0033333 |  | 1
10 | 19 | 2010 | 2010-10-19 | 0 | 0.3 | 0 |  | 0.1 |  | 2
10 | 20 | 2010 | 2010-10-20 | 0.02 | 0 | 0 |  | 0.0066667 |  | 3
10 | 21 | 2010 | 2010-10-21 | 0 | 0 | 0 |  | 0 |  | 4
10 | 22 | 2010 | 2010-10-22 | 0 | 0 | 0 |  | 0 |  | 5
10 | 23 | 2010 | 2010-10-23 | 0 | 0 | 0 |  | 0 |  | 6
10 | 24 | 2010 | 2010-10-24 | 0 | 0 | 0 |  | 0 |  | 7
10 | 25 | 2010 | 2010-10-25 | 0 | 0 | 0 |  | 0 |  | 1
10 | 26 | 2010 | 2010-10-26 | 0 | 0 | 0 |  | 0 |  | 2
10 | 27 | 2010 | 2010-10-27 | 1.27 | 0.87 | 0.75 |  | 0.96333 |  | 3
10 | 28 | 2010 | 2010-10-28 | 0 | 0 | 0 |  | 0 |  | 4
10 | 29 | 2010 | 2010-10-29 | 0 | 0 | 0 |  | 0 |  | 5
10 | 30 | 2010 | 2010-10-30 | 0 | 0 | 0 |  | 0 |  | 6
10 | 31 | 2010 | 2010-10-31 | 0 | 0 | 0 |  | 0 | 0.38 | 7
11 | 1 | 2010 | 2010-11-01 | 0 | 0 | 0 |  | 0 |  | 1
11 | 2 | 2010 | 2010-11-02 | 0 | 0 | 0 |  | 0 |  | 2
11 | 3 | 2010 | 2010-11-03 | 0.13 | 0.07 | 0.13 |  | 0.11 |  | 3
11 | 4 | 2010 | 2010-11-04 | 1.31 | 1.15 | 1.05 |  | 1.17 |  | 4
11 | 5 | 2010 | 2010-11-05 | 0 | 0 | 0 |  | 0 |  | 5
11 | 6 | 2010 | 2010-11-06 | 0 | 0 | 0 |  | 0 |  | 6
11 | 7 | 2010 | 2010-11-07 | 0 | 0 | 0 |  | 0 |  | 7
11 | 8 | 2010 | 2010-11-08 | 0 | 0 | 0 |  | 0 |  | 1
11 | 9 | 2010 | 2010-11-09 | 0 | 0 | 0 |  | 0 |  | 2
11 | 10 | 2010 | 2010-11-10 | 0 | 0 | 0 |  | 0 |  | 3
11 | 11 | 2010 | 2010-11-11 | 0 | 0 | 0 |  | 0 |  | 4
11 | 12 | 2010 | 2010-11-12 | 0 | 0 | 0 |  | 0 |  | 5
11 | 13 | 2010 | 2010-11-13 | 0 | 0 | 0 |  | 0 |  | 6
11 | 14 | 2010 | 2010-11-14 | 0 | 0 | 0 |  | 0 |  | 7
11 | 15 | 2010 | 2010-11-15 | 0.17 | 0.04 | 0.11 |  | 0.10667 |  | 1
11 | 16 | 2010 | 2010-11-16 | 0.31 | 0.38 | 1.02 |  | 0.57 |  | 2
11 | 17 | 2010 | 2010-11-17 | 0.23 | 0.16 | 0.03 |  | 0.14 |  | 3
11 | 18 | 2010 | 2010-11-18 | 0 | 0 | 0 |  | 0 |  | 4
11 | 19 | 2010 | 2010-11-19 | 0 | 0 | 0 |  | 0 |  | 5
11 | 20 | 2010 | 2010-11-20 | 0 | 0 | 0 |  | 0 |  | 6
11 | 21 | 2010 | 2010-11-21 | 0 | 0 | 0 |  | 0 |  | 7
11 | 22 | 2010 | 2010-11-22 | 0 | 0 | 0 |  | 0 |  | 1
11 | 23 | 2010 | 2010-11-23 | 0 | 0 | 0.02 |  | 0.0066667 |  | 2
11 | 24 | 2010 | 2010-11-24 | 0 | 0 | 0 |  | 0 |  | 3
11 | 25 | 2010 | 2010-11-25 | 0.03 | 0.04 | 0.03 |  | 0.033333 |  | 4
11 | 26 | 2010 | 2010-11-26 | 0.01 | 0.01 | 0.02 |  | 0.013333 |  | 5
11 | 27 | 2010 | 2010-11-27 | 0 | 0 | 0 |  | 0 |  | 6
11 | 28 | 2010 | 2010-11-28 | 0 | 0 | 0 |  | 0 | 2.82 | 7
11 | 29 | 2010 | 2010-11-29 | 0 | 0 | 0 |  | 0 |  | 1
11 | 30 | 2010 | 2010-11-30 | 0.03 | 0.19 | 0.09 |  | 0.10333 |  | 2
12 | 1 | 2010 | 2010-12-01 | 0.78 | 0.8 | 0.74 |  | 0.77333 |  | 3
12 | 2 | 2010 | 2010-12-02 | 0 | 0 | 0 |  | 0 |  | 4
12 | 3 | 2010 | 2010-12-03 | 0 | 0 | 0 |  | 0 |  | 5
12 | 4 | 2010 | 2010-12-04 | 0 | 0 | 0 |  | 0 |  | 6
12 | 5 | 2010 | 2010-12-05 | 0 | 0 | 0 |  | 0 |  | 7
12 | 6 | 2010 | 2010-12-06 | 0 | 0 | 0 |  | 0 |  | 1
12 | 7 | 2010 | 2010-12-07 | 0 | 0 | 0 |  | 0 |  | 2
12 | 8 | 2010 | 2010-12-08 | 0 | 0 | 0 |  | 0 |  | 3
12 | 9 | 2010 | 2010-12-09 | 0 | 0 | 0 |  | 0 |  | 4
12 | 10 | 2010 | 2010-12-10 | 0 | 0.01 | 0 |  | 0.0033333 |  | 5
12 | 11 | 2010 | 2010-12-11 | 0.05 | 0.09 | 0.07 |  | 0.07 |  | 6
12 | 12 | 2010 | 2010-12-12 | 0.77 | 0.92 | 0.47 |  | 0.72 |  | 7
12 | 13 | 2010 | 2010-12-13 | 0 | 0 | 0 |  | 0 |  | 1
12 | 14 | 2010 | 2010-12-14 | 0 | 0 | 0 |  | 0 |  | 2
12 | 15 | 2010 | 2010-12-15 | 0 | 0 | 0 |  | 0 |  | 3
12 | 16 | 2010 | 2010-12-16 | 0.17 | 0.11 | 0.18 |  | 0.15333 |  | 4
12 | 17 | 2010 | 2010-12-17 | 0 | 0 | 0 |  | 0 |  | 5
12 | 18 | 2010 | 2010-12-18 | 0 | 0 | 0 |  | 0 |  | 6
12 | 19 | 2010 | 2010-12-19 | 0 | 0 | 0 |  | 0 |  | 7
12 | 20 | 2010 | 2010-12-20 | 0 | 0 | 0 |  | 0 |  | 1
12 | 21 | 2010 | 2010-12-21 | 0 | 0 | 0 |  | 0 |  | 2
12 | 22 | 2010 | 2010-12-22 | 0 | 0 | 0 |  | 0 |  | 3
12 | 23 | 2010 | 2010-12-23 | 0 | 0 | 0 |  | 0 |  | 4
12 | 24 | 2010 | 2010-12-24 | 0 | 0 | 0 |  | 0 |  | 5
12 | 25 | 2010 | 2010-12-25 | 0 | 0.01 | 0 |  | 0.0033333 |  | 6
12 | 26 | 2010 | 2010-12-26 | 0.01 | 0.02 | 0.01 |  | 0.013333 |  | 7
12 | 27 | 2010 | 2010-12-27 | 0 | 0 | 0 |  | 0 |  | 1
12 | 28 | 2010 | 2010-12-28 | 0 | 0 | 0 |  | 0 |  | 2
12 | 29 | 2010 | 2010-12-29 | 0 | 0 | 0 |  | 0 | 1.49 | 3
12 | 30 | 2010 | 2010-12-30 | 0 | 0 | 0 |  | 0 |  | 4
12 | 31 | 2010 | 2010-12-31 | 0 | 0 | 0 |  | 0 |  | 5
1 | 1 | 2011 | 2011-01-01 | 0.01 | 0 | 0.02 |  | 0.01 |  | 6
1 | 2 | 2011 | 2011-01-02 | 0.06 | 0.05 | 0.01 |  | 0.04 |  | 7
1 | 3 | 2011 | 2011-01-03 | 0 | 0 | 0 |  | 0 |  | 1
1 | 4 | 2011 | 2011-01-04 | 0 | 0 | 0 |  | 0 |  | 2
1 | 5 | 2011 | 2011-01-05 | 0 | 0 | 0 |  | 0 |  | 3
1 | 6 | 2011 | 2011-01-06 | 0 | 0 | 0 |  | 0 |  | 4
1 | 7 | 2011 | 2011-01-07 | 0 | 0 | 0 |  | 0 |  | 5
1 | 8 | 2011 | 2011-01-08 | 0.02 | 0.01 | 0.01 |  | 0.013333 |  | 6
1 | 9 | 2011 | 2011-01-09 | 0 | 0 | 0 |  | 0 |  | 7
1 | 10 | 2011 | 2011-01-10 | 0 | 0 | 0 |  | 0 |  | 1
1 | 11 | 2011 | 2011-01-11 | 0.11 | 0.16 | 0.11 |  | 0.12667 |  | 2
1 | 12 | 2011 | 2011-01-12 | 0 | 0 | 0 |  | 0 |  | 3
1 | 13 | 2011 | 2011-01-13 | 0 | 0 | 0 |  | 0 |  | 4
1 | 14 | 2011 | 2011-01-14 | 0 | 0 | 0 |  | 0 |  | 5
1 | 15 | 2011 | 2011-01-15 | 0 | 0 | 0 |  | 0 |  | 6
1 | 16 | 2011 | 2011-01-16 | 0 | 0 | 0 |  | 0 |  | 7
1 | 17 | 2011 | 2011-01-17 | 0.24 | 0.18 | 0.15 |  | 0.19 |  | 1
1 | 18 | 2011 | 2011-01-18 | 0.19 | 0.27 | 0.19 |  | 0.21667 |  | 2
1 | 19 | 2011 | 2011-01-19 | 0.02 | 0.05 | 0 |  | 0.023333 |  | 3
1 | 20 | 2011 | 2011-01-20 | 0 | 0 | 0 |  | 0 |  | 4
1 | 21 | 2011 | 2011-01-21 | 0.01 | 0.06 | 0.01 |  | 0.026667 |  | 5
1 | 22 | 2011 | 2011-01-22 | 0 | 0 | 0 |  | 0 |  | 6
1 | 23 | 2011 | 2011-01-23 | 0 | 0 | 0 |  | 0 |  | 7
1 | 24 | 2011 | 2011-01-24 | 0 | 0 | 0 |  | 0 |  | 1
1 | 25 | 2011 | 2011-01-25 | 0 | 0 | 0 |  | 0 |  | 2
1 | 26 | 2011 | 2011-01-26 | 1.52 | 1.82 | 1.31 |  | 1.55 |  | 3
1 | 27 | 2011 | 2011-01-27 | 0 | 0 | 0 |  | 0 |  | 4
1 | 28 | 2011 | 2011-01-28 | 0.07 | 0.06 | 0.06 |  | 0.063333 | 2.63 | 5
1 | 29 | 2011 | 2011-01-29 | 0 | 0 | 0 |  | 0 |  | 6
1 | 30 | 2011 | 2011-01-30 | 0 | 0 | 0 |  | 0 |  | 7
1 | 31 | 2011 | 2011-01-31 | 0 | 0 | 0 |  | 0 |  | 1
2 | 1 | 2011 | 2011-02-01 | 0.1 | 0.12 | 0.11 |  | 0.11 |  | 2
2 | 2 | 2011 | 2011-02-02 | 0.66 | 0.69 | 0.59 |  | 0.64667 |  | 3
2 | 3 | 2011 | 2011-02-03 | 0 | 0 | 0 |  | 0 |  | 4
2 | 4 | 2011 | 2011-02-04 | 0 | 0 | 0 |  | 0 |  | 5
2 | 5 | 2011 | 2011-02-05 | 0.14 | 0.23 | 0.16 |  | 0.17667 |  | 6
2 | 6 | 2011 | 2011-02-06 | 0 | 0 | 0 |  | 0 |  | 7
2 | 7 | 2011 | 2011-02-07 | 0 | 0 | 0 |  | 0 |  | 1
2 | 8 | 2011 | 2011-02-08 | 0.01 | 0 | 0 |  | 0.0033333 |  | 2
2 | 9 | 2011 | 2011-02-09 | 0.01 | 0 | 0 |  | 0.0033333 |  | 3
2 | 10 | 2011 | 2011-02-10 | 0 | 0 | 0 |  | 0 |  | 4
2 | 11 | 2011 | 2011-02-11 | 0 | 0 | 0 |  | 0 |  | 5
2 | 12 | 2011 | 2011-02-12 | 0 | 0 | 0 |  | 0 |  | 6
2 | 13 | 2011 | 2011-02-13 | 0 | 0 | 0 |  | 0 |  | 7
2 | 14 | 2011 | 2011-02-14 | 0 | 0 | 0 |  | 0 |  | 1
2 | 15 | 2011 | 2011-02-15 | 0 | 0 | 0 |  | 0 |  | 2
2 | 16 | 2011 | 2011-02-16 | 0 | 0 | 0 |  | 0 |  | 3
2 | 17 | 2011 | 2011-02-17 | 0 | 0 | 0 |  | 0 |  | 4
2 | 18 | 2011 | 2011-02-18 | 0 | 0 | 0 |  | 0 |  | 5
2 | 19 | 2011 | 2011-02-19 | 0 | 0 | 0 |  | 0 |  | 6
2 | 20 | 2011 | 2011-02-20 | 0 | 0.03 | 0.01 |  | 0.013333 |  | 7
2 | 21 | 2011 | 2011-02-21 | 0.14 | 0.27 | 0.22 |  | 0.21 |  | 1
2 | 22 | 2011 | 2011-02-22 | 0.07 | 0.32 | 0.08 |  | 0.15667 |  | 2
2 | 23 | 2011 | 2011-02-23 | 0 | 0 | 0 |  | 0 |  | 3
2 | 24 | 2011 | 2011-02-24 | 0.06 | 0.02 | 0.13 |  | 0.07 |  | 4
2 | 25 | 2011 | 2011-02-25 | 0.27 | 0.51 | 0.2 |  | 0.32667 |  | 5
2 | 26 | 2011 | 2011-02-26 | 0 | 0 | 0 |  | 0 |  | 6
2 | 27 | 2011 | 2011-02-27 | 0 | 0 | 0 |  | 0 |  | 7
2 | 28 | 2011 | 2011-02-28 | 0.66 | 0.5 | 0.71 |  | 0.62333 | 3.42 | 1
3 | 1 | 2011 | 2011-03-01 | 0 | 0 | 0 |  | 0 |  | 2
3 | 2 | 2011 | 2011-03-02 | 0 | 0 | 0 |  | 0 |  | 3
3 | 3 | 2011 | 2011-03-03 | 0 | 0 | 0 |  | 0 |  | 4
3 | 4 | 2011 | 2011-03-04 | 0 | 0 | 0 |  | 0 |  | 5
3 | 5 | 2011 | 2011-03-05 | 0 | 0 | 0 |  | 0 |  | 6
3 | 6 | 2011 | 2011-03-06 | 1.39 | 1.05 | 2.3 |  | 1.58 |  | 7
3 | 7 | 2011 | 2011-03-07 | 0.02 | 0.01 | 0.03 |  | 0.02 |  | 1
3 | 8 | 2011 | 2011-03-08 | 0 | 0 | 0 |  | 0 |  | 2
3 | 9 | 2011 | 2011-03-09 | 0.04 | 0.02 | 0.07 |  | 0.043333 |  | 3
3 | 10 | 2011 | 2011-03-10 | 1.41 | 2.61 | 1.41 |  | 1.81 |  | 4
3 | 11 | 2011 | 2011-03-11 | 0.02 | 0 | 0.07 |  | 0.03 |  | 5
3 | 12 | 2011 | 2011-03-12 | 0 | 0 | 0 |  | 0 |  | 6
3 | 13 | 2011 | 2011-03-13 | 0 | 0 | 0 |  | 0 |  | 7
3 | 14 | 2011 | 2011-03-14 | 0 | 0 | 0 |  | 0 |  | 1
3 | 15 | 2011 | 2011-03-15 | 0.23 | 0.13 | 0.31 |  | 0.22333 |  | 2
3 | 16 | 2011 | 2011-03-16 | 0.41 | 0.47 | 0.11 |  | 0.33 |  | 3
3 | 17 | 2011 | 2011-03-17 | 0 | 0 | 0 |  | 0 |  | 4
3 | 18 | 2011 | 2011-03-18 | 0 | 0 | 0 |  | 0 |  | 5
3 | 19 | 2011 | 2011-03-19 | 0 | 0 | 0 |  | 0 |  | 6
3 | 20 | 2011 | 2011-03-20 | 0 | 0 | 0 |  | 0 |  | 7
3 | 21 | 2011 | 2011-03-21 | 0.19 | 0.21 | 0.25 |  | 0.21667 |  | 1
3 | 22 | 2011 | 2011-03-22 | 0 | 0.03 | 0.01 |  | 0.013333 |  | 2
3 | 23 | 2011 | 2011-03-23 | 0.43 | 0.28 | 0.17 |  | 0.29333 |  | 3
3 | 24 | 2011 | 2011-03-24 | 0.05 | 0.02 | 0.06 |  | 0.043333 |  | 4
3 | 25 | 2011 | 2011-03-25 | 0 | 0 | 0 |  | 0 |  | 5
3 | 26 | 2011 | 2011-03-26 | 0 | 0 | 0 |  | 0 |  | 6
3 | 27 | 2011 | 2011-03-27 | 0.02 | 0 | 0.01 |  | 0.01 |  | 7
3 | 28 | 2011 | 2011-03-28 | 0 | 0 | 0 |  | 0 |  | 1
3 | 29 | 2011 | 2011-03-29 | 0 | 0 | 0 |  | 0 |  | 2
3 | 30 | 2011 | 2011-03-30 | 0.15 | 0.13 | 0.16 |  | 0.14667 | 2.55 | 3
3 | 31 | 2011 | 2011-03-31 | 0.04 | 0.03 | 0.11 |  | 0.06 |  | 4
4 | 1 | 2011 | 2011-04-01 | 0.08 | 0.14 | 0.07 |  | 0.096667 |  | 5
4 | 2 | 2011 | 2011-04-02 | 0.04 | 0.04 | 0.02 |  | 0.033333 |  | 6
4 | 3 | 2011 | 2011-04-03 | 0 | 0.01 | 0 |  | 0.0033333 |  | 7
4 | 4 | 2011 | 2011-04-04 | 0 | 0 | 0 |  | 0 |  | 1
4 | 5 | 2011 | 2011-04-05 | 0.42 | 0.25 | 0.31 |  | 0.32667 |  | 2
4 | 6 | 2011 | 2011-04-06 | 0 | 0 | 0 |  | 0 |  | 3
4 | 7 | 2011 | 2011-04-07 | 0 | 0 | 0 |  | 0 |  | 4
4 | 8 | 2011 | 2011-04-08 | 0.35 | 0.35 | 0.42 |  | 0.37333 |  | 5
4 | 9 | 2011 | 2011-04-09 | 0.01 | 0 | 0 |  | 0.0033333 |  | 6
4 | 10 | 2011 | 2011-04-10 | 0 | 0 | 0 |  | 0 |  | 7
4 | 11 | 2011 | 2011-04-11 | 0 | 0 | 0 |  | 0 |  | 1
4 | 12 | 2011 | 2011-04-12 | 0.19 | 0.34 | 0.69 |  | 0.40667 |  | 2
4 | 13 | 2011 | 2011-04-13 | 0.31 | 0.16 | 0.3 |  | 0.25667 |  | 3
4 | 14 | 2011 | 2011-04-14 | 0 | 0 | 0 |  | 0 |  | 4
4 | 15 | 2011 | 2011-04-15 | 0 | 0 | 0 |  | 0 |  | 5
4 | 16 | 2011 | 2011-04-16 | 0.6 | 1.29 | 1.24 |  | 1.0433 |  | 6
4 | 17 | 2011 | 2011-04-17 | 0 | 0 | 0 |  | 0 |  | 7
4 | 18 | 2011 | 2011-04-18 | 0 | 0 | 0 |  | 0 |  | 1
4 | 19 | 2011 | 2011-04-19 | 0.01 | 0.07 | 0.02 |  | 0.033333 |  | 2
4 | 20 | 2011 | 2011-04-20 | 0 | 0 | 0 |  | 0 |  | 3
4 | 21 | 2011 | 2011-04-21 | 0 | 0 | 0 |  | 0 |  | 4
4 | 22 | 2011 | 2011-04-22 | 0.36 | 0.21 | 0.4 |  | 0.32333 |  | 5
4 | 23 | 2011 | 2011-04-23 | 0.05 | 0.08 | 0.08 |  | 0.07 |  | 6
4 | 24 | 2011 | 2011-04-24 | 0.74 | 0.52 | 0.01 |  | 0.42333 |  | 7
4 | 25 | 2011 | 2011-04-25 | 0 | 0.02 | 0 |  | 0.0066667 |  | 1
4 | 26 | 2011 | 2011-04-26 | 0 | 0 | 0 |  | 0 |  | 2
4 | 27 | 2011 | 2011-04-27 | 0.01 | 0 | 1.33 |  | 0.44667 |  | 3
4 | 28 | 2011 | 2011-04-28 | 0.03 | 0.04 | 0.32 |  | 0.13 |  | 4
4 | 29 | 2011 | 2011-04-29 | 0 | 0 | 0 |  | 0 |  | 5
4 | 30 | 2011 | 2011-04-30 | 0 | 0 | 0 |  | 0 | 5.69 | 6
5 | 1 | 2011 | 2011-05-01 | 0.01 | 0.06 | 0.02 |  | 0.03 |  | 7
5 | 2 | 2011 | 2011-05-02 | 0 | 0 | 0 |  | 0 |  | 1
5 | 3 | 2011 | 2011-05-03 | 0.02 | 0.02 | 0.15 |  | 0.063333 |  | 2
5 | 4 | 2011 | 2011-05-04 | 0.56 | 0.62 | 0.43 |  | 0.53667 |  | 3
5 | 5 | 2011 | 2011-05-05 | 0 | 0 | 0 |  | 0 |  | 4
5 | 6 | 2011 | 2011-05-06 | 0 | 0.13 | 0.02 |  | 0.05 |  | 5
5 | 7 | 2011 | 2011-05-07 | 0 | 0 | 0 |  | 0 |  | 6
5 | 8 | 2011 | 2011-05-08 | 0 | 0 | 0.01 |  | 0.0033333 |  | 7
5 | 9 | 2011 | 2011-05-09 | 0 | 0 | 0 |  | 0 |  | 1
5 | 10 | 2011 | 2011-05-10 | 0 | 0 | 0 |  | 0 |  | 2
5 | 11 | 2011 | 2011-05-11 | 0 | 0 | 0 |  | 0 |  | 3
5 | 12 | 2011 | 2011-05-12 | 0 | 0 | 0 |  | 0 |  | 4
5 | 13 | 2011 | 2011-05-13 | 0 | 0 | 0.04 |  | 0.013333 |  | 5
5 | 14 | 2011 | 2011-05-14 | 0.48 | 0.38 | 0.39 |  | 0.41667 |  | 6
5 | 15 | 2011 | 2011-05-15 | 0 | 0.39 | 0.18 |  | 0.19 |  | 7
5 | 16 | 2011 | 2011-05-16 | 0.19 | 0 | 0.03 |  | 0.073333 |  | 1
5 | 17 | 2011 | 2011-05-17 | 0.01 | 0.37 | 0.72 |  | 0.36667 |  | 2
5 | 18 | 2011 | 2011-05-18 | 0.2 | 0.25 | 0.77 |  | 0.40667 |  | 3
5 | 19 | 2011 | 2011-05-19 | 0.12 | 0.11 | 0.14 |  | 0.12333 |  | 4
5 | 20 | 2011 | 2011-05-20 | 0 | 0 | 0 |  | 0 |  | 5
5 | 21 | 2011 | 2011-05-21 | 0 | 0 | 0 |  | 0 |  | 6
5 | 22 | 2011 | 2011-05-22 | 0 | 0 | 0 |  | 0 |  | 7
5 | 23 | 2011 | 2011-05-23 | 0.02 | 0.02 | 0.32 |  | 0.12 |  | 1
5 | 24 | 2011 | 2011-05-24 | 0.03 | 0.02 | 0.05 |  | 0.033333 |  | 2
5 | 25 | 2011 | 2011-05-25 | 0 | 0 | 0 |  | 0 |  | 3
5 | 26 | 2011 | 2011-05-26 | 0 | 0 | 0 |  | 0 |  | 4
5 | 27 | 2011 | 2011-05-27 | 0.06 | 0.05 | 0.01 |  | 0.04 |  | 5
5 | 28 | 2011 | 2011-05-28 | 0 | 0 | 0 |  | 0 |  | 6
5 | 29 | 2011 | 2011-05-29 | 0 | 0 | 0 |  | 0 |  | 7
5 | 30 | 2011 | 2011-05-30 | 0 | 0 | 0 |  | 0 |  | 1
5 | 31 | 2011 | 2011-05-31 | 0 | 0 | 0 |  | 0 | 3.02 | 2
6 | 1 | 2011 | 2011-06-01 | 0.16 | 0 | 0.01 |  | 0.056667 |  | 3
6 | 2 | 2011 | 2011-06-02 | 0 | 0 | 0 |  | 0 |  | 4
6 | 3 | 2011 | 2011-06-03 | 0 | 0 | 0 |  | 0 |  | 5
6 | 4 | 2011 | 2011-06-04 | 0 | 0 | 0 |  | 0 |  | 6
6 | 5 | 2011 | 2011-06-05 | 0 | 0.18 | 0 |  | 0.06 |  | 7
6 | 6 | 2011 | 2011-06-06 | 0 | 0 | 0 |  | 0 |  | 1
6 | 7 | 2011 | 2011-06-07 | 0 | 0 | 0 |  | 0 |  | 2
6 | 8 | 2011 | 2011-06-08 | 0 | 0 | 0 |  | 0 |  | 3
6 | 9 | 2011 | 2011-06-09 | 0 | 0.29 | 0.01 |  | 0.1 |  | 4
6 | 10 | 2011 | 2011-06-10 | 0.04 | 0.16 | 0 |  | 0.066667 |  | 5
6 | 11 | 2011 | 2011-06-11 | 0 | 0 | 0 |  | 0 |  | 6
6 | 12 | 2011 | 2011-06-12 | 0.07 | 0.39 | 0.11 |  | 0.19 |  | 7
6 | 13 | 2011 | 2011-06-13 | 0 | 0 | 0 |  | 0 |  | 1
6 | 14 | 2011 | 2011-06-14 | 0 | 0 | 0 |  | 0 |  | 2
6 | 15 | 2011 | 2011-06-15 | 0 | 0 | 0 |  | 0 |  | 3
6 | 16 | 2011 | 2011-06-16 | 0.83 | 1.96 | 0.58 |  | 1.1233 |  | 4
6 | 17 | 2011 | 2011-06-17 | 0.2 | 0 | 0.06 |  | 0.086667 |  | 5
6 | 18 | 2011 | 2011-06-18 | 0 | 0.07 | 0 |  | 0.023333 |  | 6
6 | 19 | 2011 | 2011-06-19 | 0.01 | 0 | 0.03 |  | 0.013333 |  | 7
6 | 20 | 2011 | 2011-06-20 | 0.34 | 0.08 | 0.43 |  | 0.28333 |  | 1
6 | 21 | 2011 | 2011-06-21 | 0.01 | 0.02 | 0.07 |  | 0.033333 |  | 2
6 | 22 | 2011 | 2011-06-22 | 0 | 0 | 0.01 |  | 0.0033333 |  | 3
6 | 23 | 2011 | 2011-06-23 | 0 | 0 | 0 |  | 0 |  | 4
6 | 24 | 2011 | 2011-06-24 | 0 | 0 | 0 |  | 0 |  | 5
6 | 25 | 2011 | 2011-06-25 | 0 | 0 | 0 |  | 0 |  | 6
6 | 26 | 2011 | 2011-06-26 | 0.01 | 0 | 0.05 |  | 0.02 |  | 7
6 | 27 | 2011 | 2011-06-27 | 0.01 | 0.01 | 0.04 |  | 0.02 |  | 1
6 | 28 | 2011 | 2011-06-28 | 0 | 0.35 | 0 |  | 0.11667 |  | 2
6 | 29 | 2011 | 2011-06-29 | 0 | 0 | 0 |  | 0 |  | 3
6 | 30 | 2011 | 2011-06-30 | 0 | 0 | 0 |  | 0 | 1.94 | 4
7 | 1 | 2011 | 2011-07-01 | 0 | 0 | 0 |  | 0 |  | 5
7 | 2 | 2011 | 2011-07-02 | 0 | 0 | 0 |  | 0 |  | 6
7 | 3 | 2011 | 2011-07-03 | 0.87 | 0.55 | 0.14 |  | 0.52 |  | 7
7 | 4 | 2011 | 2011-07-04 | 0 | 0 | 0 |  | 0 |  | 1
7 | 5 | 2011 | 2011-07-05 | 0 | 0 | 0 |  | 0 |  | 2
7 | 6 | 2011 | 2011-07-06 | 0.07 | 0 | 0.1 |  | 0.056667 |  | 3
7 | 7 | 2011 | 2011-07-07 | 0 | 0.1 | 0 |  | 0.033333 |  | 4
7 | 8 | 2011 | 2011-07-08 | 0.6 | 0.83 | 1.27 |  | 0.9 |  | 5
7 | 9 | 2011 | 2011-07-09 | 0 | 0 | 0 |  | 0 |  | 6
7 | 10 | 2011 | 2011-07-10 | 0 | 0 | 0 |  | 0 |  | 7
7 | 11 | 2011 | 2011-07-11 | 0 | 0.17 | 0.01 |  | 0.06 |  | 1
7 | 12 | 2011 | 2011-07-12 | 0 | 0 | 0 |  | 0 |  | 2
7 | 13 | 2011 | 2011-07-13 | 1.05 | 0.26 | 0.69 |  | 0.66667 |  | 3
7 | 14 | 2011 | 2011-07-14 | 0 | 0 | 0 |  | 0 |  | 4
7 | 15 | 2011 | 2011-07-15 | 0 | 0 | 0 |  | 0 |  | 5
7 | 16 | 2011 | 2011-07-16 | 0 | 0 | 0 |  | 0 |  | 6
7 | 17 | 2011 | 2011-07-17 | 0 | 0 | 0 |  | 0 |  | 7
7 | 18 | 2011 | 2011-07-18 | 0 | 0 | 0 |  | 0 |  | 1
7 | 19 | 2011 | 2011-07-19 | 0.24 | 0.16 | 0 |  | 0.13333 |  | 2
7 | 20 | 2011 | 2011-07-20 | 0 | 0 | 0 |  | 0 |  | 3
7 | 21 | 2011 | 2011-07-21 | 0 | 0 | 0 |  | 0 |  | 4
7 | 22 | 2011 | 2011-07-22 | 0 | 0 | 0 |  | 0 |  | 5
7 | 23 | 2011 | 2011-07-23 | 0 | 0.06 | 0 |  | 0.02 |  | 6
7 | 24 | 2011 | 2011-07-24 | 0 | 0 | 0 |  | 0 |  | 7
7 | 25 | 2011 | 2011-07-25 | 0.2 | 0.64 | 0.37 |  | 0.40333 |  | 1
7 | 26 | 2011 | 2011-07-26 | 0 | 0 | 0 |  | 0 |  | 2
7 | 27 | 2011 | 2011-07-27 | 0 | 0 | 0 |  | 0 |  | 3
7 | 28 | 2011 | 2011-07-28 | 0 | 0 | 0 |  | 0 |  | 4
7 | 29 | 2011 | 2011-07-29 | 0 | 0 | 0 |  | 0 |  | 5
7 | 30 | 2011 | 2011-07-30 | 0 | 0 | 0 |  | 0 |  | 6
7 | 31 | 2011 | 2011-07-31 | 0 | 0 | 0 |  | 0 | 3.64 | 7
8 | 1 | 2011 | 2011-08-01 | 0 | 0 | 0.14 |  | 0.046667 |  | 1
8 | 2 | 2011 | 2011-08-02 | 0 | 0 | 0 |  | 0 |  | 2
8 | 3 | 2011 | 2011-08-03 | 0.28 | 0.43 | 0.03 |  | 0.24667 |  | 3
8 | 4 | 2011 | 2011-08-04 | 0.01 | 0.01 | 0 |  | 0.0066667 |  | 4
8 | 5 | 2011 | 2011-08-05 | 0 | 0 | 0 |  | 0 |  | 5
8 | 6 | 2011 | 2011-08-06 | 0.04 | 0.36 | 0.55 |  | 0.31667 |  | 6
8 | 7 | 2011 | 2011-08-07 | 0.67 | 0.02 | 0.01 |  | 0.23333 |  | 7
8 | 8 | 2011 | 2011-08-08 | 0 | 0 | 0 |  | 0 |  | 1
8 | 9 | 2011 | 2011-08-09 | 0 | 0.04 | 0 |  | 0.013333 |  | 2
8 | 10 | 2011 | 2011-08-10 | 0 | 0 | 0 |  | 0 |  | 3
8 | 11 | 2011 | 2011-08-11 | 0 | 0 | 0 |  | 0 |  | 4
8 | 12 | 2011 | 2011-08-12 | 0 | 0 | 0 |  | 0 |  | 5
8 | 13 | 2011 | 2011-08-13 | 0.41 | 0.82 | 0.36 |  | 0.53 |  | 6
8 | 14 | 2011 | 2011-08-14 | 1.37 | 0.65 | 0.08 |  | 0.7 |  | 7
8 | 15 | 2011 | 2011-08-15 | 0 | 0.17 | 0 |  | 0.056667 |  | 1
8 | 16 | 2011 | 2011-08-16 | 0 | 0.08 | 0 |  | 0.026667 |  | 2
8 | 17 | 2011 | 2011-08-17 | 0 | 0 | 0 |  | 0 |  | 3
8 | 18 | 2011 | 2011-08-18 | 0 | 1.72 | 0.65 |  | 0.79 |  | 4
8 | 19 | 2011 | 2011-08-19 | 1.61 | 0.01 | 0.04 |  | 0.55333 |  | 5
8 | 20 | 2011 | 2011-08-20 | 0 | 0 | 0 |  | 0 |  | 6
8 | 21 | 2011 | 2011-08-21 | 0.27 | 0.99 | 0.39 |  | 0.55 |  | 7
8 | 22 | 2011 | 2011-08-22 | 0 | 0 | 0 |  | 0 |  | 1
8 | 23 | 2011 | 2011-08-23 | 0 | 0 | 0 |  | 0 |  | 2
8 | 24 | 2011 | 2011-08-24 | 0 | 0 | 0 |  | 0 |  | 3
8 | 25 | 2011 | 2011-08-25 | 0.42 | 0.38 | 0.08 |  | 0.29333 |  | 4
8 | 26 | 2011 | 2011-08-26 | 0.01 | 0.01 | 0 |  | 0.0066667 |  | 5
8 | 27 | 2011 | 2011-08-27 | 3.33 | 3.59 | 1.17 |  | 2.6967 |  | 6
8 | 28 | 2011 | 2011-08-28 | 0.5 | 1.1 | 0.24 |  | 0.61333 |  | 7
8 | 29 | 2011 | 2011-08-29 | 0 | 0 | 0 |  | 0 |  | 1
8 | 30 | 2011 | 2011-08-30 | 0 | 0 | 0 |  | 0 | 0.29 | 2
8 | 31 | 2011 | 2011-08-31 | 0 | 0 | 0 |  | 0 |  | 3
9 | 1 | 2011 | 2011-09-01 | 0 | 0 | 0 |  | 0 |  | 4
9 | 2 | 2011 | 2011-09-02 | 0.16 | 0.02 | 0.03 |  | 0.07 |  | 5
9 | 3 | 2011 | 2011-09-03 | 0 | 0.14 | 0.15 |  | 0.096667 |  | 6
9 | 4 | 2011 | 2011-09-04 | 0 | 0 | 0 |  | 0 |  | 7
9 | 5 | 2011 | 2011-09-05 | 1.36 | 1.43 | 1.99 |  | 1.5933 |  | 1
9 | 6 | 2011 | 2011-09-06 | 0.9 | 1.84 | 1.07 |  | 1.27 |  | 2
9 | 7 | 2011 | 2011-09-07 | 2.82 | 3.4 | 1.11 |  | 2.4433 |  | 3
9 | 8 | 2011 | 2011-09-08 | 1.39 | 1.44 | 2.27 |  | 1.7 |  | 4
9 | 9 | 2011 | 2011-09-09 | 0.46 | 0.43 | 0.26 |  | 0.38333 |  | 5
9 | 10 | 2011 | 2011-09-10 | 0 | 0 | 0 |  | 0 |  | 6
9 | 11 | 2011 | 2011-09-11 | 0.02 | 0.68 | 0 |  | 0.23333 |  | 7
9 | 12 | 2011 | 2011-09-12 | 0 | 0 | 0 |  | 0 |  | 1
9 | 13 | 2011 | 2011-09-13 | 0 | 0 | 0 |  | 0 |  | 2
9 | 14 | 2011 | 2011-09-14 | 0 | 0 | 0.02 |  | 0.0066667 |  | 3
9 | 15 | 2011 | 2011-09-15 | 0.03 | 0.13 | 0.01 |  | 0.056667 |  | 4
9 | 16 | 2011 | 2011-09-16 | 0 | 0 | 0 |  | 0 |  | 5
9 | 17 | 2011 | 2011-09-17 | 0 | 0 | 0 |  | 0 |  | 6
9 | 18 | 2011 | 2011-09-18 | 0 | 0 | 0 |  | 0 |  | 7
9 | 19 | 2011 | 2011-09-19 | 0 | 0 | 0 |  | 0 |  | 1
9 | 20 | 2011 | 2011-09-20 | 0.16 | 0.04 | 0.2 |  | 0.13333 |  | 2
9 | 21 | 2011 | 2011-09-21 | 0.02 | 0.01 | 0.09 |  | 0.04 |  | 3
9 | 22 | 2011 | 2011-09-22 | 0 | 0.01 | 0.1 |  | 0.036667 |  | 4
9 | 23 | 2011 | 2011-09-23 | 0.97 | 3.19 | 0.36 |  | 1.5067 |  | 5
9 | 24 | 2011 | 2011-09-24 | 0 | 0 | 0 |  | 0 |  | 6
9 | 25 | 2011 | 2011-09-25 | 0.07 | 0.02 | 0.11 |  | 0.066667 |  | 7
9 | 26 | 2011 | 2011-09-26 | 0 | 0.02 | 0 |  | 0.0066667 |  | 1
9 | 27 | 2011 | 2011-09-27 | 0.01 | 0 | 0 |  | 0.0033333 |  | 2
9 | 28 | 2011 | 2011-09-28 | 0.47 | 0.52 | 0.16 |  | 0.38333 |  | 3
9 | 29 | 2011 | 2011-09-29 | 0 | 0 | 0 |  | 0 |  | 4
9 | 30 | 2011 | 2011-09-30 | 0 | 0 | 0 |  | 0 | 2.8 | 5
10 | 1 | 2011 | 2011-10-01 | 0.29 | 0.21 | 0.8 | 0 | 0.325 |  | 6
10 | 2 | 2011 | 2011-10-02 | 0.18 | 0.12 | 0.16 | 0.38 | 0.21 |  | 7
10 | 3 | 2011 | 2011-10-03 | 0 | 0.02 | 0.03 | 0.03 | 0.02 |  | 1
10 | 4 | 2011 | 2011-10-04 | 0 | 0 | 0 | 0 | 0 |  | 2
10 | 5 | 2011 | 2011-10-05 | 0 | 0 | 0 | 0 | 0 |  | 3
10 | 6 | 2011 | 2011-10-06 | 0 | 0 | 0 | 0 | 0 |  | 4
10 | 7 | 2011 | 2011-10-07 | 0 | 0 | 0 | 0 | 0 |  | 5
10 | 8 | 2011 | 2011-10-08 | 0 | 0 | 0 | 0 | 0 |  | 6
10 | 9 | 2011 | 2011-10-09 | 0 | 0 | 0 | 0 | 0 |  | 7
10 | 10 | 2011 | 2011-10-10 | 0 | 0 | 0 | 0 | 0 |  | 1
10 | 11 | 2011 | 2011-10-11 | 0 | 0 | 0 | 0 | 0 |  | 2
10 | 12 | 2011 | 2011-10-12 | 0.44 | 0.4 | 0.44 | 0.02 | 0.325 |  | 3
10 | 13 | 2011 | 2011-10-13 | 0.72 | 0.27 | 1.92 | 0.47 | 0.845 |  | 4
10 | 14 | 2011 | 2011-10-14 | 0.25 | 0.18 | 0.61 | 0.32 | 0.34 |  | 5
10 | 15 | 2011 | 2011-10-15 | 0 | 0 | 0 | 0.15 | 0.0375 |  | 6
10 | 16 | 2011 | 2011-10-16 | 0 | 0 | 0 | 0.01 | 0.0025 |  | 7
10 | 17 | 2011 | 2011-10-17 | 0 | 0 | 0 | 0 | 0 |  | 1
10 | 18 | 2011 | 2011-10-18 | 0 | 0 | 0 | 0 | 0 |  | 2
10 | 19 | 2011 | 2011-10-19 | 0.5 | 0.76 | 0.81 | 0.26 | 0.5825 |  | 3
10 | 20 | 2011 | 2011-10-20 | 0 | 0 | 0 | 0.11 | 0.0275 |  | 4
10 | 21 | 2011 | 2011-10-21 | 0 | 0 | 0 | 0 | 0 |  | 5
10 | 22 | 2011 | 2011-10-22 | 0 | 0 | 0 | 0 | 0 |  | 6
10 | 23 | 2011 | 2011-10-23 | 0 | 0 | 0 | 0 | 0 |  | 7
10 | 24 | 2011 | 2011-10-24 | 0.13 | 0 | 0.09 | 0 | 0.055 |  | 1
10 | 25 | 2011 | 2011-10-25 | 0 | 0 | 0 | 0.09 | 0.0225 |  | 2
10 | 26 | 2011 | 2011-10-26 | 0.01 | 0.06 | 0.19 | 0.01 | 0.0675 |  | 3
10 | 27 | 2011 | 2011-10-27 | 0.13 | 0.15 | 0.12 | 0.04 | 0.11 |  | 4
10 | 28 | 2011 | 2011-10-28 | 0.08 | 0.05 | 0.07 | 0.11 | 0.0775 |  | 5
10 | 29 | 2011 | 2011-10-29 | 1.18 | 1.09 | 1.03 | 0.51 | 0.9525 |  | 6
10 | 30 | 2011 | 2011-10-30 | 0 | 0 | 0 | 0.86 | 0.215 |  | 7
10 | 31 | 2011 | 2011-10-31 | 0 | 0 | 0 | 0 | 0 | 2.27 | 1
11 | 1 | 2011 | 2011-11-01 | 0 | 0.07 | 0 | 0.01 | 0.02 |  | 2
11 | 2 | 2011 | 2011-11-02 | 0 | 0 | 0 | 0 | 0 |  | 3
11 | 3 | 2011 | 2011-11-03 | 0 | 0 | 0 | 0 | 0 |  | 4
11 | 4 | 2011 | 2011-11-04 | 0 | 0 | 0 | 0 | 0 |  | 5
11 | 5 | 2011 | 2011-11-05 | 0 | 0 | 0 | 0 | 0 |  | 6
11 | 6 | 2011 | 2011-11-06 | 0 | 0 | 0 | 0 | 0 |  | 7
11 | 7 | 2011 | 2011-11-07 | 0 | 0 | 0 | 0 | 0 |  | 1
11 | 8 | 2011 | 2011-11-08 | 0 | 0 | 0 | 0.01 | 0.0025 |  | 2
11 | 9 | 2011 | 2011-11-09 | 0 | 0 | 0 | 0 | 0 |  | 3
11 | 10 | 2011 | 2011-11-10 | 0.06 | 0.05 | 0.07 | 0 | 0.045 |  | 4
11 | 11 | 2011 | 2011-11-11 | 0 | 0 | 0 | 0.05 | 0.0125 |  | 5
11 | 12 | 2011 | 2011-11-12 | 0 | 0 | 0 | 0 | 0 |  | 6
11 | 13 | 2011 | 2011-11-13 | 0 | 0 | 0 | 0 | 0 |  | 7
11 | 14 | 2011 | 2011-11-14 | 0 | 0 | 0 | 0 | 0 |  | 1
11 | 15 | 2011 | 2011-11-15 | 0 | 0.01 | 0.05 | 0 | 0.015 |  | 2
11 | 16 | 2011 | 2011-11-16 | 0.54 | 0.37 | 0.34 | 0.14 | 0.3475 |  | 3
11 | 17 | 2011 | 2011-11-17 | 0.01 | 0 | 0 | 0.78 | 0.1975 |  | 4
11 | 18 | 2011 | 2011-11-18 | 0 | 0 | 0 | 0.03 | 0.0075 |  | 5
11 | 19 | 2011 | 2011-11-19 | 0 | 0 | 0 | 0.01 | 0.0025 |  | 6
11 | 20 | 2011 | 2011-11-20 | 0.02 | 0.06 | 0.01 | 0 | 0.0225 |  | 7
11 | 21 | 2011 | 2011-11-21 | 0.07 | 0.15 | 0.21 | 0.11 | 0.135 |  | 1
11 | 22 | 2011 | 2011-11-22 | 0.55 | 1.17 | 0.7 | 0.23 | 0.6625 |  | 2
11 | 23 | 2011 | 2011-11-23 | 0.28 | 0.16 | 0.3 | 0.7 | 0.36 |  | 3
11 | 24 | 2011 | 2011-11-24 | 0 | 0 | 0 | 0.02 | 0.005 |  | 4
11 | 25 | 2011 | 2011-11-25 | 0 | 0 | 0 | 0 | 0 |  | 5
11 | 26 | 2011 | 2011-11-26 | 0 | 0 | 0 | 0 | 0 |  | 6
11 | 27 | 2011 | 2011-11-27 | 0 | 0 | 0 | 0 | 0 |  | 7
11 | 28 | 2011 | 2011-11-28 | 0 | 0 | 0 | 0 | 0 | 3.33 | 1
11 | 29 | 2011 | 2011-11-29 | 0.41 | 0.41 | 0.5 | 0.01 | 0.3325 |  | 2
11 | 30 | 2011 | 2011-11-30 | 0 | 0 | 0 | 0.46 | 0.115 |  | 3
12 | 1 | 2011 | 2011-12-01 | 0 | 0 | 0 | 0.01 | 0.0025 |  | 4
12 | 2 | 2011 | 2011-12-02 | 0 | 0 | 0 | 0 | 0 |  | 5
12 | 3 | 2011 | 2011-12-03 | 0 | 0 | 0 | 0.01 | 0.0025 |  | 6
12 | 4 | 2011 | 2011-12-04 | 0 | 0 | 0 | 0.01 | 0.0025 |  | 7
12 | 5 | 2011 | 2011-12-05 | 0 | 0 | 0 | 0 | 0 |  | 1
12 | 6 | 2011 | 2011-12-06 | 0.24 | 0.25 | 0.21 | 0 | 0.175 |  | 2
12 | 7 | 2011 | 2011-12-07 | 3.1 | 2.38 | 2.14 | 1.5 | 2.28 |  | 3
12 | 8 | 2011 | 2011-12-08 | 0 | 0 | 0 | 2.44 | 0.61 |  | 4
12 | 9 | 2011 | 2011-12-09 | 0 | 0 | 0 | 0.01 | 0.0025 |  | 5
12 | 10 | 2011 | 2011-12-10 | 0 | 0 | 0 | 0.02 | 0.005 |  | 6
12 | 11 | 2011 | 2011-12-11 | 0 | 0 | 0 | 0 | 0 |  | 7
12 | 12 | 2011 | 2011-12-12 | 0 | 0 | 0 | 0 | 0 |  | 1
12 | 13 | 2011 | 2011-12-13 | 0 | 0 | 0 | 0 | 0 |  | 2
12 | 14 | 2011 | 2011-12-14 | 0 | 0 | 0 | 0.01 | 0.0025 |  | 3
12 | 15 | 2011 | 2011-12-15 | 0.01 | 0.01 | 0 | 0 | 0.005 |  | 4
12 | 16 | 2011 | 2011-12-16 | 0 | 0 | 0 | 0 | 0 |  | 5
12 | 17 | 2011 | 2011-12-17 | 0 | 0 | 0 | 0 | 0 |  | 6
12 | 18 | 2011 | 2011-12-18 | 0 | 0 | 0 | 0 | 0 |  | 7
12 | 19 | 2011 | 2011-12-19 | 0 | 0 | 0 | 0 | 0 |  | 1
12 | 20 | 2011 | 2011-12-20 | 0 | 0 | 0 | 0.01 | 0.0025 |  | 2
12 | 21 | 2011 | 2011-12-21 | 0.12 | 0.09 | 0.08 | 0 | 0.0725 |  | 3
12 | 22 | 2011 | 2011-12-22 | 0.53 | 0.58 | 1.12 | 0.12 | 0.5875 |  | 4
12 | 23 | 2011 | 2011-12-23 | 0.29 | 0.47 | 0.2 | 0.74 | 0.425 |  | 5
12 | 24 | 2011 | 2011-12-24 | 0 | 0 | 0 | 0.02 | 0.005 |  | 6
12 | 25 | 2011 | 2011-12-25 | 0 | 0 | 0 | 0.01 | 0.0025 |  | 7
12 | 26 | 2011 | 2011-12-26 | 0 | 0 | 0 | 0.01 | 0.0025 |  | 1
12 | 27 | 2011 | 2011-12-27 | 0.61 | 0.72 | 0.71 | 0 | 0.51 |  | 2
12 | 28 | 2011 | 2011-12-28 | 0 | 0 | 0 | 0.54 | 0.135 |  | 3
12 | 29 | 2011 | 2011-12-29 | 0 | 0 | 0 | 0 | 0 | 2.64 | 4
12 | 30 | 2011 | 2011-12-30 | 0 | 0 | 0 | 0.01 | 0.0025 |  | 5
12 | 31 | 2011 | 2011-12-31 | 0 | 0 | 0 | 0 | 0 |  | 6
1 | 1 | 2012 | 2012-01-01 | 0 | 0.03 | 0.04 | 0 | 0.0175 |  | 7
1 | 2 | 2012 | 2012-01-02 | 0 | 0 | 0 | 0 | 0 |  | 1
1 | 3 | 2012 | 2012-01-03 | 0 | 0 | 0 | 0 | 0 |  | 2
1 | 4 | 2012 | 2012-01-04 | 0 | 0 | 0 | 0 | 0 |  | 3
1 | 5 | 2012 | 2012-01-05 | 0 | 0 | 0 | 0 | 0 |  | 4
1 | 6 | 2012 | 2012-01-06 | 0 | 0 | 0 | 0 | 0 |  | 5
1 | 7 | 2012 | 2012-01-07 | 0 | 0 | 0 | 0 | 0 |  | 6
1 | 8 | 2012 | 2012-01-08 | 0 | 0 | 0 | 0 | 0 |  | 7
1 | 9 | 2012 | 2012-01-09 | 0.16 | 0.03 | 0.09 | 0 | 0.07 |  | 1
1 | 10 | 2012 | 2012-01-10 | 0 | 0 | 0 | 0.17 | 0.0425 |  | 2
1 | 11 | 2012 | 2012-01-11 | 0.51 | 0.56 | 0.59 | 0.01 | 0.4175 |  | 3
1 | 12 | 2012 | 2012-01-12 | 0.24 | 0.55 | 0.46 | 0.72 | 0.4925 |  | 4
1 | 13 | 2012 | 2012-01-13 | 0.05 | 0.01 | 0.04 | 0.13 | 0.0575 |  | 5
1 | 14 | 2012 | 2012-01-14 | 0 | 0 | 0 | 0 | 0 |  | 6
1 | 15 | 2012 | 2012-01-15 | 0 | 0 | 0 | 0 | 0 |  | 7
1 | 16 | 2012 | 2012-01-16 | 0.03 | 0.06 | 0.02 | 0 | 0.0275 |  | 1
1 | 17 | 2012 | 2012-01-17 | 0.26 | 0.08 | 0.14 | 0.15 | 0.1575 |  | 2
1 | 18 | 2012 | 2012-01-18 | 0 | 0 | 0 | 0.19 | 0.0475 |  | 3
1 | 19 | 2012 | 2012-01-19 | 0 | 0 | 0 | 0 | 0 |  | 4
1 | 20 | 2012 | 2012-01-20 | 0.05 | 0.01 | 0.09 | 0.02 | 0.0425 |  | 5
1 | 21 | 2012 | 2012-01-21 | 0.23 | 0.28 | 0.15 | 0.27 | 0.2325 |  | 6
1 | 22 | 2012 | 2012-01-22 | 0 | 0 | 0 | 0.03 | 0.0075 |  | 7
1 | 23 | 2012 | 2012-01-23 | 0.03 | 0.04 | 0.03 | 0.01 | 0.0275 |  | 1
1 | 24 | 2012 | 2012-01-24 | 0 | 0 | 0 | 0.04 | 0.01 |  | 2
1 | 25 | 2012 | 2012-01-25 | 0 | 0 | 0 | 0.01 | 0.0025 |  | 3
1 | 26 | 2012 | 2012-01-26 | 0 | 0 | 0.01 | 0.01 | 0.005 |  | 4
1 | 27 | 2012 | 2012-01-27 | 0.63 | 0.89 | 0.19 | 0.02 | 0.4325 |  | 5
1 | 28 | 2012 | 2012-01-28 | 0 | 0 | 0 | 0.14 | 0.035 | 3.19 | 6
1 | 29 | 2012 | 2012-01-29 | 0 | 0 | 0 | 0.02 | 0.005 |  | 7
1 | 30 | 2012 | 2012-01-30 | 0 | 0 | 0 | 0 | 0 |  | 1
1 | 31 | 2012 | 2012-01-31 | 0 | 0 | 0 | 0.01 | 0.0025 |  | 2
2 | 1 | 2012 | 2012-02-01 | 0.02 | 0.01 | 0 | 0.05 | 0.02 |  | 3
2 | 2 | 2012 | 2012-02-02 | 0.09 | 0 | 0.09 | 0.11 | 0.0725 |  | 4
2 | 3 | 2012 | 2012-02-03 | 0 | 0 | 0 | 0.05 | 0.0125 |  | 5
2 | 4 | 2012 | 2012-02-04 | 0.08 | 0.17 | 0.09 | 0.02 | 0.09 |  | 6
2 | 5 | 2012 | 2012-02-05 | 0 | 0 | 0.01 | 0.13 | 0.035 |  | 7
2 | 6 | 2012 | 2012-02-06 | 0 | 0 | 0 | 0.02 | 0.005 |  | 1
2 | 7 | 2012 | 2012-02-07 | 0 | 0 | 0 | 0 | 0 |  | 2
2 | 8 | 2012 | 2012-02-08 | 0.11 | 0.09 | 0.1 | 0.01 | 0.0775 |  | 3
2 | 9 | 2012 | 2012-02-09 | 0 | 0 | 0 | 0.15 | 0.0375 |  | 4
2 | 10 | 2012 | 2012-02-10 | 0 | 0.01 | 0.03 | 0.01 | 0.0125 |  | 5
2 | 11 | 2012 | 2012-02-11 | 0.1 | 0.22 | 0.17 | 0.22 | 0.1775 |  | 6
2 | 12 | 2012 | 2012-02-12 | 0.01 | 0 | 0 | 0.03 | 0.01 |  | 7
2 | 13 | 2012 | 2012-02-13 | 0 | 0 | 0 | 0 | 0 |  | 1
2 | 14 | 2012 | 2012-02-14 | 0 | 0 | 0 | 0 | 0 |  | 2
2 | 15 | 2012 | 2012-02-15 | 0 | 0 | 0 | 0 | 0 |  | 3
2 | 16 | 2012 | 2012-02-16 | 0.09 | 0.12 | 0.2 | 0 | 0.1025 |  | 4
2 | 17 | 2012 | 2012-02-17 | 0 | 0 | 0 | 0.11 | 0.0275 |  | 5
2 | 18 | 2012 | 2012-02-18 | 0 | 0 | 0 | 0.02 | 0.005 |  | 6
2 | 19 | 2012 | 2012-02-19 | 0.08 | 0 | 0 | 0.01 | 0.0225 |  | 7
2 | 20 | 2012 | 2012-02-20 | 0 | 0 | 0 | 0.16 | 0.04 |  | 1
2 | 21 | 2012 | 2012-02-21 | 0 | 0 | 0 | 0.02 | 0.005 |  | 2
2 | 22 | 2012 | 2012-02-22 | 0 | 0 | 0 | 0.01 | 0.0025 |  | 3
2 | 23 | 2012 | 2012-02-23 | 0 | 0 | 0 | 0.01 | 0.0025 |  | 4
2 | 24 | 2012 | 2012-02-24 | 0.31 | 0.16 | 0.2 | 0.08 | 0.1875 |  | 5
2 | 25 | 2012 | 2012-02-25 | 0 | 0 | 0 | 0.6 | 0.15 |  | 6
2 | 26 | 2012 | 2012-02-26 | 0 | 0 | 0 | 0.01 | 0.0025 |  | 7
2 | 27 | 2012 | 2012-02-27 | 0 | 0 | 0 | 0 | 0 |  | 1
2 | 28 | 2012 | 2012-02-28 | 0 | 0 | 0 | 0 | 0 | 5.11 | 2
2 | 29 | 2012 | 2012-02-29 | 1.44 | 1.64 | 1.35 | 0 | 1.1075 |  | 3
3 | 1 | 2012 | 2012-03-01 | 0.05 | 0.04 | 0 | 1.32 | 0.3525 |  | 4
3 | 2 | 2012 | 2012-03-02 | 0.34 | 0.42 | 0.81 | 0 | 0.3925 |  | 5
3 | 3 | 2012 | 2012-03-03 | 0.16 | 0.49 | 0.07 | 0.38 | 0.275 |  | 6
3 | 4 | 2012 | 2012-03-04 | 0 | 0 | 0 | 0.02 | 0.005 |  | 7
3 | 5 | 2012 | 2012-03-05 | 0 | 0 | 0 | 0 | 0 |  | 1
3 | 6 | 2012 | 2012-03-06 | 0 | 0 | 0 | 0 | 0 |  | 2
3 | 7 | 2012 | 2012-03-07 | 0 | 0 | 0 | 0 | 0 |  | 3
3 | 8 | 2012 | 2012-03-08 | 0 | 0 | 0 | 0 | 0 |  | 4
3 | 9 | 2012 | 2012-03-09 | 0.01 | 0.01 | 0 | 0.06 | 0.02 |  | 5
3 | 10 | 2012 | 2012-03-10 | 0 | 0 | 0 | 0.01 | 0.0025 |  | 6
3 | 11 | 2012 | 2012-03-11 | 0 | 0 | 0 | 0 | 0 |  | 7
3 | 12 | 2012 | 2012-03-12 | 0 | 0 | 0 | 0 | 0 |  | 1
3 | 13 | 2012 | 2012-03-13 | 0.01 | 0.01 | 0.01 | 0.05 | 0.02 |  | 2
3 | 14 | 2012 | 2012-03-14 | 0 | 0 | 0 | 0.01 | 0.0025 |  | 3
3 | 15 | 2012 | 2012-03-15 | 0 | 0 | 0 | 0 | 0 |  | 4
3 | 16 | 2012 | 2012-03-16 | 0.02 | 0 | 0.02 | 0 | 0.01 |  | 5
3 | 17 | 2012 | 2012-03-17 | 0 | 0 | 0 | 0.01 | 0.0025 |  | 6
3 | 18 | 2012 | 2012-03-18 | 0 | 0 | 0 | 0 | 0 |  | 7
3 | 19 | 2012 | 2012-03-19 | 0.01 | 0.04 | 0.01 | 0 | 0.015 |  | 1
3 | 20 | 2012 | 2012-03-20 | 0.11 | 0.01 | 0 | 0.02 | 0.035 |  | 2
3 | 21 | 2012 | 2012-03-21 | 0 | 0 | 0 | 0.01 | 0.0025 |  | 3
3 | 22 | 2012 | 2012-03-22 | 0 | 0 | 0 | 0.01 | 0.0025 |  | 4
3 | 23 | 2012 | 2012-03-23 | 0 | 0 | 0 | 0 | 0 |  | 5
3 | 24 | 2012 | 2012-03-24 | 0.1 | 0.69 | 0.39 | 0 | 0.295 |  | 6
3 | 25 | 2012 | 2012-03-25 | 0.2 | 0.02 | 0.18 | 0.38 | 0.195 |  | 7
3 | 26 | 2012 | 2012-03-26 | 0 | 0 | 0 | 0.02 | 0.005 |  | 1
3 | 27 | 2012 | 2012-03-27 | 0 | 0 | 0 | 0 | 0 |  | 2
3 | 28 | 2012 | 2012-03-28 | 0.01 | 0.03 | 0.03 | 0 | 0.0175 |  | 3
3 | 29 | 2012 | 2012-03-29 | 0 | 0 | 0 | 0.03 | 0.0075 | 5.41 | 4
3 | 30 | 2012 | 2012-03-30 | 0 | 0 | 0 | 0.01 | 0.0025 |  | 5
3 | 31 | 2012 | 2012-03-31 | 0 | 0 | 0 | 0.03 | 0.0075 |  | 6
4 | 1 | 2012 | 2012-04-01 | 0.07 | 0.04 | 0.12 | 0.01 | 0.06 |  | 7
4 | 2 | 2012 | 2012-04-02 | 0.08 | 0.02 | 0.05 | 0.11 | 0.065 |  | 1
4 | 3 | 2012 | 2012-04-03 | 0 | 0 | 0 | 0.01 | 0.0025 |  | 2
4 | 4 | 2012 | 2012-04-04 | 0 | 0 | 0 | 0 | 0 |  | 3
4 | 5 | 2012 | 2012-04-05 | 0 | 0 | 0 | 0 | 0 |  | 4
4 | 6 | 2012 | 2012-04-06 | 0 | 0 | 0 | 0 | 0 |  | 5
4 | 7 | 2012 | 2012-04-07 | 0 | 0 | 0 | 0 | 0 |  | 6
4 | 8 | 2012 | 2012-04-08 | 0 | 0 | 0 | 0 | 0 |  | 7
4 | 9 | 2012 | 2012-04-09 | 0 | 0 | 0 | 0 | 0 |  | 1
4 | 10 | 2012 | 2012-04-10 | 0 | 0 | 0 | 0 | 0 |  | 2
4 | 11 | 2012 | 2012-04-11 | 0.01 | 0 | 0 | 0 | 0.0025 |  | 3
4 | 12 | 2012 | 2012-04-12 | 0 | 0 | 0 | 0 | 0 |  | 4
4 | 13 | 2012 | 2012-04-13 | 0 | 0 | 0 | 0 | 0 |  | 5
4 | 14 | 2012 | 2012-04-14 | 0 | 0 | 0 | 0 | 0 |  | 6
4 | 15 | 2012 | 2012-04-15 | 0 | 0 | 0 | 0 | 0 |  | 7
4 | 16 | 2012 | 2012-04-16 | 0 | 0 | 0 | 0 | 0 |  | 1
4 | 17 | 2012 | 2012-04-17 | 0 | 0 | 0 | 0 | 0 |  | 2
4 | 18 | 2012 | 2012-04-18 | 0.05 | 0.16 | 0.24 | 0 | 0.1125 |  | 3
4 | 19 | 2012 | 2012-04-19 | 0 | 0 | 0 | 0.08 | 0.02 |  | 4
4 | 20 | 2012 | 2012-04-20 | 0 | 0 | 0 | 0.01 | 0.0025 |  | 5
4 | 21 | 2012 | 2012-04-21 | 0.16 | 0.05 | 0.23 | 0.01 | 0.1125 |  | 6
4 | 22 | 2012 | 2012-04-22 | 1.27 | 1.33 | 0.96 | 0.12 | 0.92 |  | 7
4 | 23 | 2012 | 2012-04-23 | 0.1 | 0.02 | 0.01 | 1.36 | 0.3725 |  | 1
4 | 24 | 2012 | 2012-04-24 | 0 | 0 | 0 | 0.05 | 0.0125 |  | 2
4 | 25 | 2012 | 2012-04-25 | 0 | 0 | 0 | 0.01 | 0.0025 |  | 3
4 | 26 | 2012 | 2012-04-26 | 0.03 | 0.29 | 0 | 0.02 | 0.085 |  | 4
4 | 27 | 2012 | 2012-04-27 | 0 | 0 | 0 | 0.08 | 0.02 |  | 5
4 | 28 | 2012 | 2012-04-28 | 0.12 | 0.06 | 0.16 | 0.01 | 0.0875 |  | 6
4 | 29 | 2012 | 2012-04-29 | 0.03 | 0.02 | 0.05 | 0.24 | 0.085 | 2.98 | 7
4 | 30 | 2012 | 2012-04-30 | 0 | 0 | 0 | 0.01 | 0.0025 |  | 1
5 | 1 | 2012 | 2012-05-01 | 0.15 | 0.07 | 0.09 | 0.1 | 0.1025 |  | 2
5 | 2 | 2012 | 2012-05-02 | 0.02 | 0 | 0.01 | 0.09 | 0.03 |  | 3
5 | 3 | 2012 | 2012-05-03 | 0 | 0.04 | 0 | 0.02 | 0.015 |  | 4
5 | 4 | 2012 | 2012-05-04 | 0.12 | 0 | 0.05 | 0 | 0.0425 |  | 5
5 | 5 | 2012 | 2012-05-05 | 0 | 0.02 | 0.01 | 0.08 | 0.0275 |  | 6
5 | 6 | 2012 | 2012-05-06 | 0 | 0 | 0 | 0.02 | 0.005 |  | 7
5 | 7 | 2012 | 2012-05-07 | 0 | 0 | 0 | 0 | 0 |  | 1
5 | 8 | 2012 | 2012-05-08 | 0.03 | 0.1 | 0.09 | 0 | 0.055 |  | 2
5 | 9 | 2012 | 2012-05-09 | 0.58 | 0.26 | 0.37 | 0.2 | 0.3525 |  | 3
5 | 10 | 2012 | 2012-05-10 | 0 | 0 | 0 | 0.51 | 0.1275 |  | 4
5 | 11 | 2012 | 2012-05-11 | 0 | 0 | 0 | 0 | 0 |  | 5
5 | 12 | 2012 | 2012-05-12 | 0 | 0 | 0 | 0 | 0 |  | 6
5 | 13 | 2012 | 2012-05-13 | 0 | 0 | 0 | 0 | 0 |  | 7
5 | 14 | 2012 | 2012-05-14 | 0.24 | 0.15 | 0.46 | 0.09 | 0.235 |  | 1
5 | 15 | 2012 | 2012-05-15 | 1.22 | 0.39 | 0.68 | 0.86 | 0.7875 |  | 2
5 | 16 | 2012 | 2012-05-16 | 0 | 0 | 0 | 0.16 | 0.04 |  | 3
5 | 17 | 2012 | 2012-05-17 | 0 | 0 | 0 | 0.01 | 0.0025 |  | 4
5 | 18 | 2012 | 2012-05-18 | 0 | 0 | 0 | 0 | 0 |  | 5
5 | 19 | 2012 | 2012-05-19 | 0 | 0 | 0 | 0 | 0 |  | 6
5 | 20 | 2012 | 2012-05-20 | 0.01 | 0.04 | 0.01 | 0 | 0.015 |  | 7
5 | 21 | 2012 | 2012-05-21 | 0.03 | 0.56 | 0.37 | 0.03 | 0.2475 |  | 1
5 | 22 | 2012 | 2012-05-22 | 0.01 | 0 | 0.44 | 0.15 | 0.15 |  | 2
5 | 23 | 2012 | 2012-05-23 | 0.31 | 0 | 1.41 | 0.06 | 0.445 |  | 3
5 | 24 | 2012 | 2012-05-24 | 0 | 0 | 0.16 | 0 | 0.04 |  | 4
5 | 25 | 2012 | 2012-05-25 | 0 | 0 | 0 | 0 | 0 |  | 5
5 | 26 | 2012 | 2012-05-26 | 0 | 0 | 0 | 0 | 0 |  | 6
5 | 27 | 2012 | 2012-05-27 | 0.05 | 0.24 | 0.3 | 0 | 0.1475 |  | 7
5 | 28 | 2012 | 2012-05-28 | 0 | 0 | 0 | 0.02 | 0.005 |  | 1
5 | 29 | 2012 | 2012-05-29 | 0.51 | 0.12 | 0.93 | 0 | 0.39 |  | 2
5 | 30 | 2012 | 2012-05-30 | 0 | 0 | 0 | 0.58 | 0.145 | 2.68 | 3
5 | 31 | 2012 | 2012-05-31 | 0 | 0 | 0 | 0.01 | 0.0025 |  | 4
6 | 1 | 2012 | 2012-06-01 | 1.22 | 1.55 | 0.61 | 0.02 | 0.85 |  | 5
6 | 2 | 2012 | 2012-06-02 | 0 | 0 | 0 | 0.84 | 0.21 |  | 6
6 | 3 | 2012 | 2012-06-03 | 0 | 0 | 0 | 0.01 | 0.0025 |  | 7
6 | 4 | 2012 | 2012-06-04 | 0 | 0.06 | 0 | 0 | 0.015 |  | 1
6 | 5 | 2012 | 2012-06-05 | 0 | 0 | 0 | 0.02 | 0.005 |  | 2
6 | 6 | 2012 | 2012-06-06 | 0.03 | 0 | 0 | 0 | 0.0075 |  | 3
6 | 7 | 2012 | 2012-06-07 | 0 | 0.04 | 0 | 0.52 | 0.14 |  | 4
6 | 8 | 2012 | 2012-06-08 | 0 | 0 | 0 | 0.02 | 0.005 |  | 5
6 | 9 | 2012 | 2012-06-09 | 0 | 0 | 0 | 0 | 0 |  | 6
6 | 10 | 2012 | 2012-06-10 | 0 | 0 | 0 | 0 | 0 |  | 7
6 | 11 | 2012 | 2012-06-11 | 0 | 0 | 0 | 0 | 0 |  | 1
6 | 12 | 2012 | 2012-06-12 | 0.26 | 0.33 | 0.6 | 0.09 | 0.32 |  | 2
6 | 13 | 2012 | 2012-06-13 | 0 | 0 | 0 | 0.16 | 0.04 |  | 3
6 | 14 | 2012 | 2012-06-14 | 0 | 0 | 0 | 0.01 | 0.0025 |  | 4
6 | 15 | 2012 | 2012-06-15 | 0 | 0 | 0 | 0 | 0 |  | 5
6 | 16 | 2012 | 2012-06-16 | 0 | 0 | 0 | 0 | 0 |  | 6
6 | 17 | 2012 | 2012-06-17 | 0 | 0 | 0 | 0 | 0 |  | 7
6 | 18 | 2012 | 2012-06-18 | 0.28 | 0.03 | 0.12 | 0.12 | 0.1375 |  | 1
6 | 19 | 2012 | 2012-06-19 | 0 | 0 | 0 | 0.02 | 0.005 |  | 2
6 | 20 | 2012 | 2012-06-20 | 0 | 0 | 0 | 0 | 0 |  | 3
6 | 21 | 2012 | 2012-06-21 | 0 | 0 | 0 | 0 | 0 |  | 4
6 | 22 | 2012 | 2012-06-22 | 0 | 0.04 | 0.08 | 0 | 0.03 |  | 5
6 | 23 | 2012 | 2012-06-23 | 0 | 0.11 | 0 | 0.02 | 0.0325 |  | 6
6 | 24 | 2012 | 2012-06-24 | 0 | 0 | 0 | 0 | 0 |  | 7
6 | 25 | 2012 | 2012-06-25 | 0 | 0 | 0 | 0 | 0 |  | 1
6 | 26 | 2012 | 2012-06-26 | 0 | 0 | 0 | 0 | 0 |  | 2
6 | 27 | 2012 | 2012-06-27 | 0 | 0 | 0 | 0 | 0 |  | 3
6 | 28 | 2012 | 2012-06-28 | 0 | 0 | 0 | 0 | 0 |  | 4
6 | 29 | 2012 | 2012-06-29 | 0.59 | 0.51 | 0.38 | 0 | 0.37 | 1.71 | 5
6 | 30 | 2012 | 2012-06-30 | 0 | 0.01 | 0 | 0.61 | 0.155 |  | 6
7 | 1 | 2012 | 2012-07-01 | 0 | 0 | 0 | 0.01 | 0.0025 |  | 7
7 | 2 | 2012 | 2012-07-02 | 0 | 0.04 | 0 | 0 | 0.01 |  | 1
7 | 3 | 2012 | 2012-07-03 | 0.02 | 0 | 0.23 | 0 | 0.0625 |  | 2
7 | 4 | 2012 | 2012-07-04 | 0 | 0 | 0 | 0.33 | 0.0825 |  | 3
7 | 5 | 2012 | 2012-07-05 | 0 | 0 | 0 | 0.01 | 0.0025 |  | 4
7 | 6 | 2012 | 2012-07-06 | 0 | 0 | 0 | 0 | 0 |  | 5
7 | 7 | 2012 | 2012-07-07 | 0 | 0 | 0 | 0 | 0 |  | 6
7 | 8 | 2012 | 2012-07-08 | 0.69 | 0 | 0 | 0 | 0.1725 |  | 7
7 | 9 | 2012 | 2012-07-09 | 0.26 | 0.33 | 0.24 | 0.28 | 0.2775 |  | 1
7 | 10 | 2012 | 2012-07-10 | 0.6 | 0 | 0 | 0.02 | 0.155 |  | 2
7 | 11 | 2012 | 2012-07-11 | 0 | 0 | 0 | 0 | 0 |  | 3
7 | 12 | 2012 | 2012-07-12 | 0 | 0 | 0 | 0 | 0 |  | 4
7 | 13 | 2012 | 2012-07-13 | 0 | 0 | 0 | 0 | 0 |  | 5
7 | 14 | 2012 | 2012-07-14 | 0.08 | 0.26 | 0.1 | 0.01 | 0.1125 |  | 6
7 | 15 | 2012 | 2012-07-15 | 0.02 | 0.06 | 0.06 | 0.09 | 0.0575 |  | 7
7 | 16 | 2012 | 2012-07-16 | 0.02 | 0 | 0.01 | 0.02 | 0.0125 |  | 1
7 | 17 | 2012 | 2012-07-17 | 0 | 0 | 0 | 0.04 | 0.01 |  | 2
7 | 18 | 2012 | 2012-07-18 | 0 | 0.02 | 0.06 | 0 | 0.02 |  | 3
7 | 19 | 2012 | 2012-07-19 | 0.42 | 0.86 | 1.02 | 0 | 0.575 |  | 4
7 | 20 | 2012 | 2012-07-20 | 0.19 | 0.2 | 0.57 | 0.33 | 0.3225 |  | 5
7 | 21 | 2012 | 2012-07-21 | 0.21 | 1.24 | 0.13 | 0.11 | 0.4225 |  | 6
7 | 22 | 2012 | 2012-07-22 | 0 | 0 | 0 | 0.27 | 0.0675 |  | 7
7 | 23 | 2012 | 2012-07-23 | 0 | 0 | 0 | 0.02 | 0.005 |  | 1
7 | 24 | 2012 | 2012-07-24 | 0 | 0 | 0 | 0 | 0 |  | 2
7 | 25 | 2012 | 2012-07-25 | 0 | 0 | 0 | 0 | 0 |  | 3
7 | 26 | 2012 | 2012-07-26 | 0 | 0.23 | 0 | 0 | 0.0575 |  | 4
7 | 27 | 2012 | 2012-07-27 | 0 | 0 | 0 | 0.02 | 0.005 |  | 5
7 | 28 | 2012 | 2012-07-28 | 0.27 | 0 | 0 | 0 | 0.0675 |  | 6
7 | 29 | 2012 | 2012-07-29 | 0 | 0 | 0 | 0.01 | 0.0025 |  | 7
7 | 30 | 2012 | 2012-07-30 | 0 | 0.03 | 0 | 0 | 0.0075 | 1.75 | 1
7 | 31 | 2012 | 2012-07-31 | 0.03 | 0 | 0.01 | 0 | 0.01 |  | 2
8 | 1 | 2012 | 2012-08-01 | 0 | 0 | 0.56 | 0.03 | 0.1475 |  | 3
8 | 2 | 2012 | 2012-08-02 | 0 | 0.06 | 0 | 0.01 | 0.0175 |  | 4
8 | 3 | 2012 | 2012-08-03 | 0 | 0 | 0 | 0 | 0 |  | 5
8 | 4 | 2012 | 2012-08-04 | 0 | 0 | 0 | 0 | 0 |  | 6
8 | 5 | 2012 | 2012-08-05 | 0.03 | 0 | 0.15 | 0 | 0.045 |  | 7
8 | 6 | 2012 | 2012-08-06 | 0.02 | 0.01 | 0 | 0.06 | 0.0225 |  | 1
8 | 7 | 2012 | 2012-08-07 | 0 | 0 | 0 | 0.01 | 0.0025 |  | 2
8 | 8 | 2012 | 2012-08-08 | 0 | 0 | 0.01 | 0 | 0.0025 |  | 3
8 | 9 | 2012 | 2012-08-09 | 0 | 0.19 | 0.07 | 0 | 0.065 |  | 4
8 | 10 | 2012 | 2012-08-10 | 0.59 | 0.29 | 0.55 | 0.1 | 0.3825 |  | 5
8 | 11 | 2012 | 2012-08-11 | 0.1 | 0.71 | 0.26 | 1.08 | 0.5375 |  | 6
8 | 12 | 2012 | 2012-08-12 | 0 | 0 | 0 | 0.02 | 0.005 |  | 7
8 | 13 | 2012 | 2012-08-13 | 0 | 0 | 0 | 0 | 0 |  | 1
8 | 14 | 2012 | 2012-08-14 | 0.2 | 0.16 | 0.13 | 0.05 | 0.135 |  | 2
8 | 15 | 2012 | 2012-08-15 | 0 | 0 | 0 | 0.05 | 0.0125 |  | 3
8 | 16 | 2012 | 2012-08-16 | 0 | 0 | 0 | 0.01 | 0.0025 |  | 4
8 | 17 | 2012 | 2012-08-17 | 0.01 | 0.18 | 0.32 | 0 | 0.1275 |  | 5
8 | 18 | 2012 | 2012-08-18 | 0.16 | 0.08 | 0 | 0.08 | 0.08 |  | 6
8 | 19 | 2012 | 2012-08-19 | 0.36 | 0.03 | 0.32 | 0.01 | 0.18 |  | 7
8 | 20 | 2012 | 2012-08-20 | 0 | 0.71 | 0.2 | 0.04 | 0.2375 |  | 1
8 | 21 | 2012 | 2012-08-21 | 0.59 | 0 | 0 | 0.02 | 0.1525 |  | 2
8 | 22 | 2012 | 2012-08-22 | 0.35 | 0 | 0 | 0 | 0.0875 |  | 3
8 | 23 | 2012 | 2012-08-23 | 0 | 0 | 0 | 0.19 | 0.0475 |  | 4
8 | 24 | 2012 | 2012-08-24 | 0 | 0 | 0 | 0.01 | 0.0025 |  | 5
8 | 25 | 2012 | 2012-08-25 | 0.06 | 0.01 | 0.12 | 0 | 0.0475 |  | 6
8 | 26 | 2012 | 2012-08-26 | 0.28 | 3.36 | 0.32 | 0.32 | 1.07 |  | 7
8 | 27 | 2012 | 2012-08-27 | 0 | 0 | 0 | 0.42 | 0.105 |  | 1
8 | 28 | 2012 | 2012-08-28 | 0.03 | 0.03 | 0.01 | 0.01 | 0.02 |  | 2
8 | 29 | 2012 | 2012-08-29 | 0 | 0 | 0 | 0 | 0 | 2.96 | 3
8 | 30 | 2012 | 2012-08-30 | 0 | 0 | 0 | 0 | 0 |  | 4
8 | 31 | 2012 | 2012-08-31 | 0 | 0 | 0 | 0 | 0 |  | 5
9 | 1 | 2012 | 2012-09-01 | 1.64 | 0.32 | 0 | 0 | 0.49 |  | 6
9 | 2 | 2012 | 2012-09-02 | 0.05 | 0 | 0.39 | 0.9 | 0.335 |  | 7
9 | 3 | 2012 | 2012-09-03 | 0 | 0 | 0 | 0.03 | 0.0075 |  | 1
9 | 4 | 2012 | 2012-09-04 | 0 | 0.01 | 0.02 | 0 | 0.0075 |  | 2
9 | 5 | 2012 | 2012-09-05 | 0.02 | 0.46 | 0 | 0.01 | 0.1225 |  | 3
9 | 6 | 2012 | 2012-09-06 | 0.24 | 0.02 | 0.03 | 0 | 0.0725 |  | 4
9 | 7 | 2012 | 2012-09-07 | 0 | 0 | 0 | 0.2 | 0.05 |  | 5
9 | 8 | 2012 | 2012-09-08 | 0.49 | 0.44 | 0.16 | 0.01 | 0.275 |  | 6
9 | 9 | 2012 | 2012-09-09 | 0 | 0 | 0 | 0.67 | 0.1675 |  | 7
9 | 10 | 2012 | 2012-09-10 | 0 | 0 | 0 | 0.01 | 0.0025 |  | 1
9 | 11 | 2012 | 2012-09-11 | 0 | 0 | 0 | 0 | 0 |  | 2
9 | 12 | 2012 | 2012-09-12 | 0 | 0 | 0 | 0 | 0 |  | 3
9 | 13 | 2012 | 2012-09-13 | 0 | 0 | 0 | 0 | 0 |  | 4
9 | 14 | 2012 | 2012-09-14 | 0 | 0 | 0 | 0 | 0 |  | 5
9 | 15 | 2012 | 2012-09-15 | 0 | 0 | 0 | 0 | 0 |  | 6
9 | 16 | 2012 | 2012-09-16 | 0 | 0 | 0 | 0 | 0 |  | 7
9 | 17 | 2012 | 2012-09-17 | 0.14 | 0.02 | 0.06 | 0 | 0.055 |  | 1
9 | 18 | 2012 | 2012-09-18 | 0.93 | 0.6 | 1.17 | 0.21 | 0.7275 |  | 2
9 | 19 | 2012 | 2012-09-19 | 0 | 0 | 0 | 0.83 | 0.2075 |  | 3
9 | 20 | 2012 | 2012-09-20 | 0 | 0 | 0 | 0.01 | 0.0025 |  | 4
9 | 21 | 2012 | 2012-09-21 | 0 | 0 | 0 | 0 | 0 |  | 5
9 | 22 | 2012 | 2012-09-22 | 0 | 0.04 | 0.23 | 0 | 0.0675 |  | 6
9 | 23 | 2012 | 2012-09-23 | 0 | 0 | 0 | 0 | 0 |  | 7
9 | 24 | 2012 | 2012-09-24 | 0 | 0 | 0 | 0 | 0 |  | 1
9 | 25 | 2012 | 2012-09-25 | 0 | 0 | 0 | 0 | 0 |  | 2
9 | 26 | 2012 | 2012-09-26 | 0.05 | 0.09 | 0.02 | 0 | 0.04 |  | 3
9 | 27 | 2012 | 2012-09-27 | 0.49 | 0.11 | 0.53 | 0 | 0.2825 |  | 4
9 | 28 | 2012 | 2012-09-28 | 0.24 | 0.06 | 0.09 | 0.5 | 0.2225 |  | 5
9 | 29 | 2012 | 2012-09-29 | 0 | 0 | 0 | 0.18 | 0.045 | 1.74 | 6
9 | 30 | 2012 | 2012-09-30 | 0 | 0.04 | 0.01 | 0.01 | 0.015 |  | 7
10 | 1 | 2012 | 2012-10-01 | 0 | 0 | 0.01 | 0.02 | 0.0075 |  | 1
10 | 2 | 2012 | 2012-10-02 | 0.43 | 0.54 | 2.35 | 0.02 | 0.835 |  | 2
10 | 3 | 2012 | 2012-10-03 | 0 | 0.01 | 0 | 0.16 | 0.0425 |  | 3
10 | 4 | 2012 | 2012-10-04 | 0.01 | 0.01 | 0.01 | 0.03 | 0.015 |  | 4
10 | 5 | 2012 | 2012-10-05 | 0 | 0 | 0 | 0.01 | 0.0025 |  | 5
10 | 6 | 2012 | 2012-10-06 | 0 | 0 | 0 | 0.01 | 0.0025 |  | 6
10 | 7 | 2012 | 2012-10-07 | 0.11 | 0.15 | 0.08 | 0 | 0.085 |  | 7
10 | 8 | 2012 | 2012-10-08 | 0.04 | 0 | 0.05 | 0.14 | 0.0575 |  | 1
10 | 9 | 2012 | 2012-10-09 | 0.09 | 0.08 | 0.03 | 0.22 | 0.105 |  | 2
10 | 10 | 2012 | 2012-10-10 | 0 | 0 | 0 | 0.02 | 0.005 |  | 3
10 | 11 | 2012 | 2012-10-11 | 0 | 0 | 0 | 0.01 | 0.0025 |  | 4
10 | 12 | 2012 | 2012-10-12 | 0 | 0 | 0 | 0 | 0 |  | 5
10 | 13 | 2012 | 2012-10-13 | 0 | 0 | 0 | 0 | 0 |  | 6
10 | 14 | 2012 | 2012-10-14 | 0 | 0 | 0 | 0 | 0 |  | 7
10 | 15 | 2012 | 2012-10-15 | 0.06 | 0.53 | 0.26 | 0 | 0.2125 |  | 1
10 | 16 | 2012 | 2012-10-16 | 0 | 0 | 0 | 0.1 | 0.025 |  | 2
10 | 17 | 2012 | 2012-10-17 | 0 | 0 | 0 | 0.01 | 0.0025 |  | 3
10 | 18 | 2012 | 2012-10-18 | 0 | 0.01 | 0.4 | 0.01 | 0.105 |  | 4
10 | 19 | 2012 | 2012-10-19 | 0.24 | 0.92 | 0.03 | 0.02 | 0.3025 |  | 5
10 | 20 | 2012 | 2012-10-20 | 0 | 0 | 0 | 0.15 | 0.0375 |  | 6
10 | 21 | 2012 | 2012-10-21 | 0 | 0 | 0 | 0.01 | 0.0025 |  | 7
10 | 22 | 2012 | 2012-10-22 | 0 | 0 | 0 | 0 | 0 |  | 1
10 | 23 | 2012 | 2012-10-23 | 0 | 0 | 0 | 0 | 0 |  | 2
10 | 24 | 2012 | 2012-10-24 | 0 | 0 | 0 | 0 | 0 |  | 3
10 | 25 | 2012 | 2012-10-25 | 0 | 0 | 0 | 0 | 0 |  | 4
10 | 26 | 2012 | 2012-10-26 | 0 | 0 | 0 | 0 | 0 |  | 5
10 | 27 | 2012 | 2012-10-27 | 0 | 0 | 0 | 0 | 0 |  | 6
10 | 28 | 2012 | 2012-10-28 | 0.15 | 0.24 | 0.4 | 0 | 0.1975 |  | 7
10 | 29 | 2012 | 2012-10-29 | 3.85 | 5.51 | 4.26 | 0.97 | 3.6475 |  | 1
10 | 30 | 2012 | 2012-10-30 | 0.84 | 0.92 | 1 | 5.5 | 2.065 | 1.69 | 2
10 | 31 | 2012 | 2012-10-31 | 0 | 0 | 0 | 0.25 | 0.0625 |  | 3
11 | 1 | 2012 | 2012-11-01 | 0 | 0 | 0 | 0.01 | 0.0025 |  | 4
11 | 2 | 2012 | 2012-11-02 | 0 | 0 | 0 | 0 | 0 |  | 5
11 | 3 | 2012 | 2012-11-03 | 0 | 0 | 0 | 0 | 0 |  | 6
11 | 4 | 2012 | 2012-11-04 | 0 | 0 | 0 | 0 | 0 |  | 7
11 | 5 | 2012 | 2012-11-05 | 0 | 0 | 0 | 0 | 0 |  | 1
11 | 6 | 2012 | 2012-11-06 | 0 | 0 | 0 | 0 | 0 |  | 2
11 | 7 | 2012 | 2012-11-07 | 0.02 | 0.06 | 0 | 0 | 0.02 |  | 3
11 | 8 | 2012 | 2012-11-08 | 0.01 | 0 | 0 | 0.07 | 0.02 |  | 4
11 | 9 | 2012 | 2012-11-09 | 0 | 0 | 0 | 0.01 | 0.0025 |  | 5
11 | 10 | 2012 | 2012-11-10 | 0 | 0 | 0 | 0 | 0 |  | 6
11 | 11 | 2012 | 2012-11-11 | 0 | 0 | 0 | 0 | 0 |  | 7
11 | 12 | 2012 | 2012-11-12 | 0.01 | 0 | 0.19 | 0 | 0.05 |  | 1
11 | 13 | 2012 | 2012-11-13 | 0.5 | 0.44 | 0.87 | 0.3 | 0.5275 |  | 2
11 | 14 | 2012 | 2012-11-14 | 0 | 0 | 0 | 0.17 | 0.0425 |  | 3
11 | 15 | 2012 | 2012-11-15 | 0 | 0 | 0 | 0.01 | 0.0025 |  | 4
11 | 16 | 2012 | 2012-11-16 | 0 | 0 | 0 | 0 | 0 |  | 5
11 | 17 | 2012 | 2012-11-17 | 0 | 0 | 0 | 0 | 0 |  | 6
11 | 18 | 2012 | 2012-11-18 | 0 | 0 | 0 | 0 | 0 |  | 7
11 | 19 | 2012 | 2012-11-19 | 0 | 0 | 0 | 0 | 0 |  | 1
11 | 20 | 2012 | 2012-11-20 | 0 | 0 | 0 | 0 | 0 |  | 2
11 | 21 | 2012 | 2012-11-21 | 0 | 0 | 0 | 0 | 0 |  | 3
11 | 22 | 2012 | 2012-11-22 | 0 | 0 | 0 | 0 | 0 |  | 4
11 | 23 | 2012 | 2012-11-23 | 0 | 0 | 0 | 0 | 0 |  | 5
11 | 24 | 2012 | 2012-11-24 | 0 | 0 | 0 | 0.01 | 0.0025 |  | 6
11 | 25 | 2012 | 2012-11-25 | 0 | 0 | 0 | 0 | 0 |  | 7
11 | 26 | 2012 | 2012-11-26 | 0 | 0 | 0 | 0 | 0 |  | 1
11 | 27 | 2012 | 2012-11-27 | 0.06 | 0.21 | 0.06 | 0.02 | 0.0875 | 3.09 | 2
11 | 28 | 2012 | 2012-11-28 | 0 | 0 | 0 | 0.08 | 0.02 |  | 3
11 | 29 | 2012 | 2012-11-29 | 0 | 0 | 0 | 0 | 0 |  | 4
11 | 30 | 2012 | 2012-11-30 | 0 | 0 | 0 | 0.02 | 0.005 |  | 5
12 | 1 | 2012 | 2012-12-01 | 0 | 0 | 0 | 0 | 0 |  | 6
12 | 2 | 2012 | 2012-12-02 | 0.02 | 0 | 0.02 | 0 | 0.01 |  | 7
12 | 3 | 2012 | 2012-12-03 | 0 | 0 | 0 | 0.01 | 0.0025 |  | 1
12 | 4 | 2012 | 2012-12-04 | 0 | 0 | 0 | 0 | 0 |  | 2
12 | 5 | 2012 | 2012-12-05 | 0 | 0 | 0 | 0.02 | 0.005 |  | 3
12 | 6 | 2012 | 2012-12-06 | 0 | 0 | 0 | 0.01 | 0.0025 |  | 4
12 | 7 | 2012 | 2012-12-07 | 0.05 | 0.02 | 0.01 | 0.01 | 0.0225 |  | 5
12 | 8 | 2012 | 2012-12-08 | 0 | 0.03 | 0 | 0.15 | 0.045 |  | 6
12 | 9 | 2012 | 2012-12-09 | 0.14 | 0.19 | 0.16 | 0.02 | 0.1275 |  | 7
12 | 10 | 2012 | 2012-12-10 | 0.01 | 0 | 0 | 0.1 | 0.0275 |  | 1
12 | 11 | 2012 | 2012-12-11 | 0.07 | 0.09 | 0.01 | 0.16 | 0.0825 |  | 2
12 | 12 | 2012 | 2012-12-12 | 0 | 0 | 0 | 0.01 | 0.0025 |  | 3
12 | 13 | 2012 | 2012-12-13 | 0 | 0 | 0 | 0 | 0 |  | 4
12 | 14 | 2012 | 2012-12-14 | 0 | 0 | 0 | 0 | 0 |  | 5
12 | 15 | 2012 | 2012-12-15 | 0 | 0 | 0 | 0.01 | 0.0025 |  | 6
12 | 16 | 2012 | 2012-12-16 | 0.09 | 0.07 | 0 | 0.07 | 0.0575 |  | 7
12 | 17 | 2012 | 2012-12-17 | 0.07 | 0.14 | 0.04 | 0.02 | 0.0675 |  | 1
12 | 18 | 2012 | 2012-12-18 | 0 | 0 | 0 | 0.06 | 0.015 |  | 2
12 | 19 | 2012 | 2012-12-19 | 0 | 0 | 0 | 0 | 0 |  | 3
12 | 20 | 2012 | 2012-12-20 | 0.56 | 0.69 | 0.5 | 0.01 | 0.44 |  | 4
12 | 21 | 2012 | 2012-12-21 | 0.26 | 0.47 | 0.42 | 0.83 | 0.495 |  | 5
12 | 22 | 2012 | 2012-12-22 | 0 | 0 | 0 | 0.01 | 0.0025 |  | 6
12 | 23 | 2012 | 2012-12-23 | 0 | 0 | 0 | 0 | 0 |  | 7
12 | 24 | 2012 | 2012-12-24 | 0.14 | 0.17 | 0.2 | 0 | 0.1275 |  | 1
12 | 25 | 2012 | 2012-12-25 | 0 | 0 | 0 | 0.17 | 0.0425 |  | 2
12 | 26 | 2012 | 2012-12-26 | 1.42 | 1.05 | 1.41 | 0.02 | 0.975 |  | 3
12 | 27 | 2012 | 2012-12-27 | 0.02 | 0.03 | 0.01 | 1.47 | 0.3825 |  | 4
12 | 28 | 2012 | 2012-12-28 | 0 | 0 | 0 | 0.01 | 0.0025 | 4.84 | 5
12 | 29 | 2012 | 2012-12-29 | 0.18 | 0.16 | 0.09 | 0 | 0.1075 |  | 6
12 | 30 | 2012 | 2012-12-30 | 0 | 0 | 0 | 0.21 | 0.0525 |  | 7
12 | 31 | 2012 | 2012-12-31 | 0 | 0 | 0 | 0 | 0 |  | 1
1 | 1 | 2013 | 2013-01-01 | 0 | 0 | 0 | 0.01 | 0.0025 |  | 2
1 | 2 | 2013 | 2013-01-02 | 0 | 0 | 0 | 0 | 0 |  | 3
1 | 3 | 2013 | 2013-01-03 | 0 | 0 | 0 | 0 | 0 |  | 4
1 | 4 | 2013 | 2013-01-04 | 0 | 0 | 0 | 0 | 0 |  | 5
1 | 5 | 2013 | 2013-01-05 | 0.01 | 0 | 0 | 0 | 0.0025 |  | 6
1 | 6 | 2013 | 2013-01-06 | 0 | 0 | 0 | 0.01 | 0.0025 |  | 7
1 | 7 | 2013 | 2013-01-07 | 0 | 0 | 0 | 0 | 0 |  | 1
1 | 8 | 2013 | 2013-01-08 | 0 | 0 | 0 | 0 | 0 |  | 2
1 | 9 | 2013 | 2013-01-09 | 0.01 | 0 | 0.02 | 0 | 0.0075 |  | 3
1 | 10 | 2013 | 2013-01-10 | 0 | 0 | 0 | 0.01 | 0.0025 |  | 4
1 | 11 | 2013 | 2013-01-11 | 0.01 | 0.07 | 0.02 | 0 | 0.025 |  | 5
1 | 12 | 2013 | 2013-01-12 | 0 | 0 | 0 | 0.03 | 0.0075 |  | 6
1 | 13 | 2013 | 2013-01-13 | 0 | 0 | 0.01 | 0.01 | 0.005 |  | 7
1 | 14 | 2013 | 2013-01-14 | 0.09 | 0.15 | 0.12 | 0.02 | 0.095 |  | 1
1 | 15 | 2013 | 2013-01-15 | 0.79 | 0.66 | 0.63 | 0.38 | 0.615 |  | 2
1 | 16 | 2013 | 2013-01-16 | 0.29 | 0.49 | 0.29 | 0.81 | 0.47 |  | 3
1 | 17 | 2013 | 2013-01-17 | 0.01 | 0 | 0 | 0.14 | 0.0375 |  | 4
1 | 18 | 2013 | 2013-01-18 | 0 | 0 | 0 | 0.05 | 0.0125 |  | 5
1 | 19 | 2013 | 2013-01-19 | 0 | 0 | 0 | 0 | 0 |  | 6
1 | 20 | 2013 | 2013-01-20 | 0 | 0 | 0 | 0 | 0 |  | 7
1 | 21 | 2013 | 2013-01-21 | 0 | 0 | 0 | 0 | 0 |  | 1
1 | 22 | 2013 | 2013-01-22 | 0 | 0 | 0 | 0 | 0 |  | 2
1 | 23 | 2013 | 2013-01-23 | 0 | 0 | 0 | 0 | 0 |  | 3
1 | 24 | 2013 | 2013-01-24 | 0.03 | 0.08 | 0.05 |  | 0.053333 |  | 4
1 | 25 | 2013 | 2013-01-25 | 0.02 | 0.07 | 0.03 | 0 | 0.03 |  | 5
1 | 26 | 2013 | 2013-01-26 | 0 | 0 | 0 | 0 | 0 |  | 6
1 | 27 | 2013 | 2013-01-27 | 0 | 0 | 0 | 0 | 0 | 6.88 | 7
1 | 28 | 2013 | 2013-01-28 | 0.13 | 0.17 | 0.21 | 0.05 | 0.14 |  | 1
1 | 29 | 2013 | 2013-01-29 | 0 | 0 | 0 | 0.1 | 0.025 |  | 2
1 | 30 | 2013 | 2013-01-30 | 0.86 | 1.22 | 2 | 0.01 | 1.0225 |  | 3
1 | 31 | 2013 | 2013-01-31 | 0.28 | 0.73 | 0.32 | 0.9 | 0.5575 |  | 4
2 | 1 | 2013 | 2013-02-01 | 0.01 | 0.01 | 0.01 | 0.01 | 0.01 |  | 5
2 | 2 | 2013 | 2013-02-02 | 0.02 | 0.02 | 0 | 0.01 | 0.0125 |  | 6
2 | 3 | 2013 | 2013-02-03 | 0 | 0 | 0.01 | 0.01 | 0.005 |  | 7
2 | 4 | 2013 | 2013-02-04 | 0 | 0 | 0 | 0 | 0 |  | 1
2 | 5 | 2013 | 2013-02-05 | 0 | 0 | 0 | 0 | 0 |  | 2
2 | 6 | 2013 | 2013-02-06 | 0 | 0 | 0 | 0 | 0 |  | 3
2 | 7 | 2013 | 2013-02-07 | 0 | 0 | 0 | 0 | 0 |  | 4
2 | 8 | 2013 | 2013-02-08 | 0.2 | 0.24 | 0.19 | 0.21 | 0.21 |  | 5
2 | 9 | 2013 | 2013-02-09 | 0 | 0 | 0 | 0.06 | 0.015 |  | 6
2 | 10 | 2013 | 2013-02-10 | 0 | 0 | 0 | 0.01 | 0.0025 |  | 7
2 | 11 | 2013 | 2013-02-11 | 0.28 | 0.41 | 0.13 | 0.31 | 0.2825 |  | 1
2 | 12 | 2013 | 2013-02-12 | 0 | 0 | 0 | 0.01 | 0.0025 |  | 2
2 | 13 | 2013 | 2013-02-13 | 0.19 | 0.31 | 0.26 | 0.01 | 0.1925 |  | 3
2 | 14 | 2013 | 2013-02-14 | 0 | 0 | 0 | 0.24 | 0.06 |  | 4
2 | 15 | 2013 | 2013-02-15 | 0.1 | 0.09 | 0.1 | 0 | 0.0725 |  | 5
2 | 16 | 2013 | 2013-02-16 | 0.02 | 0.04 | 0 | 0.16 | 0.055 |  | 6
2 | 17 | 2013 | 2013-02-17 | 0 | 0 | 0 | 0.04 | 0.01 |  | 7
2 | 18 | 2013 | 2013-02-18 | 0 | 0 | 0 | 0 | 0 |  | 1
2 | 19 | 2013 | 2013-02-19 | 0.07 | 0.09 | 0.07 | 0 | 0.0575 |  | 2
2 | 20 | 2013 | 2013-02-20 | 0 | 0 | 0 | 0.06 | 0.015 |  | 3
2 | 21 | 2013 | 2013-02-21 | 0 | 0 | 0 | 0 | 0 |  | 4
2 | 22 | 2013 | 2013-02-22 | 0.06 | 0.03 | 0.06 | 0 | 0.0375 |  | 5
2 | 23 | 2013 | 2013-02-23 | 0.08 | 0.12 | 0.04 | 0.07 | 0.0775 |  | 6
2 | 24 | 2013 | 2013-02-24 | 0 | 0 | 0 | 0.06 | 0.015 |  | 7
2 | 25 | 2013 | 2013-02-25 | 0 | 0 | 0 | 0.01 | 0.0025 |  | 1
2 | 26 | 2013 | 2013-02-26 | 0.62 | 0.49 | 0.71 | 0 | 0.455 |  | 2
2 | 27 | 2013 | 2013-02-27 | 0.01 | 0.07 | 0.04 | 0.63 | 0.1875 | 4.62 | 3
2 | 28 | 2013 | 2013-02-28 | 0.01 | 0.03 | 0.01 | 0.04 | 0.0225 |  | 4
3 | 1 | 2013 | 2013-03-01 | 0 | 0 | 0 | 0.01 | 0.0025 |  | 5
3 | 2 | 2013 | 2013-03-02 | 0 | 0 | 0 | 0 | 0 |  | 6
3 | 3 | 2013 | 2013-03-03 | 0 | 0 | 0 | 0 | 0 |  | 7
3 | 4 | 2013 | 2013-03-04 | 0 | 0 | 0 | 0 | 0 |  | 1
3 | 5 | 2013 | 2013-03-05 | 0 | 0 | 0.03 | 0 | 0.0075 |  | 2
3 | 6 | 2013 | 2013-03-06 | 1.03 | 0.75 | 0.92 | 0.25 | 0.7375 |  | 3
3 | 7 | 2013 | 2013-03-07 | 0 | 0 | 0 | 0.87 | 0.2175 |  | 4
3 | 8 | 2013 | 2013-03-08 | 0 | 0 | 0 | 0.02 | 0.005 |  | 5
3 | 9 | 2013 | 2013-03-09 | 0 | 0 | 0 | 0 | 0 |  | 6
3 | 10 | 2013 | 2013-03-10 | 0 | 0 | 0 | 0 | 0 |  | 7
3 | 11 | 2013 | 2013-03-11 | 0 | 0.01 | 0 | 0 | 0.0025 |  | 1
3 | 12 | 2013 | 2013-03-12 | 0.83 | 0.63 | 1.16 | 0.07 | 0.6725 |  | 2
3 | 13 | 2013 | 2013-03-13 | 0 | 0 | 0 | 0.86 | 0.215 |  | 3
3 | 14 | 2013 | 2013-03-14 | 0 | 0 | 0 | 0.02 | 0.005 |  | 4
3 | 15 | 2013 | 2013-03-15 | 0 | 0 | 0 | 0 | 0 |  | 5
3 | 16 | 2013 | 2013-03-16 | 0.03 | 0 | 0.03 | 0.01 | 0.0175 |  | 6
3 | 17 | 2013 | 2013-03-17 | 0 | 0 | 0 | 0 | 0 |  | 7
3 | 18 | 2013 | 2013-03-18 | 0.32 | 0.39 | 0.46 | 0.03 | 0.3 |  | 1
3 | 19 | 2013 | 2013-03-19 | 0 | 0 | 0 | 0.41 | 0.1025 |  | 2
3 | 20 | 2013 | 2013-03-20 | 0 | 0 | 0 | 0.01 | 0.0025 |  | 3
3 | 21 | 2013 | 2013-03-21 | 0 | 0 | 0 | 0 | 0 |  | 4
3 | 22 | 2013 | 2013-03-22 | 0 | 0 | 0 | 0 | 0 |  | 5
3 | 23 | 2013 | 2013-03-23 | 0 | 0 | 0 | 0 | 0 |  | 6
3 | 24 | 2013 | 2013-03-24 | 0.04 | 0 | 0.05 | 0 | 0.0225 |  | 7
3 | 25 | 2013 | 2013-03-25 | 0.52 | 0.82 | 0.44 | 0.06 | 0.46 |  | 1
3 | 26 | 2013 | 2013-03-26 | 0 | 0 | 0 | 0.33 | 0.0825 |  | 2
3 | 27 | 2013 | 2013-03-27 | 0.01 | 0 | 0 | 0.02 | 0.0075 |  | 3
3 | 28 | 2013 | 2013-03-28 | 0 | 0 | 0 | 0.01 | 0.0025 |  | 4
3 | 29 | 2013 | 2013-03-29 | 0 | 0 | 0 | 0 | 0 | 7.09 | 5
3 | 30 | 2013 | 2013-03-30 | 0 | 0 | 0 | 0 | 0 |  | 6
3 | 31 | 2013 | 2013-03-31 | 0.02 | 0.04 | 0.07 | 0 | 0.0325 |  | 7
4 | 1 | 2013 | 2013-04-01 | 0 | 0 | 0 | 0.02 | 0.005 |  | 1
4 | 2 | 2013 | 2013-04-02 | 0 | 0 | 0 | 0.02 | 0.005 |  | 2
4 | 3 | 2013 | 2013-04-03 | 0 | 0 | 0 | 0 | 0 |  | 3
4 | 4 | 2013 | 2013-04-04 | 0.14 | 0.04 | 0.16 | 0 | 0.085 |  | 4
4 | 5 | 2013 | 2013-04-05 | 0.12 | 0.11 | 0.1 | 0.33 | 0.165 |  | 5
4 | 6 | 2013 | 2013-04-06 | 0 | 0 | 0 | 0.01 | 0.0025 |  | 6
4 | 7 | 2013 | 2013-04-07 | 0 | 0 | 0 | 0 | 0 |  | 7
4 | 8 | 2013 | 2013-04-08 | 0 | 0 | 0 | 0 | 0 |  | 1
4 | 9 | 2013 | 2013-04-09 | 0 | 0 | 0 | 0 | 0 |  | 2
4 | 10 | 2013 | 2013-04-10 | 0 | 0 | 0 | 0 | 0 |  | 3
4 | 11 | 2013 | 2013-04-11 | 0 | 0 | 0 | 0 | 0 |  | 4
4 | 12 | 2013 | 2013-04-12 | 0.8 | 0.67 | 0.56 | 0.04 | 0.5175 |  | 5
4 | 13 | 2013 | 2013-04-13 | 0 | 0 | 0 | 0.82 | 0.205 |  | 6
4 | 14 | 2013 | 2013-04-14 | 0 | 0 | 0 | 0.02 | 0.005 |  | 7
4 | 15 | 2013 | 2013-04-15 | 0 | 0 | 0 | 0.01 | 0.0025 |  | 1
4 | 16 | 2013 | 2013-04-16 | 0 | 0 | 0 | 0.01 | 0.0025 |  | 2
4 | 17 | 2013 | 2013-04-17 | 0 | 0 | 0.06 | 0.03 | 0.0225 |  | 3
4 | 18 | 2013 | 2013-04-18 | 0.06 | 0.04 | 0.09 | 0.05 | 0.06 |  | 4
4 | 19 | 2013 | 2013-04-19 | 1.37 | 0.79 | 1.2 | 0.04 | 0.85 |  | 5
4 | 20 | 2013 | 2013-04-20 | 0.01 | 0.07 | 0 | 1.16 | 0.31 |  | 6
4 | 21 | 2013 | 2013-04-21 | 0 | 0 | 0 | 0.02 | 0.005 |  | 7
4 | 22 | 2013 | 2013-04-22 | 0 | 0 | 0 | 0 | 0 |  | 1
4 | 23 | 2013 | 2013-04-23 | 0 | 0 | 0 | 0 | 0 |  | 2
4 | 24 | 2013 | 2013-04-24 | 0 | 0 | 0 | 0 | 0 |  | 3
4 | 25 | 2013 | 2013-04-25 | 0.01 | 0 | 0 | 0.09 | 0.025 |  | 4
4 | 26 | 2013 | 2013-04-26 | 0 | 0 | 0 | 0.01 | 0.0025 |  | 5
4 | 27 | 2013 | 2013-04-27 | 0 | 0 | 0 | 0 | 0 |  | 6
4 | 28 | 2013 | 2013-04-28 | 0 | 0 | 0.04 | 0 | 0.01 |  | 7
4 | 29 | 2013 | 2013-04-29 | 0.23 | 0.26 | 0.09 | 0.15 | 0.1825 | 1.78 | 1
4 | 30 | 2013 | 2013-04-30 | 0.02 | 0.22 | 0 | 0.23 | 0.1175 |  | 2
5 | 1 | 2013 | 2013-05-01 | 0 | 0 | 0 | 0.06 | 0.015 |  | 3
5 | 2 | 2013 | 2013-05-02 | 0 | 0 | 0 | 0.01 | 0.0025 |  | 4
5 | 3 | 2013 | 2013-05-03 | 0 | 0 | 0 | 0 | 0 |  | 5
5 | 4 | 2013 | 2013-05-04 | 0 | 0 | 0 | 0 | 0 |  | 6
5 | 5 | 2013 | 2013-05-05 | 0 | 0 | 0 | 0 | 0 |  | 7
5 | 6 | 2013 | 2013-05-06 | 0 | 0.03 | 0.01 | 0 | 0.01 |  | 1
5 | 7 | 2013 | 2013-05-07 | 0.55 | 0.8 | 1.02 | 0.03 | 0.6 |  | 2
5 | 8 | 2013 | 2013-05-08 | 0.04 | 0.17 | 0.48 | 0.66 | 0.3375 |  | 3
5 | 9 | 2013 | 2013-05-09 | 0.06 | 0 | 0 | 0.1 | 0.04 |  | 4
5 | 10 | 2013 | 2013-05-10 | 0.48 | 0.62 | 0.38 | 0.09 | 0.3925 |  | 5
5 | 11 | 2013 | 2013-05-11 | 0.07 | 0.61 | 0.32 | 0.72 | 0.43 |  | 6
5 | 12 | 2013 | 2013-05-12 | 0 | 0 | 0 | 0.33 | 0.0825 |  | 7
5 | 13 | 2013 | 2013-05-13 | 0 | 0 | 0 | 0.01 | 0.0025 |  | 1
5 | 14 | 2013 | 2013-05-14 | 0 | 0 | 0 | 0 | 0 |  | 2
5 | 15 | 2013 | 2013-05-15 | 0 | 0 | 0 | 0 | 0 |  | 3
5 | 16 | 2013 | 2013-05-16 | 0 | 0 | 0 | 0 | 0 |  | 4
5 | 17 | 2013 | 2013-05-17 | 0 | 0 | 0 | 0 | 0 |  | 5
5 | 18 | 2013 | 2013-05-18 | 0.06 | 0.02 | 0.09 | 0 | 0.0425 |  | 6
5 | 19 | 2013 | 2013-05-19 | 0.02 | 0 | 0.04 | 0.08 | 0.035 |  | 7
5 | 20 | 2013 | 2013-05-20 | 0 | 0 | 0 | 0.01 | 0.0025 |  | 1
5 | 21 | 2013 | 2013-05-21 | 0 | 0 | 0 | 0 | 0 |  | 2
5 | 22 | 2013 | 2013-05-22 | 0.02 | 0.01 | 0 | 0 | 0.0075 |  | 3
5 | 23 | 2013 | 2013-05-23 | 0.17 | 0.99 | 0.49 | 0.02 | 0.4175 |  | 4
5 | 24 | 2013 | 2013-05-24 | 0.01 | 0.03 | 0 | 0.19 | 0.0575 |  | 5
5 | 25 | 2013 | 2013-05-25 | 0 | 0 | 0 | 0.03 | 0.0075 |  | 6
5 | 26 | 2013 | 2013-05-26 | 0 | 0 | 0 | 0.01 | 0.0025 |  | 7
5 | 27 | 2013 | 2013-05-27 | 0 | 0 | 0 | 0 | 0 |  | 1
5 | 28 | 2013 | 2013-05-28 | 1.34 | 0.15 | 0.22 | 0 | 0.4275 |  | 2
5 | 29 | 2013 | 2013-05-29 | 0 | 0 | 0 | 1.04 | 0.26 |  | 3
5 | 30 | 2013 | 2013-05-30 | 0 | 0 | 0.15 | 0.01 | 0.04 | 3.11 | 4
5 | 31 | 2013 | 2013-05-31 | 0 | 0 | 0 | 0 | 0 |  | 5
6 | 1 | 2013 | 2013-06-01 | 0 | 0 | 0 | 0 | 0 |  | 6
6 | 2 | 2013 | 2013-06-02 | 0.12 | 0.24 | 0.73 | 0 | 0.2725 |  | 7
6 | 3 | 2013 | 2013-06-03 | 0.42 | 0.44 | 0.19 | 0.5 | 0.3875 |  | 1
6 | 4 | 2013 | 2013-06-04 | 0 | 0 | 0 | 0.81 | 0.2025 |  | 2
6 | 5 | 2013 | 2013-06-05 | 0 | 0 | 0 | 0.02 | 0.005 |  | 3
6 | 6 | 2013 | 2013-06-06 | 0.85 | 0.18 | 0.66 | 0 | 0.4225 |  | 4
6 | 7 | 2013 | 2013-06-07 | 1.67 | 2.25 | 0.82 | 1 | 1.435 |  | 5
6 | 8 | 2013 | 2013-06-08 | 0 | 0 | 0 | 1.25 | 0.3125 |  | 6
6 | 9 | 2013 | 2013-06-09 | 0.01 | 0 | 0.18 | 0.03 | 0.055 |  | 7
6 | 10 | 2013 | 2013-06-10 | 2.77 | 1.8 | 0.98 | 0.93 | 1.62 |  | 1
6 | 11 | 2013 | 2013-06-11 | 0 | 0 | 0 | 0.46 | 0.115 |  | 2
6 | 12 | 2013 | 2013-06-12 | 0 | 0 | 0 | 0.01 | 0.0025 |  | 3
6 | 13 | 2013 | 2013-06-13 | 0.02 | 1.3 | 0.31 | 0 | 0.4075 |  | 4
6 | 14 | 2013 | 2013-06-14 | 0.02 | 0.04 | 0 | 0.07 | 0.0325 |  | 5
6 | 15 | 2013 | 2013-06-15 | 0 | 0 | 0 | 0.01 | 0.0025 |  | 6
6 | 16 | 2013 | 2013-06-16 | 0 | 0.01 | 0 | 0 | 0.0025 |  | 7
6 | 17 | 2013 | 2013-06-17 | 0 | 0 | 0 | 0 | 0 |  | 1
6 | 18 | 2013 | 2013-06-18 | 0.23 | 0.35 | 0.21 | 0.16 | 0.2375 |  | 2
6 | 19 | 2013 | 2013-06-19 | 0 | 0 | 0 | 0.77 | 0.1925 |  | 3
6 | 20 | 2013 | 2013-06-20 | 0 | 0 | 0 | 0.01 | 0.0025 |  | 4
6 | 21 | 2013 | 2013-06-21 | 0 | 0 | 0 | 0 | 0 |  | 5
6 | 22 | 2013 | 2013-06-22 | 0 | 0 | 0 | 0 | 0 |  | 6
6 | 23 | 2013 | 2013-06-23 | 0.46 | 0.04 | 0.09 | 0 | 0.1475 |  | 7
6 | 24 | 2013 | 2013-06-24 | 0.02 | 0.02 | 0 | 0.33 | 0.0925 |  | 1
6 | 25 | 2013 | 2013-06-25 | 0 | 0.06 | 0.01 | 0.18 | 0.0625 |  | 2
6 | 26 | 2013 | 2013-06-26 | 0.01 | 0.34 | 0.27 | 0 | 0.155 |  | 3
6 | 27 | 2013 | 2013-06-27 | 0.23 | 0.66 | 0 | 0.03 | 0.23 |  | 4
6 | 28 | 2013 | 2013-06-28 | 2.86 | 0.02 | 0.19 | 0.51 | 0.895 |  | 5
6 | 29 | 2013 | 2013-06-29 | 0 | 0 | 0 | 1.71 | 0.4275 | 2.9 | 6
6 | 30 | 2013 | 2013-06-30 | 0.28 | 0.06 | 0 | 0.02 | 0.09 |  | 7
7 | 1 | 2013 | 2013-07-01 | 0.6 | 0.26 | 0.01 | 0.07 | 0.235 |  | 1
7 | 2 | 2013 | 2013-07-02 | 0.17 | 0.05 | 0.09 | 0.26 | 0.1425 |  | 2
7 | 3 | 2013 | 2013-07-03 | 0.15 | 0.59 | 0.62 | 0.11 | 0.3675 |  | 3
7 | 4 | 2013 | 2013-07-04 | 0 | 0 | 0 | 0.01 | 0.0025 |  | 4
7 | 5 | 2013 | 2013-07-05 | 0 | 0 | 0 | 0 | 0 |  | 5
7 | 6 | 2013 | 2013-07-06 | 0 | 0 | 0 | 0 | 0 |  | 6
7 | 7 | 2013 | 2013-07-07 | 0.04 | 0.11 | 0.08 | 0 | 0.0575 |  | 7
7 | 8 | 2013 | 2013-07-08 | 0.04 | 0.01 | 0.11 | 0.09 | 0.0625 |  | 1
7 | 9 | 2013 | 2013-07-09 | 0 | 0 | 0 | 0.01 | 0.0025 |  | 2
7 | 10 | 2013 | 2013-07-10 | 0.57 | 0 | 0 | 0.01 | 0.145 |  | 3
7 | 11 | 2013 | 2013-07-11 | 0 | 0.22 | 3.71 | 0.24 | 1.0425 |  | 4
7 | 12 | 2013 | 2013-07-12 | 1.39 | 0.66 | 1.14 | 2.6 | 1.4475 |  | 5
7 | 13 | 2013 | 2013-07-13 | 0.07 | 0.31 | 0.01 | 0.09 | 0.12 |  | 6
7 | 14 | 2013 | 2013-07-14 | 0 | 0 | 0 | 0.13 | 0.0325 |  | 7
7 | 15 | 2013 | 2013-07-15 | 0 | 0 | 0 | 0.01 | 0.0025 |  | 1
7 | 16 | 2013 | 2013-07-16 | 0 | 0 | 0 | 0.01 | 0.0025 |  | 2
7 | 17 | 2013 | 2013-07-17 | 0 | 0 | 0 | 0 | 0 |  | 3
7 | 18 | 2013 | 2013-07-18 | 1.04 | 0 | 0 | 0 | 0.26 |  | 4
7 | 19 | 2013 | 2013-07-19 | 0 | 0.38 | 0 | 0 | 0.095 |  | 5
7 | 20 | 2013 | 2013-07-20 | 0 | 0 | 0 | 0 | 0 |  | 6
7 | 21 | 2013 | 2013-07-21 | 0 | 0 | 0.13 | 0 | 0.0325 |  | 7
7 | 22 | 2013 | 2013-07-22 | 0.1 | 0.07 | 0.22 | 0.02 | 0.1025 |  | 1
7 | 23 | 2013 | 2013-07-23 | 0 | 0.06 | 0 | 0.17 | 0.0575 |  | 2
7 | 24 | 2013 | 2013-07-24 | 0 | 0 | 0 | 0.01 | 0.0025 |  | 3
7 | 25 | 2013 | 2013-07-25 | 0 | 0 | 0 | 0 | 0 |  | 4
7 | 26 | 2013 | 2013-07-26 | 0 | 0 | 0 | 0 | 0 |  | 5
7 | 27 | 2013 | 2013-07-27 | 0.26 | 0.05 | 0.92 | 0 | 0.3075 |  | 6
7 | 28 | 2013 | 2013-07-28 | 0 | 0 | 0.09 | 0.07 | 0.04 |  | 7
7 | 29 | 2013 | 2013-07-29 | 0 | 0 | 0 | 0.14 | 0.035 |  | 1
7 | 30 | 2013 | 2013-07-30 | 0 | 0 | 0 | 0.01 | 0.0025 | 4.87 | 2
7 | 31 | 2013 | 2013-07-31 | 0 | 0 | 0.14 | 0 | 0.035 |  | 3
8 | 1 | 2013 | 2013-08-01 | 0.41 | 0.38 | 0.07 | 0.36 | 0.305 |  | 4
8 | 2 | 2013 | 2013-08-02 | 0 | 0 | 0 | 1.28 | 0.32 |  | 5
8 | 3 | 2013 | 2013-08-03 | 0.03 | 0.03 | 0.05 | 0.02 | 0.0325 |  | 6
8 | 4 | 2013 | 2013-08-04 | 0 | 0 | 0 | 0.03 | 0.0075 |  | 7
8 | 5 | 2013 | 2013-08-05 | 0 | 0 | 0 | 0 | 0 |  | 1
8 | 6 | 2013 | 2013-08-06 | 0.07 | 0.13 | 0.01 | 0.05 | 0.065 |  | 2
8 | 7 | 2013 | 2013-08-07 | 0 | 0.1 | 0 | 0.2 | 0.075 |  | 3
8 | 8 | 2013 | 2013-08-08 | 0 | 0.08 | 0.25 | 0.01 | 0.085 |  | 4
8 | 9 | 2013 | 2013-08-09 | 0 | 0.01 | 0 | 0 | 0.0025 |  | 5
8 | 10 | 2013 | 2013-08-10 | 0.01 | 0.01 | 0 | 0.01 | 0.0075 |  | 6
8 | 11 | 2013 | 2013-08-11 | 0 | 0 | 0 | 0.04 | 0.01 |  | 7
8 | 12 | 2013 | 2013-08-12 | 0 | 0 | 0.02 | 0.01 | 0.0075 |  | 1
8 | 13 | 2013 | 2013-08-13 | 0.44 | 0.33 | 0.75 | 0.02 | 0.385 |  | 2
8 | 14 | 2013 | 2013-08-14 | 0 | 0 | 0 | 0.16 | 0.04 |  | 3
8 | 15 | 2013 | 2013-08-15 | 0 | 0 | 0 | 0.01 | 0.0025 |  | 4
8 | 16 | 2013 | 2013-08-16 | 0 | 0 | 0 | 0 | 0 |  | 5
8 | 17 | 2013 | 2013-08-17 | 0 | 0 | 0 | 0 | 0 |  | 6
8 | 18 | 2013 | 2013-08-18 | 0.19 | 0.02 | 0.06 | 0.19 | 0.115 |  | 7
8 | 19 | 2013 | 2013-08-19 | 0 | 0 | 0 | 0.1 | 0.025 |  | 1
8 | 20 | 2013 | 2013-08-20 | 0 | 0 | 0 | 0.01 | 0.0025 |  | 2
8 | 21 | 2013 | 2013-08-21 | 0.07 | 0.01 | 0.1 | 0 | 0.045 |  | 3
8 | 22 | 2013 | 2013-08-22 | 0 | 0 | 0 | 0.18 | 0.045 |  | 4
8 | 23 | 2013 | 2013-08-23 | 0.11 | 0.02 | 0.41 | 0.17 | 0.1775 |  | 5
8 | 24 | 2013 | 2013-08-24 | 0 | 0 | 0 | 0.44 | 0.11 |  | 6
8 | 25 | 2013 | 2013-08-25 | 0 | 0 | 0 | 0.02 | 0.005 |  | 7
8 | 26 | 2013 | 2013-08-26 | 0 | 0 | 0 | 0.01 | 0.0025 |  | 1
8 | 27 | 2013 | 2013-08-27 | 0 | 0 | 0.05 | 0 | 0.0125 |  | 2
8 | 28 | 2013 | 2013-08-28 | 0.01 | 0.01 | 0.18 | 0 | 0.05 |  | 3
8 | 29 | 2013 | 2013-08-29 | 0 | 0 | 0 | 0.13 | 0.0325 | 5.09 | 4
8 | 30 | 2013 | 2013-08-30 | 0 | 0 | 0 | 0.02 | 0.005 |  | 5
8 | 31 | 2013 | 2013-08-31 | 0 | 0 | 0 | 0.01 | 0.0025 |  | 6
9 | 1 | 2013 | 2013-09-01 | 0.01 | 0 | 0.03 | 0 | 0.01 |  | 7
9 | 2 | 2013 | 2013-09-02 | 0.11 | 0.01 | 0.18 | 0.49 | 0.1975 |  | 1
9 | 3 | 2013 | 2013-09-03 | 0 | 0 | 0 | 0.01 | 0.0025 |  | 2
9 | 4 | 2013 | 2013-09-04 | 0 | 0 | 0 | 0 | 0 |  | 3
9 | 5 | 2013 | 2013-09-05 | 0 | 0 | 0 | 0 | 0 |  | 4
9 | 6 | 2013 | 2013-09-06 | 0 | 0 | 0 | 0 | 0 |  | 5
9 | 7 | 2013 | 2013-09-07 | 0 | 0 | 0 | 0 | 0 |  | 6
9 | 8 | 2013 | 2013-09-08 | 0 | 0.01 | 0 | 0.01 | 0.005 |  | 7
9 | 9 | 2013 | 2013-09-09 | 0 | 0 | 0 | 0 | 0 |  | 1
9 | 10 | 2013 | 2013-09-10 | 0 | 0 | 0 | 0 | 0 |  | 2
9 | 11 | 2013 | 2013-09-11 | 0 | 0 | 0 | 0 | 0 |  | 3
9 | 12 | 2013 | 2013-09-12 | 0.18 | 0.65 | 0.04 | 0 | 0.2175 |  | 4
9 | 13 | 2013 | 2013-09-13 | 0 | 0 | 0 | 0.23 | 0.0575 |  | 5
9 | 14 | 2013 | 2013-09-14 | 0 | 0 | 0 | 0.01 | 0.0025 |  | 6
9 | 15 | 2013 | 2013-09-15 | 0 | 0 | 0 | 0 | 0 |  | 7
9 | 16 | 2013 | 2013-09-16 | 0.05 | 0.03 | 0.06 | 0 | 0.035 |  | 1
9 | 17 | 2013 | 2013-09-17 | 0 | 0 | 0 | 0.06 | 0.015 |  | 2
9 | 18 | 2013 | 2013-09-18 | 0 | 0 | 0 | 0.01 | 0.0025 |  | 3
9 | 19 | 2013 | 2013-09-19 | 0 | 0 | 0 | 0 | 0 |  | 4
9 | 20 | 2013 | 2013-09-20 | 0 | 0 | 0 | 0 | 0 |  | 5
9 | 21 | 2013 | 2013-09-21 | 0.87 | 0.95 | 1.3 | 0 | 0.78 |  | 6
9 | 22 | 2013 | 2013-09-22 | 0 | 0 | 0 | 0.95 | 0.2375 |  | 7
9 | 23 | 2013 | 2013-09-23 | 0 | 0 | 0 | 0.02 | 0.005 |  | 1
9 | 24 | 2013 | 2013-09-24 | 0 | 0 | 0 | 0.01 | 0.0025 |  | 2
9 | 25 | 2013 | 2013-09-25 | 0 | 0 | 0 | 0.01 | 0.0025 |  | 3
9 | 26 | 2013 | 2013-09-26 | 0 | 0 | 0 | 0.01 | 0.0025 |  | 4
9 | 27 | 2013 | 2013-09-27 | 0 | 0 | 0 | 0 | 0 |  | 5
9 | 28 | 2013 | 2013-09-28 | 0 | 0 | 0 | 0 | 0 |  | 6
9 | 29 | 2013 | 2013-09-29 | 0 | 0 | 0 | 0 | 0 | 5.91 | 7
9 | 30 | 2013 | 2013-09-30 | 0 | 0 | 0 | 0.01 | 0.0025 |  | 1
10 | 1 | 2013 | 2013-10-01 | 0 | 0 | 0 | 0 | 0 |  | 2
10 | 2 | 2013 | 2013-10-02 | 0 | 0 | 0 | 0 | 0 |  | 3
10 | 3 | 2013 | 2013-10-03 | 0 | 0 | 0 | 0.01 | 0.0025 |  | 4
10 | 4 | 2013 | 2013-10-04 | 0 | 0 | 0 | 0 | 0 |  | 5
10 | 5 | 2013 | 2013-10-05 | 0 | 0 | 0 | 0.01 | 0.0025 |  | 6
10 | 6 | 2013 | 2013-10-06 | 0 | 0 | 0 | 0 | 0 |  | 7
10 | 7 | 2013 | 2013-10-07 | 1.13 | 0.84 | 1.13 | 0 | 0.775 |  | 1
10 | 8 | 2013 | 2013-10-08 | 0 | 0 | 0 | 0.96 | 0.24 |  | 2
10 | 9 | 2013 | 2013-10-09 | 0.13 | 0.07 | 0.21 | 0.02 | 0.1075 |  | 3
10 | 10 | 2013 | 2013-10-10 | 1.78 | 2.35 | 2.22 | 1.11 | 1.865 |  | 4
10 | 11 | 2013 | 2013-10-11 | 2.76 | 3.66 | 3.38 | 1.25 | 2.7625 |  | 5
10 | 12 | 2013 | 2013-10-12 | 0.29 | 0.41 | 0.33 | 2.9 | 0.9825 |  | 6
10 | 13 | 2013 | 2013-10-13 | 0.03 | 0.1 | 0.12 | 0.16 | 0.1025 |  | 7
10 | 14 | 2013 | 2013-10-14 | 0 | 0 | 0 | 0.04 | 0.01 |  | 1
10 | 15 | 2013 | 2013-10-15 | 0 | 0 | 0 | 0.01 | 0.0025 |  | 2
10 | 16 | 2013 | 2013-10-16 | 0 | 0 | 0 | 0.02 | 0.005 |  | 3
10 | 17 | 2013 | 2013-10-17 | 0 | 0.07 | 0.09 | 0.01 | 0.0425 |  | 4
10 | 18 | 2013 | 2013-10-18 | 0 | 0 | 0 | 0.02 | 0.005 |  | 5
10 | 19 | 2013 | 2013-10-19 | 0 | 0 | 0 | 0.01 | 0.0025 |  | 6
10 | 20 | 2013 | 2013-10-20 | 0 | 0 | 0 | 0.01 | 0.0025 |  | 7
10 | 21 | 2013 | 2013-10-21 | 0 | 0 | 0 | 0 | 0 |  | 1
10 | 22 | 2013 | 2013-10-22 | 0 | 0 | 0 | 0.01 | 0.0025 |  | 2
10 | 23 | 2013 | 2013-10-23 | 0.07 | 0 | 0 | 0.16 | 0.0575 |  | 3
10 | 24 | 2013 | 2013-10-24 | 0 | 0 | 0 | 0.01 | 0.0025 |  | 4
10 | 25 | 2013 | 2013-10-25 | 0 | 0 | 0 | 0 | 0 |  | 5
10 | 26 | 2013 | 2013-10-26 | 0 | 0 | 0 | 0 | 0 |  | 6
10 | 27 | 2013 | 2013-10-27 | 0 | 0 | 0 | 0.01 | 0.0025 |  | 7
10 | 28 | 2013 | 2013-10-28 | 0 | 0 | 0 | 0 | 0 |  | 1
10 | 29 | 2013 | 2013-10-29 | 0 | 0 | 0 | 0 | 0 |  | 2
10 | 30 | 2013 | 2013-10-30 | 0.06 | 0.11 | 0.03 | 0.03 | 0.0575 | 1.71 | 3
10 | 31 | 2013 | 2013-10-31 | 0 | 0.01 | 0 | 0.08 | 0.0225 |  | 4
11 | 1 | 2013 | 2013-11-01 | 0.14 | 0.17 | 0.14 | 0.02 | 0.1175 |  | 5
11 | 2 | 2013 | 2013-11-02 | 0 | 0 | 0 | 0.1 | 0.025 |  | 6
11 | 3 | 2013 | 2013-11-03 | 0 | 0 | 0 | 0.06 | 0.015 |  | 7
11 | 4 | 2013 | 2013-11-04 | 0 | 0 | 0 | 0.01 | 0.0025 |  | 1
11 | 5 | 2013 | 2013-11-05 | 0 | 0 | 0 | 0 | 0 |  | 2
11 | 6 | 2013 | 2013-11-06 | 0 | 0 | 0 | 0 | 0 |  | 3
11 | 7 | 2013 | 2013-11-07 | 0.01 | 0.05 | 0.07 | 0 | 0.0325 |  | 4
11 | 8 | 2013 | 2013-11-08 | 0 | 0 | 0 | 0.04 | 0.01 |  | 5
11 | 9 | 2013 | 2013-11-09 | 0 | 0 | 0 | 0 | 0 |  | 6
11 | 10 | 2013 | 2013-11-10 | 0 | 0 | 0 | 0.01 | 0.0025 |  | 7
11 | 11 | 2013 | 2013-11-11 | 0 | 0 | 0 | 0 | 0 |  | 1
11 | 12 | 2013 | 2013-11-12 | 0 | 0 | 0 | 0 | 0 |  | 2
11 | 13 | 2013 | 2013-11-13 | 0 | 0 | 0 | 0 | 0 |  | 3
11 | 14 | 2013 | 2013-11-14 | 0 | 0 | 0 | 0 | 0 |  | 4
11 | 15 | 2013 | 2013-11-15 | 0.08 | 0.02 | 0.08 | 0 | 0.045 |  | 5
11 | 16 | 2013 | 2013-11-16 | 0.34 | 0.15 | 0.13 | 0.4 | 0.255 |  | 6
11 | 17 | 2013 | 2013-11-17 | 0 | 0.04 | 0.01 | 0 | 0.0125 |  | 7
11 | 18 | 2013 | 2013-11-18 | 0.15 | 0.11 | 0.14 | 0.23 | 0.1575 |  | 1
11 | 19 | 2013 | 2013-11-19 | 0 | 0 | 0 | 0 | 0 |  | 2
11 | 20 | 2013 | 2013-11-20 | 0 | 0 | 0 | 0 | 0 |  | 3
11 | 21 | 2013 | 2013-11-21 | 0 | 0 | 0 | 0.01 | 0.0025 |  | 4
11 | 22 | 2013 | 2013-11-22 | 0 | 0.01 | 0 | 0 | 0.0025 |  | 5
11 | 23 | 2013 | 2013-11-23 | 0 | 0 | 0 | 0.02 | 0.005 |  | 6
11 | 24 | 2013 | 2013-11-24 | 0 | 0 | 0 | 0 | 0 |  | 7
11 | 25 | 2013 | 2013-11-25 | 0 | 0 | 0 | 0 | 0 |  | 1
11 | 26 | 2013 | 2013-11-26 | 1.46 | 1.61 | 1.72 | 0 | 1.1975 |  | 2
11 | 27 | 2013 | 2013-11-27 | 0.74 | 0.66 | 0.5 | 2.11 | 1.0025 |  | 3
11 | 28 | 2013 | 2013-11-28 | 0 | 0 | 0 | 0.18 | 0.045 | 3.43 | 4
11 | 29 | 2013 | 2013-11-29 | 0 | 0 | 0 | 0 | 0 |  | 5
11 | 30 | 2013 | 2013-11-30 | 0 | 0 | 0 | 0 | 0 |  | 6
12 | 1 | 2013 | 2013-12-01 | 0 | 0 | 0 | 0 | 0 |  | 7
12 | 2 | 2013 | 2013-12-02 | 0 | 0 | 0 | 0.01 | 0.0025 |  | 1
12 | 3 | 2013 | 2013-12-03 | 0 | 0 | 0 | 0 | 0 |  | 2
12 | 4 | 2013 | 2013-12-04 | 0 | 0 | 0 | 0 | 0 |  | 3
12 | 5 | 2013 | 2013-12-05 | 0 | 0 | 0 | 0 | 0 |  | 4
12 | 6 | 2013 | 2013-12-06 | 0.63 | 0.9 | 0.97 | 0.11 | 0.6525 |  | 5
12 | 7 | 2013 | 2013-12-07 | 0.16 | 0.17 | 0.19 | 0.7 | 0.305 |  | 6
12 | 8 | 2013 | 2013-12-08 | 0.82 | 0.56 | 0.77 | 0.01 | 0.54 |  | 7
12 | 9 | 2013 | 2013-12-09 | 0.69 | 0.52 | 0.43 | 1.61 | 0.8125 |  | 1
12 | 10 | 2013 | 2013-12-10 | 0.35 | 0.31 | 0.3 | 0.22 | 0.295 |  | 2
12 | 11 | 2013 | 2013-12-11 | 0 | 0 | 0 | 0.25 | 0.0625 |  | 3
12 | 12 | 2013 | 2013-12-12 | 0 | 0 | 0 | 0 | 0 |  | 4
12 | 13 | 2013 | 2013-12-13 | 0 | 0 | 0 | 0 | 0 |  | 5
12 | 14 | 2013 | 2013-12-14 | 0.46 | 0.61 | 0.32 | 0 | 0.3475 |  | 6
12 | 15 | 2013 | 2013-12-15 | 0 | 0 | 0 | 0.45 | 0.1125 |  | 7
12 | 16 | 2013 | 2013-12-16 | 0 | 0 | 0 | 0.01 | 0.0025 |  | 1
12 | 17 | 2013 | 2013-12-17 | 0.02 | 0.01 | 0.02 | 0 | 0.0125 |  | 2
12 | 18 | 2013 | 2013-12-18 | 0 | 0 | 0 | 0.03 | 0.0075 |  | 3
12 | 19 | 2013 | 2013-12-19 | 0 | 0 | 0 | 0.01 | 0.0025 |  | 4
12 | 20 | 2013 | 2013-12-20 | 0 | 0 | 0 | 0 | 0 |  | 5
12 | 21 | 2013 | 2013-12-21 | 0 | 0 | 0 | 0 | 0 |  | 6
12 | 22 | 2013 | 2013-12-22 | 0.24 | 0.24 | 0.51 | 0 | 0.2475 |  | 7
12 | 23 | 2013 | 2013-12-23 | 0.85 | 0.86 | 0.8 | 0.56 | 0.7675 |  | 1
12 | 24 | 2013 | 2013-12-24 | 0 | 0 | 0 | 0.45 | 0.1125 |  | 2
12 | 25 | 2013 | 2013-12-25 | 0 | 0 | 0 | 0.01 | 0.0025 |  | 3
12 | 26 | 2013 | 2013-12-26 | 0 | 0 | 0 | 0 | 0 |  | 4
12 | 27 | 2013 | 2013-12-27 | 0 | 0 | 0 | 0 | 0 |  | 5
12 | 28 | 2013 | 2013-12-28 | 0 | 0 | 0 | 0.01 | 0.0025 |  | 6
12 | 29 | 2013 | 2013-12-29 | 1.31 | 1.09 | 1.27 | 0.23 | 0.975 | 6.14 | 7
12 | 30 | 2013 | 2013-12-30 | 0 | 0 | 0 | 1.12 | 0.28 |  | 1
12 | 31 | 2013 | 2013-12-31 | 0 | 0 | 0 | 0.01 | 0.0025 |  | 2
1 | 1 | 2014 | 2014-01-01 | 0 | 0 | 0 | 0 | 0 |  | 3
1 | 2 | 2014 | 2014-01-02 | 0.34 | 0.39 | 0.36 | 0 | 0.2725 |  | 4
1 | 3 | 2014 | 2014-01-03 | 0 | 0.05 | 0 | 0.41 | 0.115 |  | 5
1 | 4 | 2014 | 2014-01-04 | 0 | 0 | 0 | 0 | 0 |  | 6
1 | 5 | 2014 | 2014-01-05 | 0.11 | 0.11 | 0.23 | 0 | 0.1125 |  | 7
1 | 6 | 2014 | 2014-01-06 | 0.13 | 0.15 | 0.08 | 0.15 | 0.1275 |  | 1
1 | 7 | 2014 | 2014-01-07 | 0 | 0 | 0 | 0.14 | 0.035 |  | 2
1 | 8 | 2014 | 2014-01-08 | 0 | 0 | 0 | 0 | 0 |  | 3
1 | 9 | 2014 | 2014-01-09 | 0 | 0 | 0 | 0.01 | 0.0025 |  | 4
1 | 10 | 2014 | 2014-01-10 | 0.57 | 0.53 | 0.53 | 0.1 | 0.4325 |  | 5
1 | 11 | 2014 | 2014-01-11 | 0.87 | 0.75 | 0.74 | 0.73 | 0.7725 |  | 6
1 | 12 | 2014 | 2014-01-12 | 0 | 0 | 0 | 0.52 | 0.13 |  | 7
1 | 13 | 2014 | 2014-01-13 | 0 | 0 | 0 | 0.01 | 0.0025 |  | 1
1 | 14 | 2014 | 2014-01-14 | 0.35 | 0.28 | 0.17 | 0.02 | 0.205 |  | 2
1 | 15 | 2014 | 2014-01-15 | 0 | 0 | 0.01 | 0.18 | 0.0475 |  | 3
1 | 16 | 2014 | 2014-01-16 | 0 | 0 | 0 | 0.01 | 0.0025 |  | 4
1 | 17 | 2014 | 2014-01-17 | 0 | 0 | 0 | 0 | 0 |  | 5
1 | 18 | 2014 | 2014-01-18 | 0 | 0 | 0 | 0.01 | 0.0025 |  | 6
1 | 19 | 2014 | 2014-01-19 | 0 | 0 | 0 | 0 | 0 |  | 7
1 | 20 | 2014 | 2014-01-20 | 0 | 0 | 0 | 0 | 0 |  | 1
1 | 21 | 2014 | 2014-01-21 | 0.18 | 0.42 | 0.56 | 0.01 | 0.2925 |  | 2
1 | 22 | 2014 | 2014-01-22 | 0 | 0 | 0 | 0.19 | 0.0475 |  | 3
1 | 23 | 2014 | 2014-01-23 | 0 | 0 | 0 | 0 | 0 |  | 4
1 | 24 | 2014 | 2014-01-24 | 0 | 0 | 0 | 0 | 0 |  | 5
1 | 25 | 2014 | 2014-01-25 | 0 | 0 | 0 | 0 | 0 |  | 6
1 | 26 | 2014 | 2014-01-26 | 0 | 0 | 0 | 0 | 0 |  | 7
1 | 27 | 2014 | 2014-01-27 | 0 | 0 | 0 | 0 | 0 |  | 1
1 | 28 | 2014 | 2014-01-28 | 0 | 0 | 0 | 0 | 0 | 3.71 | 2
1 | 29 | 2014 | 2014-01-29 | 0.03 | 0.03 | 0.01 | 0.06 | 0.0325 |  | 3
1 | 30 | 2014 | 2014-01-30 | 0 | 0 | 0 | 0 | 0 |  | 4
1 | 31 | 2014 | 2014-01-31 | 0 | 0 | 0 | 0 | 0 |  | 5
2 | 1 | 2014 | 2014-02-01 | 0 | 0 | 0 | 0 | 0 |  | 6
2 | 2 | 2014 | 2014-02-02 | 0 | 0 | 0 | 0 | 0 |  | 7
2 | 3 | 2014 | 2014-02-03 | 1.48 | 1.34 | 1.33 | 0.83 | 1.245 |  | 1
2 | 4 | 2014 | 2014-02-04 | 0.05 | 0.03 | 0.01 | 0.71 | 0.2 |  | 2
2 | 5 | 2014 | 2014-02-05 | 0.33 | 0.57 | 0.55 | 0.26 | 0.4275 |  | 3
2 | 6 | 2014 | 2014-02-06 | 0 | 0 | 0 | 0.13 | 0.0325 |  | 4
2 | 7 | 2014 | 2014-02-07 | 0 | 0 | 0 | 0 | 0 |  | 5
2 | 8 | 2014 | 2014-02-08 | 0 | 0 | 0 | 0 | 0 |  | 6
2 | 9 | 2014 | 2014-02-09 | 0 | 0.05 | 0 | 0 | 0.0125 |  | 7
2 | 10 | 2014 | 2014-02-10 | 0 | 0 | 0 | 0.01 | 0.0025 |  | 1
2 | 11 | 2014 | 2014-02-11 | 0 | 0 | 0 | 0 | 0 |  | 2
2 | 12 | 2014 | 2014-02-12 | 0.09 | 0.09 | 0.11 | 0 | 0.0725 |  | 3
2 | 13 | 2014 | 2014-02-13 | 1.61 | 1.77 | 1.24 | 1.17 | 1.4475 |  | 4
2 | 14 | 2014 | 2014-02-14 | 0 | 0 | 0 | 1.09 | 0.2725 |  | 5
2 | 15 | 2014 | 2014-02-15 | 0.07 | 0.06 | 0.11 | 0.01 | 0.0625 |  | 6
2 | 16 | 2014 | 2014-02-16 | 0 | 0 | 0 | 0.09 | 0.0225 |  | 7
2 | 17 | 2014 | 2014-02-17 | 0 | 0 | 0.02 | 0 | 0.005 |  | 1
2 | 18 | 2014 | 2014-02-18 | 0.06 | 0.09 | 0.06 | 0.05 | 0.065 |  | 2
2 | 19 | 2014 | 2014-02-19 | 0.12 | 0.11 | 0.08 | 0.01 | 0.08 |  | 3
2 | 20 | 2014 | 2014-02-20 | 0 | 0 | 0 | 0.17 | 0.0425 |  | 4
2 | 21 | 2014 | 2014-02-21 | 0.03 | 0.36 | 0.19 | 0.01 | 0.1475 |  | 5
2 | 22 | 2014 | 2014-02-22 | 0 | 0 | 0 | 0.06 | 0.015 |  | 6
2 | 23 | 2014 | 2014-02-23 | 0 | 0 | 0 | 0.02 | 0.005 |  | 7
2 | 24 | 2014 | 2014-02-24 | 0 | 0.01 | 0 | 0 | 0.0025 |  | 1
2 | 25 | 2014 | 2014-02-25 | 0.11 | 0.06 | 0.05 | 0 | 0.055 |  | 2
2 | 26 | 2014 | 2014-02-26 | 0.07 | 0.04 | 0.06 | 0.16 | 0.0825 |  | 3
2 | 27 | 2014 | 2014-02-27 | 0 | 0 | 0 | 0.07 | 0.0175 |  | 4
2 | 28 | 2014 | 2014-02-28 | 0 | 0 | 0 | 0 | 0 | 3.8 | 5
3 | 1 | 2014 | 2014-03-01 | 0 | 0 | 0 | 0 | 0 |  | 6
3 | 2 | 2014 | 2014-03-02 | 0.23 | 0.29 | 0.25 | 0 | 0.1925 |  | 7
3 | 3 | 2014 | 2014-03-03 | 0.55 | 0.63 | 0.63 | 0.85 | 0.665 |  | 1
3 | 4 | 2014 | 2014-03-04 | 0 | 0 | 0 | 0.24 | 0.06 |  | 2
3 | 5 | 2014 | 2014-03-05 | 0 | 0 | 0 | 0 | 0 |  | 3
3 | 6 | 2014 | 2014-03-06 | 0 | 0 | 0 | 0 | 0 |  | 4
3 | 7 | 2014 | 2014-03-07 | 0 | 0 | 0 | 0 | 0 |  | 5
3 | 8 | 2014 | 2014-03-08 | 0 | 0 | 0 | 0 | 0 |  | 6
3 | 9 | 2014 | 2014-03-09 | 0 | 0 | 0 | 0 | 0 |  | 7
3 | 10 | 2014 | 2014-03-10 | 0 | 0 | 0 | 0 | 0 |  | 1
3 | 11 | 2014 | 2014-03-11 | 0 | 0 | 0 | 0 | 0 |  | 2
3 | 12 | 2014 | 2014-03-12 | 0.04 | 0.1 | 0.04 | 0 | 0.045 |  | 3
3 | 13 | 2014 | 2014-03-13 | 0 | 0 | 0 | 0.34 | 0.085 |  | 4
3 | 14 | 2014 | 2014-03-14 | 0 | 0 | 0 | 0 | 0 |  | 5
3 | 15 | 2014 | 2014-03-15 | 0 | 0 | 0 | 0 | 0 |  | 6
3 | 16 | 2014 | 2014-03-16 | 0.32 | 0.19 | 0.39 | 0 | 0.225 |  | 7
3 | 17 | 2014 | 2014-03-17 | 0.35 | 0.27 | 0.32 | 0.36 | 0.325 |  | 1
3 | 18 | 2014 | 2014-03-18 | 0 | 0 | 0 | 0.01 | 0.0025 |  | 2
3 | 19 | 2014 | 2014-03-19 | 0.37 | 0.23 | 0.13 | 0 | 0.1825 |  | 3
3 | 20 | 2014 | 2014-03-20 | 0 | 0 | 0 | 0.17 | 0.0425 |  | 4
3 | 21 | 2014 | 2014-03-21 | 0 | 0.07 | 0 | 0.01 | 0.02 |  | 5
3 | 22 | 2014 | 2014-03-22 | 0 | 0 | 0 | 0 | 0 |  | 6
3 | 23 | 2014 | 2014-03-23 | 0 | 0 | 0 | 0 | 0 |  | 7
3 | 24 | 2014 | 2014-03-24 | 0 | 0 | 0 | 0 | 0 |  | 1
3 | 25 | 2014 | 2014-03-25 | 0.29 | 0.16 | 0.41 | 0 | 0.215 |  | 2
3 | 26 | 2014 | 2014-03-26 | 0 | 0 | 0 | 0.27 | 0.0675 |  | 3
3 | 27 | 2014 | 2014-03-27 | 0 | 0 | 0 | 0 | 0 |  | 4
3 | 28 | 2014 | 2014-03-28 | 0.04 | 0.05 | 0.07 | 0 | 0.04 |  | 5
3 | 29 | 2014 | 2014-03-29 | 1.02 | 0.99 | 0.89 | 0.16 | 0.765 |  | 6
3 | 30 | 2014 | 2014-03-30 | 1.05 | 1.4 | 0.97 | 1.07 | 1.1225 | 2.01 | 7
3 | 31 | 2014 | 2014-03-31 | 0 | 0 | 0 | 1.04 | 0.26 |  | 1
4 | 1 | 2014 | 2014-04-01 | 0 | 0 | 0 | 0.01 | 0.0025 |  | 2
4 | 2 | 2014 | 2014-04-02 | 0 | 0 | 0 | 0 | 0 |  | 3
4 | 3 | 2014 | 2014-04-03 | 0 | 0.03 | 0.01 | 0.03 | 0.0175 |  | 4
4 | 4 | 2014 | 2014-04-04 | 0.06 | 0.12 | 0 | 0.01 | 0.0475 |  | 5
4 | 5 | 2014 | 2014-04-05 | 0 | 0 | 0 | 0.06 | 0.015 |  | 6
4 | 6 | 2014 | 2014-04-06 | 0 | 0 | 0 | 0.01 | 0.0025 |  | 7
4 | 7 | 2014 | 2014-04-07 | 0.38 | 0.45 | 0.4 | 0.01 | 0.31 |  | 1
4 | 8 | 2014 | 2014-04-08 | 0.04 | 0.07 | 0 | 0.45 | 0.14 |  | 2
4 | 9 | 2014 | 2014-04-09 | 0 | 0 | 0 | 0.01 | 0.0025 |  | 3
4 | 10 | 2014 | 2014-04-10 | 0 | 0 | 0 | 0 | 0 |  | 4
4 | 11 | 2014 | 2014-04-11 | 0 | 0 | 0.04 | 0 | 0.01 |  | 5
4 | 12 | 2014 | 2014-04-12 | 0 | 0 | 0 | 0.01 | 0.0025 |  | 6
4 | 13 | 2014 | 2014-04-13 | 0 | 0 | 0 | 0 | 0 |  | 7
4 | 14 | 2014 | 2014-04-14 | 0.06 | 0 | 0 | 0 | 0.015 |  | 1
4 | 15 | 2014 | 2014-04-15 | 1.47 | 2.42 | 1.23 | 0.02 | 1.285 |  | 2
4 | 16 | 2014 | 2014-04-16 | 0 | 0 | 0 | 1.51 | 0.3775 |  | 3
4 | 17 | 2014 | 2014-04-17 | 0 | 0 | 0 | 0.01 | 0.0025 |  | 4
4 | 18 | 2014 | 2014-04-18 | 0 | 0 | 0 | 0 | 0 |  | 5
4 | 19 | 2014 | 2014-04-19 | 0 | 0 | 0 | 0 | 0 |  | 6
4 | 20 | 2014 | 2014-04-20 | 0 | 0 | 0 | 0 | 0 |  | 7
4 | 21 | 2014 | 2014-04-21 | 0 | 0 | 0 | 0 | 0 |  | 1
4 | 22 | 2014 | 2014-04-22 | 0.03 | 0.26 | 0.04 | 0 | 0.0825 |  | 2
4 | 23 | 2014 | 2014-04-23 | 0 | 0 | 0 | 0.03 | 0.0075 |  | 3
4 | 24 | 2014 | 2014-04-24 | 0 | 0 | 0 | 0 | 0 |  | 4
4 | 25 | 2014 | 2014-04-25 | 0.39 | 0.63 | 0.34 | 0 | 0.34 |  | 5
4 | 26 | 2014 | 2014-04-26 | 0.02 | 0 | 0 | 0.32 | 0.085 |  | 6
4 | 27 | 2014 | 2014-04-27 | 0 | 0 | 0 | 0.12 | 0.03 |  | 7
4 | 28 | 2014 | 2014-04-28 | 0.11 | 0.32 | 0.17 | 0 | 0.15 |  | 1
4 | 29 | 2014 | 2014-04-29 | 1.21 | 1.24 | 1.19 | 0.13 | 0.9425 |  | 2
4 | 30 | 2014 | 2014-04-30 | 2.7 | 3.06 | 3.99 | 1.8 | 2.8875 | 4.09 | 3
5 | 1 | 2014 | 2014-05-01 | 0.16 | 0.27 | 0.13 | 2.15 | 0.6775 |  | 4
5 | 2 | 2014 | 2014-05-02 | 0 | 0 | 0 | 0.04 | 0.01 |  | 5
5 | 3 | 2014 | 2014-05-03 | 0 | 0.03 | 0 | 0.01 | 0.01 |  | 6
5 | 4 | 2014 | 2014-05-04 | 0 | 0 | 0 | 0 | 0 |  | 7
5 | 5 | 2014 | 2014-05-05 | 0.38 | 0 | 0.23 | 0 | 0.1525 |  | 1
5 | 6 | 2014 | 2014-05-06 | 0 | 0 | 0 | 0.26 | 0.065 |  | 2
5 | 7 | 2014 | 2014-05-07 | 0.14 | 0.17 | 0.18 | 0.01 | 0.125 |  | 3
5 | 8 | 2014 | 2014-05-08 | 0 | 0 | 0 | 0.08 | 0.02 |  | 4
5 | 9 | 2014 | 2014-05-09 | 0 | 0 | 0 | 0 | 0 |  | 5
5 | 10 | 2014 | 2014-05-10 | 0.16 | 0.29 | 0.12 | 0 | 0.1425 |  | 6
5 | 11 | 2014 | 2014-05-11 | 0 | 0 | 0 | 0.07 | 0.0175 |  | 7
5 | 12 | 2014 | 2014-05-12 | 0.08 | 0 | 0.08 | 0 | 0.04 |  | 1
5 | 13 | 2014 | 2014-05-13 | 0 | 0 | 0.02 | 0.1 | 0.03 |  | 2
5 | 14 | 2014 | 2014-05-14 | 0 | 0 | 0 | 0.01 | 0.0025 |  | 3
5 | 15 | 2014 | 2014-05-15 | 0.4 | 0.01 | 1.91 | 0 | 0.58 |  | 4
5 | 16 | 2014 | 2014-05-16 | 2.25 | 1.71 | 1.97 | 2.44 | 2.0925 |  | 5
5 | 17 | 2014 | 2014-05-17 | 0 | 0 | 0 | 0.54 | 0.135 |  | 6
5 | 18 | 2014 | 2014-05-18 | 0 | 0 | 0 | 0.01 | 0.0025 |  | 7
5 | 19 | 2014 | 2014-05-19 | 0 | 0 | 0 | 0 | 0 |  | 1
5 | 20 | 2014 | 2014-05-20 | 0 | 0 | 0 | 0 | 0 |  | 2
5 | 21 | 2014 | 2014-05-21 | 0.16 | 0.08 | 0.07 | 0.02 | 0.0825 |  | 3
5 | 22 | 2014 | 2014-05-22 | 0 | 0.12 | 0 | 0.07 | 0.0475 |  | 4
5 | 23 | 2014 | 2014-05-23 | 0 | 0 | 0 | 0.01 | 0.0025 |  | 5
5 | 24 | 2014 | 2014-05-24 | 0 | 0 | 0 | 0 | 0 |  | 6
5 | 25 | 2014 | 2014-05-25 | 0 | 0 | 0 | 0 | 0 |  | 7
5 | 26 | 2014 | 2014-05-26 | 0 | 0 | 0 | 0 | 0 |  | 1
5 | 27 | 2014 | 2014-05-27 | 0.91 | 0.3 | 0.48 | 0 | 0.4225 |  | 2
5 | 28 | 2014 | 2014-05-28 | 0.03 | 0.07 | 0.81 | 1.04 | 0.4875 |  | 3
5 | 29 | 2014 | 2014-05-29 | 0.29 | 0.29 | 0.33 | 0.21 | 0.28 |  | 4
5 | 30 | 2014 | 2014-05-30 | 0 | 0.01 | 0.01 | 0.19 | 0.0525 |  | 5
5 | 31 | 2014 | 2014-05-31 | 0 | 0 | 0 | 0.02 | 0.005 | 2.3 | 6
6 | 1 | 2014 | 2014-06-01 | 0 | 0 | 0 | 0 | 0 |  | 7
6 | 2 | 2014 | 2014-06-02 | 0 | 0 | 0 | 0 | 0 |  | 1
6 | 3 | 2014 | 2014-06-03 | 0.01 | 0.19 | 0.13 | 0 | 0.0825 |  | 2
6 | 4 | 2014 | 2014-06-04 | 0.41 | 0.14 | 0.72 | 0.05 | 0.33 |  | 3
6 | 5 | 2014 | 2014-06-05 | 0.01 | 0.21 | 0 | 0.23 | 0.1125 |  | 4
6 | 6 | 2014 | 2014-06-06 | 0 | 0 | 0 | 0.01 | 0.0025 |  | 5
6 | 7 | 2014 | 2014-06-07 | 0 | 0 | 0 | 0 | 0 |  | 6
6 | 8 | 2014 | 2014-06-08 | 0.24 | 0 | 1.71 | 0 | 0.4875 |  | 7
6 | 9 | 2014 | 2014-06-09 | 0.21 | 0.17 | 0.03 | 0.15 | 0.14 |  | 1
6 | 10 | 2014 | 2014-06-10 | 0.78 | 0.36 | 0 | 0 | 0.285 |  | 2
6 | 11 | 2014 | 2014-06-11 | 0.8 | 0.12 | 0.76 | 0.33 | 0.5025 |  | 3
6 | 12 | 2014 | 2014-06-12 | 0.09 | 0.27 | 0.35 | 0.18 | 0.2225 |  | 4
6 | 13 | 2014 | 2014-06-13 | 0.22 | 0.03 | 0.77 | 0.05 | 0.2675 |  | 5
6 | 14 | 2014 | 2014-06-14 | 0 | 0 | 0 | 0.08 | 0.02 |  | 6
6 | 15 | 2014 | 2014-06-15 | 0 | 0 | 0 | 0.01 | 0.0025 |  | 7
6 | 16 | 2014 | 2014-06-16 | 0 | 0 | 0 | 0 | 0 |  | 1
6 | 17 | 2014 | 2014-06-17 | 0 | 0 | 0 | 0 | 0 |  | 2
6 | 18 | 2014 | 2014-06-18 | 0 | 0.17 | 0 | 0 | 0.0425 |  | 3
6 | 19 | 2014 | 2014-06-19 | 0 | 1.5 | 0 | 0.2 | 0.425 |  | 4
6 | 20 | 2014 | 2014-06-20 | 0 | 0 | 0 | 0.01 | 0.0025 |  | 5
6 | 21 | 2014 | 2014-06-21 | 0 | 0 | 0.14 | 0.16 | 0.075 |  | 6
6 | 22 | 2014 | 2014-06-22 | 0.09 | 0 | 0 | 0.03 | 0.03 |  | 7
6 | 23 | 2014 | 2014-06-23 | 0 | 0 | 0 | 0 | 0 |  | 1
6 | 24 | 2014 | 2014-06-24 | 0 | 0 | 0 | 0 | 0 |  | 2
6 | 25 | 2014 | 2014-06-25 | 0.45 | 0.79 | 0 | 0 | 0.31 |  | 3
6 | 26 | 2014 | 2014-06-26 | 0 | 0 | 0 | 0.36 | 0.09 |  | 4
6 | 27 | 2014 | 2014-06-27 | 0 | 0 | 0.01 | 0.01 | 0.005 |  | 5
6 | 28 | 2014 | 2014-06-28 | 0 | 0 | 0 | 0 | 0 |  | 6
6 | 29 | 2014 | 2014-06-29 | 0 | 0 | 0 | 0 | 0 |  | 7
6 | 30 | 2014 | 2014-06-30 | 0 | 0 | 0 | 0 | 0 | 2.51 | 1
7 | 1 | 2014 | 2014-07-01 | 0 | 0 | 0 | 0 | 0 |  | 2
7 | 2 | 2014 | 2014-07-02 | 0.04 | 0.48 | 0.31 | 0 | 0.2075 |  | 3
7 | 3 | 2014 | 2014-07-03 | 0.36 | 0.35 | 0.1 | 0.05 | 0.215 |  | 4
7 | 4 | 2014 | 2014-07-04 | 0.16 | 0.13 | 0.17 | 0.48 | 0.235 |  | 5
7 | 5 | 2014 | 2014-07-05 | 0 | 0 | 0 | 0.01 | 0.0025 |  | 6
7 | 6 | 2014 | 2014-07-06 | 0 | 0 | 0 | 0 | 0 |  | 7
7 | 7 | 2014 | 2014-07-07 | 0 | 0 | 0 | 0 | 0 |  | 1
7 | 8 | 2014 | 2014-07-08 | 0.76 | 0.19 | 0.4 | 0 | 0.3375 |  | 2
7 | 9 | 2014 | 2014-07-09 | 0.02 | 0 | 0 | 0.31 | 0.0825 |  | 3
7 | 10 | 2014 | 2014-07-10 | 1.31 | 0 | 0.42 | 0.17 | 0.475 |  | 4
7 | 11 | 2014 | 2014-07-11 | 0 | 0 | 0 | 0.09 | 0.0225 |  | 5
7 | 12 | 2014 | 2014-07-12 | 0 | 0 | 0 | 0.01 | 0.0025 |  | 6
7 | 13 | 2014 | 2014-07-13 | 0.05 | 0.35 | 0.02 | 0 | 0.105 |  | 7
7 | 14 | 2014 | 2014-07-14 | 0.16 | 0.23 | 0.19 | 0.02 | 0.15 |  | 1
7 | 15 | 2014 | 2014-07-15 | 1.71 | 0.84 | 0.35 | 0.06 | 0.74 |  | 2
7 | 16 | 2014 | 2014-07-16 | 0 | 0 | 0 | 2.1 | 0.525 |  | 3
7 | 17 | 2014 | 2014-07-17 | 0 | 0 | 0 | 0.02 | 0.005 |  | 4
7 | 18 | 2014 | 2014-07-18 | 0 | 0 | 0 | 0 | 0 |  | 5
7 | 19 | 2014 | 2014-07-19 | 0 | 0 | 0 | 0 | 0 |  | 6
7 | 20 | 2014 | 2014-07-20 | 0 | 0 | 0 | 0 | 0 |  | 7
7 | 21 | 2014 | 2014-07-21 | 0 | 0 | 0 | 0 | 0 |  | 1
7 | 22 | 2014 | 2014-07-22 | 0 | 0 | 0 | 0 | 0 |  | 2
7 | 23 | 2014 | 2014-07-23 | 0 | 0.12 | 0 | 0 | 0.03 |  | 3
7 | 24 | 2014 | 2014-07-24 | 0.01 | 0 | 0.06 | 0.05 | 0.03 |  | 4
7 | 25 | 2014 | 2014-07-25 | 0 | 0 | 0 | 0.02 | 0.005 |  | 5
7 | 26 | 2014 | 2014-07-26 | 0 | 0.03 | 0 | 0 | 0.0075 |  | 6
7 | 27 | 2014 | 2014-07-27 | 0.1 | 0.08 | 0.07 | 0.13 | 0.095 |  | 7
7 | 28 | 2014 | 2014-07-28 | 0 | 0 | 0 | 0.01 | 0.0025 |  | 1
7 | 29 | 2014 | 2014-07-29 | 0 | 0 | 0 | 0 | 0 |  | 2
7 | 30 | 2014 | 2014-07-30 | 0 | 0 | 0 | 0 | 0 |  | 3
7 | 31 | 2014 | 2014-07-31 | 0 | 0 | 0 | 0 | 0 | 3.18 | 4
8 | 1 | 2014 | 2014-08-01 | 0.11 | 0.09 | 0 | 0 | 0.05 |  | 5
8 | 2 | 2014 | 2014-08-02 | 0.06 | 0.2 | 0.01 | 0.26 | 0.1325 |  | 6
8 | 3 | 2014 | 2014-08-03 | 0.45 | 0.53 | 0.15 | 0.01 | 0.285 |  | 7
8 | 4 | 2014 | 2014-08-04 | 0 | 0 | 0 | 0.32 | 0.08 |  | 1
8 | 5 | 2014 | 2014-08-05 | 0.38 | 0 | 0 | 0.01 | 0.0975 |  | 2
8 | 6 | 2014 | 2014-08-06 | 0 | 0 | 0 | 0 | 0 |  | 3
8 | 7 | 2014 | 2014-08-07 | 0 | 0 | 0 | 0 | 0 |  | 4
8 | 8 | 2014 | 2014-08-08 | 0 | 0 | 0 | 0 | 0 |  | 5
8 | 9 | 2014 | 2014-08-09 | 0 | 0 | 0 | 0 | 0 |  | 6
8 | 10 | 2014 | 2014-08-10 | 0 | 0 | 0 | 0 | 0 |  | 7
8 | 11 | 2014 | 2014-08-11 | 0.03 | 0.01 | 0.12 | 0 | 0.04 |  | 1
8 | 12 | 2014 | 2014-08-12 | 1.6 | 6.3 | 1.13 | 0.26 | 2.3225 |  | 2
8 | 13 | 2014 | 2014-08-13 | 0 | 0 | 0 | 5.4 | 1.35 |  | 3
8 | 14 | 2014 | 2014-08-14 | 0 | 0 | 0 | 0 | 0 |  | 4
8 | 15 | 2014 | 2014-08-15 | 0 | 0 | 0 | 0 | 0 |  | 5
8 | 16 | 2014 | 2014-08-16 | 0 | 0 | 0 | 0 | 0 |  | 6
8 | 17 | 2014 | 2014-08-17 | 0.01 | 0 | 0.02 | 0 | 0.0075 |  | 7
8 | 18 | 2014 | 2014-08-18 | 0 | 0 | 0 | 0 | 0 |  | 1
8 | 19 | 2014 | 2014-08-19 | 0 | 0 | 0 | 0 | 0 |  | 2
8 | 20 | 2014 | 2014-08-20 | 0.26 | 0.01 | 0.99 | 0 | 0.315 |  | 3
8 | 21 | 2014 | 2014-08-21 | 0.01 | 0.01 | 1.43 | 0.21 | 0.415 |  | 4
8 | 22 | 2014 | 2014-08-22 | 0 | 0 | 0.03 | 0.13 | 0.04 |  | 5
8 | 23 | 2014 | 2014-08-23 | 0.21 | 0.21 | 0.83 | 0.05 | 0.325 |  | 6
8 | 24 | 2014 | 2014-08-24 | 0 | 0 | 0 | 0.2 | 0.05 |  | 7
8 | 25 | 2014 | 2014-08-25 | 0 | 0 | 0 | 0.01 | 0.0025 |  | 1
8 | 26 | 2014 | 2014-08-26 | 0 | 0 | 0 | 0.01 | 0.0025 |  | 2
8 | 27 | 2014 | 2014-08-27 | 0 | 0 | 0 | 0.01 | 0.0025 |  | 3
8 | 28 | 2014 | 2014-08-28 | 0 | 0 | 0 | 0 | 0 |  | 4
8 | 29 | 2014 | 2014-08-29 | 0 | 0 | 0 | 0 | 0 |  | 5
8 | 30 | 2014 | 2014-08-30 | 0 | 0 | 0 | 0 | 0 | 3.66 | 6
8 | 31 | 2014 | 2014-08-31 | 0.27 | 0.54 | 0.44 | 0 | 0.3125 |  | 7
9 | 1 | 2014 | 2014-09-01 | 0.02 | 0.08 | 0.01 | 0.81 | 0.23 |  | 1
9 | 2 | 2014 | 2014-09-02 | 0.08 | 0.06 | 0.12 | 0 | 0.065 |  | 2
9 | 3 | 2014 | 2014-09-03 | 0 | 0 | 0 | 0.62 | 0.155 |  | 3
9 | 4 | 2014 | 2014-09-04 | 0 | 0 | 0 | 0.02 | 0.005 |  | 4
9 | 5 | 2014 | 2014-09-05 | 0 | 0 | 0 | 0 | 0 |  | 5
9 | 6 | 2014 | 2014-09-06 | 0.1 | 0.65 | 0.01 | 0 | 0.19 |  | 6
9 | 7 | 2014 | 2014-09-07 | 0 | 0 | 0 | 1.49 | 0.3725 |  | 7
9 | 8 | 2014 | 2014-09-08 | 0 | 0 | 0 | 0.01 | 0.0025 |  | 1
9 | 9 | 2014 | 2014-09-09 | 0 | 0 | 0 | 0.02 | 0.005 |  | 2
9 | 10 | 2014 | 2014-09-10 | 0 | 0 | 0 | 0.01 | 0.0025 |  | 3
9 | 11 | 2014 | 2014-09-11 | 0 | 0 | 0 | 0 | 0 |  | 4
9 | 12 | 2014 | 2014-09-12 | 0 | 0 | 0 | 0.19 | 0.0475 |  | 5
9 | 13 | 2014 | 2014-09-13 | 0.23 | 0.15 | 0.07 | 0 | 0.1125 |  | 6
9 | 14 | 2014 | 2014-09-14 | 0 | 0 | 0 | 0.31 | 0.0775 |  | 7
9 | 15 | 2014 | 2014-09-15 | 0 | 0 | 0 | 0.01 | 0.0025 |  | 1
9 | 16 | 2014 | 2014-09-16 | 0 | 0 | 0 | 0.03 | 0.0075 |  | 2
9 | 17 | 2014 | 2014-09-17 | 0 | 0 | 0 | 0.01 | 0.0025 |  | 3
9 | 18 | 2014 | 2014-09-18 | 0 | 0.01 | 0 | 0 | 0.0025 |  | 4
9 | 19 | 2014 | 2014-09-19 | 0 | 0 | 0 | 0 | 0 |  | 5
9 | 20 | 2014 | 2014-09-20 | 0 | 0 | 0 | 0.01 | 0.0025 |  | 6
9 | 21 | 2014 | 2014-09-21 | 0 | 0 | 0 | 0 | 0 |  | 7
9 | 22 | 2014 | 2014-09-22 | 0 | 0 | 0 | 0 | 0 |  | 1
9 | 23 | 2014 | 2014-09-23 | 0 | 0 | 0 | 0 | 0 |  | 2
9 | 24 | 2014 | 2014-09-24 | 0.04 | 0.03 | 0.06 | 0 | 0.0325 |  | 3
9 | 25 | 2014 | 2014-09-25 | 0.64 | 1.33 | 0.58 | 0.46 | 0.7525 |  | 4
9 | 26 | 2014 | 2014-09-26 | 0 | 0 | 0 | 0.04 | 0.01 |  | 5
9 | 27 | 2014 | 2014-09-27 | 0 | 0 | 0 | 0.01 | 0.0025 |  | 6
9 | 28 | 2014 | 2014-09-28 | 0 | 0 | 0 | 0.01 | 0.0025 |  | 7
9 | 29 | 2014 | 2014-09-29 | 0 | 0.01 | 0 | 0.01 | 0.005 |  | 1
9 | 30 | 2014 | 2014-09-30 | 0 | 0.89 | 0.08 | 0 | 0.2425 | 1.19 | 2
10 | 1 | 2014 | 2014-10-01 | 0.05 | 0 | 0.04 | 0.02 | 0.0275 |  | 3
10 | 2 | 2014 | 2014-10-02 | 0 | 0 | 0 | 0.01 | 0.0025 |  | 4
10 | 3 | 2014 | 2014-10-03 | 0.09 | 0.12 | 0.09 | 0.01 | 0.0775 |  | 5
10 | 4 | 2014 | 2014-10-04 | 0.03 | 0.08 | 0.09 | 0.29 | 0.1225 |  | 6
10 | 5 | 2014 | 2014-10-05 | 0 | 0 | 0 | 0.04 | 0.01 |  | 7
10 | 6 | 2014 | 2014-10-06 | 0 | 0 | 0 | 0.01 | 0.0025 |  | 1
10 | 7 | 2014 | 2014-10-07 | 0.15 | 0.54 | 0.27 | 0.02 | 0.245 |  | 2
10 | 8 | 2014 | 2014-10-08 | 0 | 0 | 0 | 0.33 | 0.0825 |  | 3
10 | 9 | 2014 | 2014-10-09 | 0 | 0 | 0 | 0.01 | 0.0025 |  | 4
10 | 10 | 2014 | 2014-10-10 | 0.08 | 0 | 0.01 | 0.02 | 0.0275 |  | 5
10 | 11 | 2014 | 2014-10-11 | 0.4 | 0.43 | 0.4 | 0.39 | 0.405 |  | 6
10 | 12 | 2014 | 2014-10-12 | 0 | 0 | 0 | 0.1 | 0.025 |  | 7
10 | 13 | 2014 | 2014-10-13 | 0.1 | 0.04 | 0.03 | 0.01 | 0.045 |  | 1
10 | 14 | 2014 | 2014-10-14 | 0 | 0 | 0.02 | 0.09 | 0.0275 |  | 2
10 | 15 | 2014 | 2014-10-15 | 1.44 | 1.23 | 1.3 | 0.02 | 0.9975 |  | 3
10 | 16 | 2014 | 2014-10-16 | 0.02 | 0 | 0.14 | 1.27 | 0.3575 |  | 4
10 | 17 | 2014 | 2014-10-17 | 0 | 0 | 0 | 0.02 | 0.005 |  | 5
10 | 18 | 2014 | 2014-10-18 | 0 | 0 | 0 | 0.01 | 0.0025 |  | 6
10 | 19 | 2014 | 2014-10-19 | 0 | 0 | 0 | 0.01 | 0.0025 |  | 7
10 | 20 | 2014 | 2014-10-20 | 0.01 | 0 | 0 | 0 | 0.0025 |  | 1
10 | 21 | 2014 | 2014-10-21 | 0.23 | 0.72 | 0.31 | 0.02 | 0.32 |  | 2
10 | 22 | 2014 | 2014-10-22 | 0.86 | 0.95 | 0.26 | 0.4 | 0.6175 |  | 3
10 | 23 | 2014 | 2014-10-23 | 0 | 0 | 0 | 0.67 | 0.1675 |  | 4
10 | 24 | 2014 | 2014-10-24 | 0 | 0 | 0 | 0.01 | 0.0025 |  | 5
10 | 25 | 2014 | 2014-10-25 | 0 | 0 | 0 | 0 | 0 |  | 6
10 | 26 | 2014 | 2014-10-26 | 0 | 0 | 0 | 0 | 0 |  | 7
10 | 27 | 2014 | 2014-10-27 | 0 | 0 | 0 | 0 | 0 |  | 1
10 | 28 | 2014 | 2014-10-28 | 0 | 0 | 0 | 0 | 0 |  | 2
10 | 29 | 2014 | 2014-10-29 | 0.03 | 0.05 | 0.05 | 0 | 0.0325 |  | 3
10 | 30 | 2014 | 2014-10-30 | 0 | 0 | 0 | 0.03 | 0.0075 |  | 4
10 | 31 | 2014 | 2014-10-31 | 0 | 0 | 0 | 0.01 | 0.0025 | 2.11 | 5
11 | 1 | 2014 | 2014-11-01 | 0 | 0.11 | 0 | 0 | 0.0275 |  | 6
11 | 2 | 2014 | 2014-11-02 | 0 | 0 | 0 | 0 | 0 |  | 7
11 | 3 | 2014 | 2014-11-03 | 0 | 0 | 0 | 0 | 0 |  | 1
11 | 4 | 2014 | 2014-11-04 | 0 | 0 | 0 | 0 | 0 |  | 2
11 | 5 | 2014 | 2014-11-05 | 0.01 | 0.06 | 0.02 | 0 | 0.0225 |  | 3
11 | 6 | 2014 | 2014-11-06 | 0.51 | 0.54 | 0.31 | 0.2 | 0.39 |  | 4
11 | 7 | 2014 | 2014-11-07 | 0 | 0 | 0 | 0.36 | 0.09 |  | 5
11 | 8 | 2014 | 2014-11-08 | 0 | 0 | 0 | 0.01 | 0.0025 |  | 6
11 | 9 | 2014 | 2014-11-09 | 0 | 0 | 0 | 0 | 0 |  | 7
11 | 10 | 2014 | 2014-11-10 | 0 | 0 | 0 | 0 | 0 |  | 1
11 | 11 | 2014 | 2014-11-11 | 0 | 0 | 0 | 0 | 0 |  | 2
11 | 12 | 2014 | 2014-11-12 | 0 | 0 | 0 | 0 | 0 |  | 3
11 | 13 | 2014 | 2014-11-13 | 0.03 | 0.04 | 0 | 0 | 0.0175 |  | 4
11 | 14 | 2014 | 2014-11-14 | 0 | 0 | 0 | 0.05 | 0.0125 |  | 5
11 | 15 | 2014 | 2014-11-15 | 0 | 0 | 0 | 0.01 | 0.0025 |  | 6
11 | 16 | 2014 | 2014-11-16 | 0.01 | 0.07 | 0.06 | 0 | 0.035 |  | 7
11 | 17 | 2014 | 2014-11-17 | 0.71 | 0.98 | 0.66 | 0.11 | 0.615 |  | 1
11 | 18 | 2014 | 2014-11-18 | 0 | 0 | 0 | 0.6 | 0.15 |  | 2
11 | 19 | 2014 | 2014-11-19 | 0 | 0 | 0 | 0 | 0 |  | 3
11 | 20 | 2014 | 2014-11-20 | 0 | 0 | 0 | 0.01 | 0.0025 |  | 4
11 | 21 | 2014 | 2014-11-21 | 0 | 0 | 0 | 0 | 0 |  | 5
11 | 22 | 2014 | 2014-11-22 | 0 | 0 | 0 | 0 | 0 |  | 6
11 | 23 | 2014 | 2014-11-23 | 0.13 | 0.06 | 0.26 | 0 | 0.1125 |  | 7
11 | 24 | 2014 | 2014-11-24 | 0.18 | 0.31 | 0.15 | 0.31 | 0.2375 |  | 1
11 | 25 | 2014 | 2014-11-25 | 0 | 0 | 0 | 0.01 | 0.0025 |  | 2
11 | 26 | 2014 | 2014-11-26 | 1.06 | 1.19 | 1.2 | 0.33 | 0.945 |  | 3
11 | 27 | 2014 | 2014-11-27 | 0 | 0 | 0 | 0.82 | 0.205 |  | 4
11 | 28 | 2014 | 2014-11-28 | 0 | 0 | 0 | 0.01 | 0.0025 | 3.07 | 5
11 | 29 | 2014 | 2014-11-29 | 0 | 0 | 0 | 0 | 0 |  | 6
11 | 30 | 2014 | 2014-11-30 | 0 | 0 | 0 | 0 | 0 |  | 7
12 | 1 | 2014 | 2014-12-01 | 0.24 | 0.07 | 0.01 | 0 | 0.08 |  | 1
12 | 2 | 2014 | 2014-12-02 | 0.57 | 0.55 | 0.54 | 0.39 | 0.5125 |  | 2
12 | 3 | 2014 | 2014-12-03 | 0.05 | 0.03 | 0.02 | 0.42 | 0.13 |  | 3
12 | 4 | 2014 | 2014-12-04 | 0 | 0 | 0 | 0.01 | 0.0025 |  | 4
12 | 5 | 2014 | 2014-12-05 | 0.01 | 0.01 | 0.04 | 0.03 | 0.0225 |  | 5
12 | 6 | 2014 | 2014-12-06 | 0.48 | 0.52 | 0.53 | 0.04 | 0.3925 |  | 6
12 | 7 | 2014 | 2014-12-07 | 0 | 0 | 0 | 0.52 | 0.13 |  | 7
12 | 8 | 2014 | 2014-12-08 | 0 | 0.01 | 0.07 | 0.01 | 0.0225 |  | 1
12 | 9 | 2014 | 2014-12-09 | 0.33 | 0.73 | 0.45 | 0.19 | 0.425 |  | 2
12 | 10 | 2014 | 2014-12-10 | 0 | 0 | 0 | 0.18 | 0.045 |  | 3
12 | 11 | 2014 | 2014-12-11 | 0 | 0.02 | 0 | 0.01 | 0.0075 |  | 4
12 | 12 | 2014 | 2014-12-12 | 0 | 0 | 0 | 0 | 0 |  | 5
12 | 13 | 2014 | 2014-12-13 | 0 | 0 | 0 | 0 | 0 |  | 6
12 | 14 | 2014 | 2014-12-14 | 0 | 0 | 0 | 0 | 0 |  | 7
12 | 15 | 2014 | 2014-12-15 | 0 | 0 | 0 | 0 | 0 |  | 1
12 | 16 | 2014 | 2014-12-16 | 0.4 | 0.34 | 0.41 | 0 | 0.2875 |  | 2
12 | 17 | 2014 | 2014-12-17 | 0 | 0 | 0 | 0.38 | 0.095 |  | 3
12 | 18 | 2014 | 2014-12-18 | 0 | 0 | 0 | 0.01 | 0.0025 |  | 4
12 | 19 | 2014 | 2014-12-19 | 0 | 0 | 0 | 0 | 0 |  | 5
12 | 20 | 2014 | 2014-12-20 | 0 | 0 | 0 | 0 | 0 |  | 6
12 | 21 | 2014 | 2014-12-21 | 0 | 0 | 0 | 0 | 0 |  | 7
12 | 22 | 2014 | 2014-12-22 | 0.24 | 0.22 | 0.26 | 0 | 0.18 |  | 1
12 | 23 | 2014 | 2014-12-23 | 0.05 | 0.08 | 0.08 | 0.29 | 0.125 |  | 2
12 | 24 | 2014 | 2014-12-24 | 0.88 | 0.85 | 0.76 | 0.54 | 0.7575 |  | 3
12 | 25 | 2014 | 2014-12-25 | 0.12 | 0.08 | 0.04 | 0.53 | 0.1925 |  | 4
12 | 26 | 2014 | 2014-12-26 | 0 | 0 | 0 | 0.01 | 0.0025 |  | 5
12 | 27 | 2014 | 2014-12-27 | 0 | 0 | 0 | 0.01 | 0.0025 |  | 6
12 | 28 | 2014 | 2014-12-28 | 0.08 | 0.04 | 0.04 | 0.01 | 0.0425 |  | 7
12 | 29 | 2014 | 2014-12-29 | 0.05 | 0.03 | 0.01 | 0.23 | 0.08 | 1.88 | 1
12 | 30 | 2014 | 2014-12-30 | 0 | 0 | 0 | 0.01 | 0.0025 |  | 2
12 | 31 | 2014 | 2014-12-31 | 0 | 0 | 0 | 0 | 0 |  | 3
1 | 1 | 2015 | 2015-01-01 | 0 | 0 | 0 | 0 | 0 |  | 4
1 | 2 | 2015 | 2015-01-02 | 0 | 0 | 0 | 0 | 0 |  | 5
1 | 3 | 2015 | 2015-01-03 | 0.5 | 0.58 | 0.56 | 0.03 | 0.4175 |  | 6
1 | 4 | 2015 | 2015-01-04 | 0.2 | 0.21 | 0.28 | 0.38 | 0.2675 |  | 7
1 | 5 | 2015 | 2015-01-05 | 0 | 0 | 0 | 0.11 | 0.0275 |  | 1
1 | 6 | 2015 | 2015-01-06 | 0.2 | 0.22 | 0.28 | 0.04 | 0.185 |  | 2
1 | 7 | 2015 | 2015-01-07 | 0 | 0 | 0 | 0.07 | 0.0175 |  | 3
1 | 8 | 2015 | 2015-01-08 | 0 | 0 | 0 | 0 | 0 |  | 4
1 | 9 | 2015 | 2015-01-09 | 0 | 0 | 0 | 0 | 0 |  | 5
1 | 10 | 2015 | 2015-01-10 | 0 | 0 | 0 | 0 | 0 |  | 6
1 | 11 | 2015 | 2015-01-11 | 0 | 0 | 0 | 0 | 0 |  | 7
1 | 12 | 2015 | 2015-01-12 | 0.75 | 0.7 | 0.62 | 0.21 | 0.57 |  | 1
1 | 13 | 2015 | 2015-01-13 | 0 | 0 | 0 | 0.63 | 0.1575 |  | 2
1 | 14 | 2015 | 2015-01-14 | 0 | 0 | 0 | 0.02 | 0.005 |  | 3
1 | 15 | 2015 | 2015-01-15 | 0 | 0 | 0 | 0 | 0 |  | 4
1 | 16 | 2015 | 2015-01-16 | 0 | 0 | 0 | 0 | 0 |  | 5
1 | 17 | 2015 | 2015-01-17 | 0 | 0 | 0 | 0 | 0 |  | 6
1 | 18 | 2015 | 2015-01-18 | 0.6 | 0.75 | 0 | 0.01 | 0.34 |  | 7
1 | 19 | 2015 | 2015-01-19 | 0 | 0 | 0 | 0.68 | 0.17 |  | 1
1 | 20 | 2015 | 2015-01-20 | 0 | 0 | 0 | 0 | 0 |  | 2
1 | 21 | 2015 | 2015-01-21 | 0.08 | 0.16 | 0.16 | 0.02 | 0.105 |  | 3
1 | 22 | 2015 | 2015-01-22 | 0 | 0 | 0.01 | 0.09 | 0.025 |  | 4
1 | 23 | 2015 | 2015-01-23 | 0.65 | 0.44 | 0.68 | 0 | 0.4425 |  | 5
1 | 24 | 2015 | 2015-01-24 | 0.48 | 0.62 | 0.37 | 1.19 | 0.665 |  | 6
1 | 25 | 2015 | 2015-01-25 | 0 | 0 | 0 | 0.02 | 0.005 |  | 7
1 | 26 | 2015 | 2015-01-26 | 0.21 | 0.13 | 0.23 | 0.16 | 0.1825 |  | 1
1 | 27 | 2015 | 2015-01-27 | 0.01 | 0.01 | 0.02 | 0.12 | 0.04 |  | 2
1 | 28 | 2015 | 2015-01-28 | 0 | 0 | 0 | 0.01 | 0.0025 | 0.03 | 3
1 | 29 | 2015 | 2015-01-29 | 0.05 | 0.07 | 0.05 | 0 | 0.0425 |  | 4
1 | 30 | 2015 | 2015-01-30 | 0 | 0 | 0 | 0.04 | 0.01 |  | 5
1 | 31 | 2015 | 2015-01-31 | 0 | 0 | 0 | 0.02 | 0.005 |  | 6
2 | 1 | 2015 | 2015-02-01 | 0.04 | 0.07 | 0.05 | 0.02 | 0.045 |  | 7
2 | 2 | 2015 | 2015-02-02 | 0.09 | 0.28 | 0.15 | 0.05 | 0.1425 |  | 1
2 | 3 | 2015 | 2015-02-03 | 0 | 0 | 0 | 0.28 | 0.07 |  | 2
2 | 4 | 2015 | 2015-02-04 | 0 | 0 | 0 | 0 | 0 |  | 3
2 | 5 | 2015 | 2015-02-05 | 0 | 0 | 0 | 0 | 0 |  | 4
2 | 6 | 2015 | 2015-02-06 | 0 | 0 | 0 | 0 | 0 |  | 5
2 | 7 | 2015 | 2015-02-07 | 0 | 0 | 0 | 0 | 0 |  | 6
2 | 8 | 2015 | 2015-02-08 | 0 | 0 | 0 | 0 | 0 |  | 7
2 | 9 | 2015 | 2015-02-09 | 0.07 | 0.08 | 0.11 | 0 | 0.065 |  | 1
2 | 10 | 2015 | 2015-02-10 | 0.02 | 0.07 | 0 | 0.18 | 0.0675 |  | 2
2 | 11 | 2015 | 2015-02-11 | 0 | 0 | 0 | 0 | 0 |  | 3
2 | 12 | 2015 | 2015-02-12 | 0 | 0 | 0 | 0 | 0 |  | 4
2 | 13 | 2015 | 2015-02-13 | 0 | 0 | 0 | 0 | 0 |  | 5
2 | 14 | 2015 | 2015-02-14 | 0 | 0.21 | 0.03 | 0 | 0.06 |  | 6
2 | 15 | 2015 | 2015-02-15 | 0 | 0 | 0 | 0 | 0 |  | 7
2 | 16 | 2015 | 2015-02-16 | 0.29 | 0.19 | 0.27 | 0 | 0.1875 |  | 1
2 | 17 | 2015 | 2015-02-17 | 0.23 | 0.18 | 0.12 | 0.35 | 0.22 |  | 2
2 | 18 | 2015 | 2015-02-18 | 0 | 0 | 0 | 0 | 0 |  | 3
2 | 19 | 2015 | 2015-02-19 | 0 | 0 | 0 | 0 | 0 |  | 4
2 | 20 | 2015 | 2015-02-20 | 0 | 0 | 0 | 0 | 0 |  | 5
2 | 21 | 2015 | 2015-02-21 | 0.7 | 0.92 | 0.93 | 0 | 0.6375 |  | 6
2 | 22 | 2015 | 2015-02-22 | 0.1 | 0.13 | 0 | 0.76 | 0.2475 |  | 7
2 | 23 | 2015 | 2015-02-23 | 0 | 0 | 0 | 0 | 0 |  | 1
2 | 24 | 2015 | 2015-02-24 | 0 | 0 | 0 | 0 | 0 |  | 2
2 | 25 | 2015 | 2015-02-25 | 0 | 0 | 0 | 0 | 0 |  | 3
2 | 26 | 2015 | 2015-02-26 | 0.14 | 0.11 | 0.1 | 0.27 | 0.155 |  | 4
2 | 27 | 2015 | 2015-02-27 | 0 | 0 | 0 | 0.11 | 0.0275 |  | 5
2 | 28 | 2015 | 2015-02-28 | 0 | 0 | 0 | 0 | 0 | 5.79 | 6
3 | 1 | 2015 | 2015-03-01 | 0.51 | 0.61 | 0.31 | 0 | 0.3575 |  | 7
3 | 2 | 2015 | 2015-03-02 | 0 | 0 | 0 | 0.36 | 0.09 |  | 1
3 | 3 | 2015 | 2015-03-03 | 0.04 | 0.12 | 0 | 0.18 | 0.085 |  | 2
3 | 4 | 2015 | 2015-03-04 | 0.34 | 0.41 | 0.33 | 0.56 | 0.41 |  | 3
3 | 5 | 2015 | 2015-03-05 | 0.87 | 0.89 | 0.88 | 0.7 | 0.835 |  | 4
3 | 6 | 2015 | 2015-03-06 | 0 | 0 | 0 | 0 | 0 |  | 5
3 | 7 | 2015 | 2015-03-07 | 0 | 0 | 0 | 0 | 0 |  | 6
3 | 8 | 2015 | 2015-03-08 | 0 | 0 | 0 | 0 | 0 |  | 7
3 | 9 | 2015 | 2015-03-09 | 0 | 0 | 0 | 0 | 0 |  | 1
3 | 10 | 2015 | 2015-03-10 | 0.44 | 0.5 | 0.53 | 0.26 | 0.4325 |  | 2
3 | 11 | 2015 | 2015-03-11 | 0 | 0 | 0 | 0.02 | 0.005 |  | 3
3 | 12 | 2015 | 2015-03-12 | 0 | 0 | 0 | 0 | 0 |  | 4
3 | 13 | 2015 | 2015-03-13 | 0.01 | 0.04 | 0 | 0.32 | 0.0925 |  | 5
3 | 14 | 2015 | 2015-03-14 | 0.6 | 0.72 | 0.55 | 0.21 | 0.52 |  | 6
3 | 15 | 2015 | 2015-03-15 | 0 | 0 | 0 | 0.02 | 0.005 |  | 7
3 | 16 | 2015 | 2015-03-16 | 0 | 0 | 0 | 0.01 | 0.0025 |  | 1
3 | 17 | 2015 | 2015-03-17 | 0 | 0 | 0 | 0 | 0 |  | 2
3 | 18 | 2015 | 2015-03-18 | 0 | 0 | 0 | 0 | 0 |  | 3
3 | 19 | 2015 | 2015-03-19 | 0 | 0 | 0 | 0.21 | 0.0525 |  | 4
3 | 20 | 2015 | 2015-03-20 | 0.49 | 0.69 | 0.54 | 0.23 | 0.4875 |  | 5
3 | 21 | 2015 | 2015-03-21 | 0 | 0 | 0 | 0.01 | 0.0025 |  | 6
3 | 22 | 2015 | 2015-03-22 | 0 | 0 | 0 | 0 | 0 |  | 7
3 | 23 | 2015 | 2015-03-23 | 0 | 0 | 0 | 0 | 0 |  | 1
3 | 24 | 2015 | 2015-03-24 | 0 | 0 | 0 | 0 | 0 |  | 2
3 | 25 | 2015 | 2015-03-25 | 0 | 0.01 | 0.02 | 0.02 | 0.0125 |  | 3
3 | 26 | 2015 | 2015-03-26 | 0.35 | 0.2 | 0.12 | 0.89 | 0.39 |  | 4
3 | 27 | 2015 | 2015-03-27 | 0.36 | 0.43 | 0.63 | 0.15 | 0.3925 |  | 5
3 | 28 | 2015 | 2015-03-28 | 0 | 0 | 0 | 0 | 0 |  | 6
3 | 29 | 2015 | 2015-03-29 | 0 | 0 | 0 | 0 | 0 |  | 7
3 | 30 | 2015 | 2015-03-30 | 0.02 | 0.02 | 0 | 0 | 0.01 | 2.05 | 1
3 | 31 | 2015 | 2015-03-31 | 0.01 | 0.03 | 0.01 | 0.03 | 0.02 |  | 2
4 | 1 | 2015 | 2015-04-01 | 0 | 0 | 0 | 0 | 0 |  | 3
4 | 2 | 2015 | 2015-04-02 | 0 | 0 | 0 | 0 | 0 |  | 4
4 | 3 | 2015 | 2015-04-03 | 0.19 | 0.09 | 0.22 | 0.17 | 0.1675 |  | 5
4 | 4 | 2015 | 2015-04-04 | 0.05 | 0.01 | 0 | 0.01 | 0.0175 |  | 6
4 | 5 | 2015 | 2015-04-05 | 0 | 0 | 0 | 0 | 0 |  | 7
4 | 6 | 2015 | 2015-04-06 | 0 | 0 | 0 | 0.03 | 0.0075 |  | 1
4 | 7 | 2015 | 2015-04-07 | 0.17 | 0.12 | 0.13 | 0.03 | 0.1125 |  | 2
4 | 8 | 2015 | 2015-04-08 | 0.13 | 0.72 | 0.05 | 0.12 | 0.255 |  | 3
4 | 9 | 2015 | 2015-04-09 | 0.04 | 0.58 | 0.04 | 0.03 | 0.1725 |  | 4
4 | 10 | 2015 | 2015-04-10 | 0.01 | 0.03 | 0.02 | 0.01 | 0.0175 |  | 5
4 | 11 | 2015 | 2015-04-11 | 0 | 0 | 0 | 0 | 0 |  | 6
4 | 12 | 2015 | 2015-04-12 | 0 | 0 | 0 | 0 | 0 |  | 7
4 | 13 | 2015 | 2015-04-13 | 0 | 0 | 0 | 0.24 | 0.06 |  | 1
4 | 14 | 2015 | 2015-04-14 | 0.64 | 0.36 | 0.5 | 0.78 | 0.57 |  | 2
4 | 15 | 2015 | 2015-04-15 | 0 | 0 | 0 | 0.01 | 0.0025 |  | 3
4 | 16 | 2015 | 2015-04-16 | 0.04 | 0.02 | 0.08 | 0.11 | 0.0625 |  | 4
4 | 17 | 2015 | 2015-04-17 | 0.03 | 0.25 | 0.02 | 0.01 | 0.0775 |  | 5
4 | 18 | 2015 | 2015-04-18 | 0 | 0 | 0 | 0 | 0 |  | 6
4 | 19 | 2015 | 2015-04-19 | 0.37 | 0.14 | 0.29 | 1.1 | 0.475 |  | 7
4 | 20 | 2015 | 2015-04-20 | 0.77 | 1.35 | 0.74 | 0.35 | 0.8025 |  | 1
4 | 21 | 2015 | 2015-04-21 | 0.16 | 0.1 | 0 | 0.01 | 0.0675 |  | 2
4 | 22 | 2015 | 2015-04-22 | 0 | 0.02 | 0 | 0.02 | 0.01 |  | 3
4 | 23 | 2015 | 2015-04-23 | 0 | 0 | 0 | 0 | 0 |  | 4
4 | 24 | 2015 | 2015-04-24 | 0 | 0 | 0 | 0 | 0 |  | 5
4 | 25 | 2015 | 2015-04-25 | 0.27 | 0.18 | 0.3 | 0.35 | 0.275 |  | 6
4 | 26 | 2015 | 2015-04-26 | 0 | 0 | 0 | 0.01 | 0.0025 |  | 7
4 | 27 | 2015 | 2015-04-27 | 0 | 0 | 0 | 0 | 0 |  | 1
4 | 28 | 2015 | 2015-04-28 | 0 | 0 | 0 | 0 | 0 |  | 2
4 | 29 | 2015 | 2015-04-29 | 0 | 0 | 0 | 0 | 0 |  | 3
4 | 30 | 2015 | 2015-04-30 | 0.54 | 0.33 | 0.07 | 0.04 | 0.245 | 2.91 | 4
5 | 1 | 2015 | 2015-05-01 | 0.11 | 0 | 0 | 0.01 | 0.03 |  | 5
5 | 2 | 2015 | 2015-05-02 | 0 | 0 | 0 | 0 | 0 |  | 6
5 | 3 | 2015 | 2015-05-03 | 0 | 0 | 0 | 0 | 0 |  | 7
5 | 4 | 2015 | 2015-05-04 | 0 | 0 | 0 | 0 | 0 |  | 1
5 | 5 | 2015 | 2015-05-05 | 0.05 | 0.01 | 0.02 | 0.18 | 0.065 |  | 2
5 | 6 | 2015 | 2015-05-06 | 0 | 0 | 0.04 | 0.01 | 0.0125 |  | 3
5 | 7 | 2015 | 2015-05-07 | 0 | 0 | 0 | 0 | 0 |  | 4
5 | 8 | 2015 | 2015-05-08 | 0 | 0 | 0 | 0.01 | 0.0025 |  | 5
5 | 9 | 2015 | 2015-05-09 | 0 | 0.01 | 0 | 0 | 0.0025 |  | 6
5 | 10 | 2015 | 2015-05-10 | 0 | 0 | 0 | 0 | 0 |  | 7
5 | 11 | 2015 | 2015-05-11 | 0 | 0 | 0.01 | 0 | 0.0025 |  | 1
5 | 12 | 2015 | 2015-05-12 | 0 | 0 | 0 | 0 | 0 |  | 2
5 | 13 | 2015 | 2015-05-13 | 0 | 0 | 0 | 0 | 0 |  | 3
5 | 14 | 2015 | 2015-05-14 | 0 | 0 | 0 | 0 | 0 |  | 4
5 | 15 | 2015 | 2015-05-15 | 0 | 0 | 0 | 0 | 0 |  | 5
5 | 16 | 2015 | 2015-05-16 | 0.66 | 0.17 | 0.7 | 1.2 | 0.6825 |  | 6
5 | 17 | 2015 | 2015-05-17 | 0 | 0 | 0 | 0.02 | 0.005 |  | 7
5 | 18 | 2015 | 2015-05-18 | 0.76 | 1.54 | 0.38 | 1.51 | 1.0475 |  | 1
5 | 19 | 2015 | 2015-05-19 | 0 | 0.15 | 0 | 0.01 | 0.04 |  | 2
5 | 20 | 2015 | 2015-05-20 | 0 | 0 | 0 | 0 | 0 |  | 3
5 | 21 | 2015 | 2015-05-21 | 0.33 | 0.2 | 0.26 | 0.39 | 0.295 |  | 4
5 | 22 | 2015 | 2015-05-22 | 0 | 0 | 0 | 0.01 | 0.0025 |  | 5
5 | 23 | 2015 | 2015-05-23 | 0 | 0 | 0 | 0 | 0 |  | 6
5 | 24 | 2015 | 2015-05-24 | 0 | 0 | 0 | 0 | 0 |  | 7
5 | 25 | 2015 | 2015-05-25 | 0 | 0 | 0 | 0 | 0 |  | 1
5 | 26 | 2015 | 2015-05-26 | 0 | 0 | 0 | 0 | 0 |  | 2
5 | 27 | 2015 | 2015-05-27 | 0.01 | 0 | 1.05 | 0 | 0.265 |  | 3
5 | 28 | 2015 | 2015-05-28 | 0 | 0 | 0 | 0 | 0 |  | 4
5 | 29 | 2015 | 2015-05-29 | 0 | 0 | 0 | 0.09 | 0.0225 |  | 5
5 | 30 | 2015 | 2015-05-30 | 0 | 0 | 0 | 0 | 0 |  | 6
5 | 31 | 2015 | 2015-05-31 | 0 | 0.02 | 0 | 0 | 0.005 | 2.35 | 7
6 | 1 | 2015 | 2015-06-01 | 2.49 | 2.5 | 0.06 | 1.53 | 1.645 |  | 1
6 | 2 | 2015 | 2015-06-02 | 0.46 | 0.55 | 0.16 | 0.12 | 0.3225 |  | 2
6 | 3 | 2015 | 2015-06-03 | 0.01 | 0.07 | 0 | 0.11 | 0.0475 |  | 3
6 | 4 | 2015 | 2015-06-04 | 0.37 | 0.15 | 0.73 | 0.59 | 0.46 |  | 4
6 | 5 | 2015 | 2015-06-05 | 0.03 | 0.14 | 0 | 0.03 | 0.05 |  | 5
6 | 6 | 2015 | 2015-06-06 | 0 | 0 | 0 | 0.01 | 0.0025 |  | 6
6 | 7 | 2015 | 2015-06-07 | 0 | 0 | 0 | 0 | 0 |  | 7
6 | 8 | 2015 | 2015-06-08 | 0.65 | 1.3 | 1.05 | 0.03 | 0.7575 |  | 1
6 | 9 | 2015 | 2015-06-09 | 0 | 0 | 0 | 0.01 | 0.0025 |  | 2
6 | 10 | 2015 | 2015-06-10 | 0 | 0 | 0 | 0 | 0 |  | 3
6 | 11 | 2015 | 2015-06-11 | 0 | 0 | 0 | 0 | 0 |  | 4
6 | 12 | 2015 | 2015-06-12 | 0.02 | 0 | 0.02 | 0 | 0.01 |  | 5
6 | 13 | 2015 | 2015-06-13 | 0 | 0 | 0 | 0.81 | 0.2025 |  | 6
6 | 14 | 2015 | 2015-06-14 | 0.52 | 0.04 | 0 | 0.02 | 0.145 |  | 7
6 | 15 | 2015 | 2015-06-15 | 0.08 | 0.1 | 0.26 | 0 | 0.11 |  | 1
6 | 16 | 2015 | 2015-06-16 | 0 | 0 | 0 | 0 | 0 |  | 2
6 | 17 | 2015 | 2015-06-17 | 0.18 | 0.47 | 0.36 | 0.47 | 0.37 |  | 3
6 | 18 | 2015 | 2015-06-18 | 0.53 | 0.88 | 0.62 | 0.3 | 0.5825 |  | 4
6 | 19 | 2015 | 2015-06-19 | 0.12 | 0.06 | 0.07 | 0.05 | 0.075 |  | 5
6 | 20 | 2015 | 2015-06-20 | 2.37 | 1.92 | 1.11 | 2.63 | 2.0075 |  | 6
6 | 21 | 2015 | 2015-06-21 | 0.03 | 0.09 | 0.09 | 0.01 | 0.055 |  | 7
6 | 22 | 2015 | 2015-06-22 | 0 | 0 | 0 | 0 | 0 |  | 1
6 | 23 | 2015 | 2015-06-23 | 0.84 | 1.3 | 0.55 | 0.36 | 0.7625 |  | 2
6 | 24 | 2015 | 2015-06-24 | 0 | 0 | 0 | 0.01 | 0.0025 |  | 3
6 | 25 | 2015 | 2015-06-25 | 0.48 | 0.41 | 0.4 | 1.27 | 0.64 |  | 4
6 | 26 | 2015 | 2015-06-26 | 0 | 0 | 0 | 0.24 | 0.06 |  | 5
6 | 27 | 2015 | 2015-06-27 | 2.75 | 3.11 | 1.47 | 1.89 | 2.305 |  | 6
6 | 28 | 2015 | 2015-06-28 | 0 | 0 | 0.37 | 0.02 | 0.0975 |  | 7
6 | 29 | 2015 | 2015-06-29 | 0 | 0 | 0 | 0 | 0 |  | 1
6 | 30 | 2015 | 2015-06-30 | 0.01 | 0 | 0.12 | 0.7 | 0.2075 | 6.67 | 2
7 | 1 | 2015 | 2015-07-01 | 1.3 | 0.62 | 0.05 | 0.02 | 0.4975 |  | 3
7 | 2 | 2015 | 2015-07-02 | 0.02 | 0.18 | 0 | 0.02 | 0.055 |  | 4
7 | 3 | 2015 | 2015-07-03 | 0.03 | 0 | 0.01 | 0.03 | 0.0175 |  | 5
7 | 4 | 2015 | 2015-07-04 | 0.85 | 0.27 | 0.86 | 0.72 | 0.675 |  | 6
7 | 5 | 2015 | 2015-07-05 | 0 | 0 | 0.02 | 0.02 | 0.01 |  | 7
7 | 6 | 2015 | 2015-07-06 | 0.02 | 0.67 | 0.5 | 0.04 | 0.3075 |  | 1
7 | 7 | 2015 | 2015-07-07 | 0 | 0 | 0 | 0.01 | 0.0025 |  | 2
7 | 8 | 2015 | 2015-07-08 | 1.12 | 0 | 1.6 | 1.28 | 1 |  | 3
7 | 9 | 2015 | 2015-07-09 | 0.03 | 0.05 | 0 | 0.01 | 0.0225 |  | 4
7 | 10 | 2015 | 2015-07-10 | 0 | 0 | 0 | 0.42 | 0.105 |  | 5
7 | 11 | 2015 | 2015-07-11 | 0.09 | 0.02 | 0.05 | 0.29 | 0.1125 |  | 6
7 | 12 | 2015 | 2015-07-12 | 0 | 0 | 0 | 0.01 | 0.0025 |  | 7
7 | 13 | 2015 | 2015-07-13 | 0.03 | 0.05 | 0.21 | 0.18 | 0.1175 |  | 1
7 | 14 | 2015 | 2015-07-14 | 0 | 0 | 0 | 0.01 | 0.0025 |  | 2
7 | 15 | 2015 | 2015-07-15 | 0.01 | 0 | 0 | 0 | 0.0025 |  | 3
7 | 16 | 2015 | 2015-07-16 | 0 | 0 | 0 | 0 | 0 |  | 4
7 | 17 | 2015 | 2015-07-17 | 0 | 0 | 0 | 0 | 0 |  | 5
7 | 18 | 2015 | 2015-07-18 | 0.04 | 0.08 | 0.05 | 0.02 | 0.0475 |  | 6
7 | 19 | 2015 | 2015-07-19 | 0 | 0 | 0 | 0 | 0 |  | 7
7 | 20 | 2015 | 2015-07-20 | 0 | 0 | 0 | 0 | 0 |  | 1
7 | 21 | 2015 | 2015-07-21 | 0 | 0 | 0 | 0 | 0 |  | 2
7 | 22 | 2015 | 2015-07-22 | 0 | 0 | 0 | 0 | 0 |  | 3
7 | 23 | 2015 | 2015-07-23 | 0 | 0 | 0 | 0 | 0 |  | 4
7 | 24 | 2015 | 2015-07-24 | 0 | 0 | 0 | 0 | 0 |  | 5
7 | 25 | 2015 | 2015-07-25 | 0 | 0 | 0 | 0 | 0 |  | 6
7 | 26 | 2015 | 2015-07-26 | 0 | 0 | 0 | 0.04 | 0.01 |  | 7
7 | 27 | 2015 | 2015-07-27 | 0.94 | 0.15 | 0.33 | 0.03 | 0.3625 |  | 1
7 | 28 | 2015 | 2015-07-28 | 0 | 0 | 0.06 | 0.78 | 0.21 |  | 2
7 | 29 | 2015 | 2015-07-29 | 0 | 0.12 | 0 | 0.01 | 0.0325 |  | 3
7 | 30 | 2015 | 2015-07-30 | 0.53 | 1.28 | 1.15 | 0.51 | 0.8675 |  | 4
7 | 31 | 2015 | 2015-07-31 | 0 | 0 | 0 | 0.01 | 0.0025 | 3.85 | 5
8 | 1 | 2015 | 2015-08-01 | 0 | 0 | 0 | 0 | 0 |  | 6
8 | 2 | 2015 | 2015-08-02 | 0 | 0 | 0 | 0 | 0 |  | 7
8 | 3 | 2015 | 2015-08-03 | 0 | 0 | 0 | 0 | 0 |  | 1
8 | 4 | 2015 | 2015-08-04 | 0.04 | 0.52 | 0.17 | 0.49 | 0.305 |  | 2
8 | 5 | 2015 | 2015-08-05 | 0 | 0 | 0 | 0.01 | 0.0025 |  | 3
8 | 6 | 2015 | 2015-08-06 | 0 | 0.02 | 0.02 | 0.3 | 0.085 |  | 4
8 | 7 | 2015 | 2015-08-07 | 0.05 | 0 | 0 | 0.01 | 0.015 |  | 5
8 | 8 | 2015 | 2015-08-08 | 0 | 0 | 0 | 0 | 0 |  | 6
8 | 9 | 2015 | 2015-08-09 | 0 | 0 | 0 | 0.15 | 0.0375 |  | 7
8 | 10 | 2015 | 2015-08-10 | 0.15 | 0.21 | 0.15 | 0.18 | 0.1725 |  | 1
8 | 11 | 2015 | 2015-08-11 | 0.34 | 0.29 | 0 | 0.02 | 0.1625 |  | 2
8 | 12 | 2015 | 2015-08-12 | 0 | 0 | 0 | 0 | 0 |  | 3
8 | 13 | 2015 | 2015-08-13 | 0 | 0 | 0 | 0 | 0 |  | 4
8 | 14 | 2015 | 2015-08-14 | 0 | 0 | 0 | 0 | 0 |  | 5
8 | 15 | 2015 | 2015-08-15 | 0 | 0 | 0 | 0 | 0 |  | 6
8 | 16 | 2015 | 2015-08-16 | 0 | 0 | 0 | 0 | 0 |  | 7
8 | 17 | 2015 | 2015-08-17 | 0 | 0.41 | 0 | 0 | 0.1025 |  | 1
8 | 18 | 2015 | 2015-08-18 | 0 | 0 | 0.07 | 0 | 0.0175 |  | 2
8 | 19 | 2015 | 2015-08-19 | 0 | 0 | 0.16 | 0.05 | 0.0525 |  | 3
8 | 20 | 2015 | 2015-08-20 | 0.17 | 0.49 | 0.41 | 0.21 | 0.32 |  | 4
8 | 21 | 2015 | 2015-08-21 | 0 | 0 | 0 | 0 | 0 |  | 5
8 | 22 | 2015 | 2015-08-22 | 0 | 0 | 0 | 0 | 0 |  | 6
8 | 23 | 2015 | 2015-08-23 | 0 | 0 | 0 | 0 | 0 |  | 7
8 | 24 | 2015 | 2015-08-24 | 0.41 | 0.52 | 0.1 | 0.14 | 0.2925 |  | 1
8 | 25 | 2015 | 2015-08-25 | 0 | 0 | 0 | 0.01 | 0.0025 |  | 2
8 | 26 | 2015 | 2015-08-26 | 0 | 0 | 0 | 0 | 0 |  | 3
8 | 27 | 2015 | 2015-08-27 | 0 | 0 | 0 | 0 | 0 |  | 4
8 | 28 | 2015 | 2015-08-28 | 0 | 0 | 0 | 0 | 0 |  | 5
8 | 29 | 2015 | 2015-08-29 | 0 | 0 | 0 | 0 | 0 |  | 6
8 | 30 | 2015 | 2015-08-30 | 0 | 0 | 0 | 0 | 0 | 4.47 | 7
8 | 31 | 2015 | 2015-08-31 | 0 | 0 | 0.01 | 0 | 0.0025 |  | 1
9 | 1 | 2015 | 2015-09-01 | 0 | 0 | 0 | 0 | 0 |  | 2
9 | 2 | 2015 | 2015-09-02 | 0 | 0 | 0 | 0 | 0 |  | 3
9 | 3 | 2015 | 2015-09-03 | 0 | 0 | 0 | 0.11 | 0.0275 |  | 4
9 | 4 | 2015 | 2015-09-04 | 0 | 0 | 0.08 | 0.01 | 0.0225 |  | 5
9 | 5 | 2015 | 2015-09-05 | 0 | 0 | 0 | 0 | 0 |  | 6
9 | 6 | 2015 | 2015-09-06 | 0 | 0 | 0 | 0 | 0 |  | 7
9 | 7 | 2015 | 2015-09-07 | 0 | 0 | 0 | 0 | 0 |  | 1
9 | 8 | 2015 | 2015-09-08 | 0 | 0 | 0 | 0 | 0 |  | 2
9 | 9 | 2015 | 2015-09-09 | 0 | 0 | 0 | 0.01 | 0.0025 |  | 3
9 | 10 | 2015 | 2015-09-10 | 0.11 | 0 | 0.07 | 0.06 | 0.06 |  | 4
9 | 11 | 2015 | 2015-09-11 | 0 | 0 | 0 | 0.01 | 0.0025 |  | 5
9 | 12 | 2015 | 2015-09-12 | 0.16 | 0.47 | 0.16 | 0.45 | 0.31 |  | 6
9 | 13 | 2015 | 2015-09-13 | 0 | 0 | 0 | 0.01 | 0.0025 |  | 7
9 | 14 | 2015 | 2015-09-14 | 0 | 0 | 0 | 0 | 0 |  | 1
9 | 15 | 2015 | 2015-09-15 | 0 | 0 | 0 | 0 | 0 |  | 2
9 | 16 | 2015 | 2015-09-16 | 0 | 0 | 0 | 0 | 0 |  | 3
9 | 17 | 2015 | 2015-09-17 | 0 | 0 | 0 | 0 | 0 |  | 4
9 | 18 | 2015 | 2015-09-18 | 0 | 0 | 0 | 0 | 0 |  | 5
9 | 19 | 2015 | 2015-09-19 | 0 | 0 | 0 | 0 | 0 |  | 6
9 | 20 | 2015 | 2015-09-20 | 0 | 0 | 0 | 0 | 0 |  | 7
9 | 21 | 2015 | 2015-09-21 | 0.23 | 0.07 | 0.24 | 0.2 | 0.185 |  | 1
9 | 22 | 2015 | 2015-09-22 | 0 | 0 | 0.12 | 0 | 0.03 |  | 2
9 | 23 | 2015 | 2015-09-23 | 0 | 0 | 0 | 0 | 0 |  | 3
9 | 24 | 2015 | 2015-09-24 | 0 | 0 | 0 | 0 | 0 |  | 4
9 | 25 | 2015 | 2015-09-25 | 0 | 0 | 0 | 0 | 0 |  | 5
9 | 26 | 2015 | 2015-09-26 | 0 | 0 | 0.04 | 0.01 | 0.0125 |  | 6
9 | 27 | 2015 | 2015-09-27 | 0 | 0 | 0 | 0 | 0 |  | 7
9 | 28 | 2015 | 2015-09-28 | 0 | 0.01 | 0.01 | 0 | 0.005 |  | 1
9 | 29 | 2015 | 2015-09-29 | 1.65 | 2.58 | 1.57 | 1.4 | 1.8 |  | 2
9 | 30 | 2015 | 2015-09-30 | 0 | 0.12 | 0.04 | 0.07 | 0.0575 | 0.68 | 3
10 | 1 | 2015 | 2015-10-01 | 0.78 | 0.57 | 0.27 | 0.5 | 0.53 |  | 4
10 | 2 | 2015 | 2015-10-02 | 0.96 | 0.96 | 1.1 | 1.33 | 1.0875 |  | 5
10 | 3 | 2015 | 2015-10-03 | 0.19 | 0.52 | 0.37 | 0.09 | 0.2925 |  | 6
10 | 4 | 2015 | 2015-10-04 | 0 | 0 | 0.01 | 0.02 | 0.0075 |  | 7
10 | 5 | 2015 | 2015-10-05 | 0 | 0 | 0 | 0.01 | 0.0025 |  | 1
10 | 6 | 2015 | 2015-10-06 | 0 | 0 | 0 | 0.01 | 0.0025 |  | 2
10 | 7 | 2015 | 2015-10-07 | 0 | 0 | 0 | 0 | 0 |  | 3
10 | 8 | 2015 | 2015-10-08 | 0 | 0 | 0 | 0 | 0 |  | 4
10 | 9 | 2015 | 2015-10-09 | 0.4 | 0.64 | 0.13 | 0.17 | 0.335 |  | 5
10 | 10 | 2015 | 2015-10-10 | 0 | 0 | 0 | 0.02 | 0.005 |  | 6
10 | 11 | 2015 | 2015-10-11 | 0 | 0 | 0 | 0.01 | 0.0025 |  | 7
10 | 12 | 2015 | 2015-10-12 | 0 | 0 | 0 | 0.01 | 0.0025 |  | 1
10 | 13 | 2015 | 2015-10-13 | 0 | 0 | 0 | 0.07 | 0.0175 |  | 2
10 | 14 | 2015 | 2015-10-14 | 0 | 0 | 0 | 0.02 | 0.005 |  | 3
10 | 15 | 2015 | 2015-10-15 | 0 | 0 | 0 | 0 | 0 |  | 4
10 | 16 | 2015 | 2015-10-16 | 0 | 0 | 0 | 0 | 0 |  | 5
10 | 17 | 2015 | 2015-10-17 | 0 | 0 | 0 | 0 | 0 |  | 6
10 | 18 | 2015 | 2015-10-18 | 0 | 0 | 0 | 0 | 0 |  | 7
10 | 19 | 2015 | 2015-10-19 | 0 | 0 | 0 | 0 | 0 |  | 1
10 | 20 | 2015 | 2015-10-20 | 0 | 0 | 0 | 0 | 0 |  | 2
10 | 21 | 2015 | 2015-10-21 | 0 | 0 | 0 | 0.01 | 0.0025 |  | 3
10 | 22 | 2015 | 2015-10-22 | 0 | 0 | 0 | 0.01 | 0.0025 |  | 4
10 | 23 | 2015 | 2015-10-23 | 0 | 0 | 0 | 0 | 0 |  | 5
10 | 24 | 2015 | 2015-10-24 | 0 | 0 | 0 | 0.03 | 0.0075 |  | 6
10 | 25 | 2015 | 2015-10-25 | 0.03 | 0.01 | 0.08 | 0.05 | 0.0425 |  | 7
10 | 26 | 2015 | 2015-10-26 | 0 | 0 | 0 | 0.01 | 0.0025 |  | 1
10 | 27 | 2015 | 2015-10-27 | 0 | 0 | 0.01 | 0.03 | 0.01 |  | 2
10 | 28 | 2015 | 2015-10-28 | 0.65 | 0.63 | 1.97 | 0.61 | 0.965 |  | 3
10 | 29 | 2015 | 2015-10-29 | 0.03 | 0.07 | 0.01 | 0.01 | 0.03 |  | 4
10 | 30 | 2015 | 2015-10-30 | 0 | 0 | 0 | 0.01 | 0.0025 |  | 5
10 | 31 | 2015 | 2015-10-31 | 0 | 0 | 0 | 0.06 | 0.015 | 2.38 | 6
11 | 1 | 2015 | 2015-11-01 | 0.04 | 0.02 | 0.06 | 0.05 | 0.0425 |  | 7
11 | 2 | 2015 | 2015-11-02 | 0 | 0 | 0 | 0.01 | 0.0025 |  | 1
11 | 3 | 2015 | 2015-11-03 | 0 | 0 | 0 | 0.01 | 0.0025 |  | 2
11 | 4 | 2015 | 2015-11-04 | 0.02 | 0 | 0.1 | 0.22 | 0.085 |  | 3
11 | 5 | 2015 | 2015-11-05 | 0.15 | 0.13 | 0 | 0.01 | 0.0725 |  | 4
11 | 6 | 2015 | 2015-11-06 | 0 | 0.02 | 0 | 0 | 0.005 |  | 5
11 | 7 | 2015 | 2015-11-07 | 0.11 | 0.11 | 0.18 | 0.14 | 0.135 |  | 6
11 | 8 | 2015 | 2015-11-08 | 0 | 0 | 0 | 0.01 | 0.0025 |  | 7
11 | 9 | 2015 | 2015-11-09 | 0.53 | 0.53 | 0.54 | 0.61 | 0.5525 |  | 1
11 | 10 | 2015 | 2015-11-10 | 0.24 | 0.53 | 0.25 | 0.12 | 0.285 |  | 2
11 | 11 | 2015 | 2015-11-11 | 0 | 0 | 0 | 0.01 | 0.0025 |  | 3
11 | 12 | 2015 | 2015-11-12 | 0.01 | 0.07 | 0.03 | 0.01 | 0.03 |  | 4
11 | 13 | 2015 | 2015-11-13 | 0 | 0 | 0 | 0 | 0 |  | 5
11 | 14 | 2015 | 2015-11-14 | 0 | 0 | 0 | 0 | 0 |  | 6
11 | 15 | 2015 | 2015-11-15 | 0 | 0 | 0 | 0.01 | 0.0025 |  | 7
11 | 16 | 2015 | 2015-11-16 | 0 | 0 | 0 | 0 | 0 |  | 1
11 | 17 | 2015 | 2015-11-17 | 0 | 0 | 0 | 0 | 0 |  | 2
11 | 18 | 2015 | 2015-11-18 | 0 | 0 | 0 | 0 | 0 |  | 3
11 | 19 | 2015 | 2015-11-19 | 0.63 | 0.62 | 0.39 | 0.59 | 0.5575 |  | 4
11 | 20 | 2015 | 2015-11-20 | 0 | 0 | 0 | 0.02 | 0.005 |  | 5
11 | 21 | 2015 | 2015-11-21 | 0 | 0 | 0 | 0.01 | 0.0025 |  | 6
11 | 22 | 2015 | 2015-11-22 | 0 | 0 | 0 | 0 | 0 |  | 7
11 | 23 | 2015 | 2015-11-23 | 0 | 0 | 0 | 0 | 0 |  | 1
11 | 24 | 2015 | 2015-11-24 | 0 | 0 | 0 | 0 | 0 |  | 2
11 | 25 | 2015 | 2015-11-25 | 0 | 0 | 0 | 0 | 0 |  | 3
11 | 26 | 2015 | 2015-11-26 | 0 | 0 | 0 | 0 | 0 |  | 4
11 | 27 | 2015 | 2015-11-27 | 0 | 0 | 0 | 0 | 0 |  | 5
11 | 28 | 2015 | 2015-11-28 | 0 | 0 | 0 | 0.08 | 0.02 | 3.49 | 6
11 | 29 | 2015 | 2015-11-29 | 0.17 | 0.32 | 0.26 | 0.12 | 0.2175 |  | 7
11 | 30 | 2015 | 2015-11-30 | 0.2 | 0.07 | 0.25 | 0.52 | 0.26 |  | 1
12 | 1 | 2015 | 2015-12-01 | 0.85 | 0.81 | 0.58 | 0.6 | 0.71 |  | 2
12 | 2 | 2015 | 2015-12-02 | 0.22 | 0.2 | 0.21 | 0.19 | 0.205 |  | 3
12 | 3 | 2015 | 2015-12-03 | 0 | 0 | 0 | 0.01 | 0.0025 |  | 4
12 | 4 | 2015 | 2015-12-04 | 0 | 0 | 0 | 0 | 0 |  | 5
12 | 5 | 2015 | 2015-12-05 | 0 | 0 | 0 | 0.01 | 0.0025 |  | 6
12 | 6 | 2015 | 2015-12-06 | 0 | 0 | 0 | 0.02 | 0.005 |  | 7
12 | 7 | 2015 | 2015-12-07 | 0 | 0 | 0 | 0.02 | 0.005 |  | 1
12 | 8 | 2015 | 2015-12-08 | 0 | 0 | 0 | 0.01 | 0.0025 |  | 2
12 | 9 | 2015 | 2015-12-09 | 0 | 0 | 0.01 | 0.02 | 0.0075 |  | 3
12 | 10 | 2015 | 2015-12-10 | 0 | 0 | 0 | 0.01 | 0.0025 |  | 4
12 | 11 | 2015 | 2015-12-11 | 0 | 0 | 0 | 0.01 | 0.0025 |  | 5
12 | 12 | 2015 | 2015-12-12 | 0 | 0 | 0 | 0 | 0 |  | 6
12 | 13 | 2015 | 2015-12-13 | 0 | 0 | 0 | 0 | 0 |  | 7
12 | 14 | 2015 | 2015-12-14 | 0.13 | 0.13 | 0.07 | 0.05 | 0.095 |  | 1
12 | 15 | 2015 | 2015-12-15 | 0 | 0.01 | 0.07 | 0.01 | 0.0225 |  | 2
12 | 16 | 2015 | 2015-12-16 | 0 | 0 | 0 | 0 | 0 |  | 3
12 | 17 | 2015 | 2015-12-17 | 0.42 | 0.51 | 0.58 | 0.32 | 0.4575 |  | 4
12 | 18 | 2015 | 2015-12-18 | 0 | 0 | 0 | 0.01 | 0.0025 |  | 5
12 | 19 | 2015 | 2015-12-19 | 0 | 0 | 0 | 0 | 0 |  | 6
12 | 20 | 2015 | 2015-12-20 | 0 | 0 | 0 | 0.01 | 0.0025 |  | 7
12 | 21 | 2015 | 2015-12-21 | 0 | 0 | 0 | 0.11 | 0.0275 |  | 1
12 | 22 | 2015 | 2015-12-22 | 0.14 | 0.11 | 0.11 | 0.1 | 0.115 |  | 2
12 | 23 | 2015 | 2015-12-23 | 1.67 | 2.01 | 0.58 | 1.27 | 1.3825 |  | 3
12 | 24 | 2015 | 2015-12-24 | 0.2 | 0.05 | 0.03 | 0.04 | 0.08 |  | 4
12 | 25 | 2015 | 2015-12-25 | 0.3 | 1.08 | 0.67 | 0.18 | 0.5575 |  | 5
12 | 26 | 2015 | 2015-12-26 | 0.01 | 0.06 | 0.04 | 0.03 | 0.035 |  | 6
12 | 27 | 2015 | 2015-12-27 | 0.02 | 0.01 | 0.13 | 0.04 | 0.05 |  | 7
12 | 28 | 2015 | 2015-12-28 | 0.23 | 0.18 | 0.26 | 0.6 | 0.3175 |  | 1
12 | 29 | 2015 | 2015-12-29 | 0.5 | 0.65 | 0.39 | 0.03 | 0.3925 | 0.74 | 2
12 | 30 | 2015 | 2015-12-30 | 0.15 | 0.04 | 0.03 | 0.13 | 0.0875 |  | 3
12 | 31 | 2015 | 2015-12-31 | 0 | 0 | 0 | 0.01 | 0.0025 |  | 4
1 | 1 | 2016 | 2016-01-01 | 0 | 0 | 0 | 0 | 0 |  | 5
1 | 2 | 2016 | 2016-01-02 | 0 | 0 | 0 | 0 | 0 |  | 6
1 | 3 | 2016 | 2016-01-03 | 0 | 0 | 0 | 0 | 0 |  | 7
1 | 4 | 2016 | 2016-01-04 | 0 | 0 | 0 | 0 | 0 |  | 1
1 | 5 | 2016 | 2016-01-05 | 0 | 0 | 0 | 0 | 0 |  | 2
1 | 6 | 2016 | 2016-01-06 | 0 | 0 | 0 | 0 | 0 |  | 3
1 | 7 | 2016 | 2016-01-07 | 0 | 0 | 0 | 0.02 | 0.005 |  | 4
1 | 8 | 2016 | 2016-01-08 | 0 | 0.01 | 0.03 | 0.03 | 0.0175 |  | 5
1 | 9 | 2016 | 2016-01-09 | 0.23 | 0.29 | 0.24 | 0.85 | 0.4025 |  | 6
1 | 10 | 2016 | 2016-01-10 | 0.56 | 0.75 | 1 | 0.02 | 0.5825 |  | 7
1 | 11 | 2016 | 2016-01-11 | 0 | 0 | 0 | 0 | 0 |  | 1
1 | 12 | 2016 | 2016-01-12 | 0 | 0 | 0.01 | 0 | 0.0025 |  | 2
1 | 13 | 2016 | 2016-01-13 | 0 | 0 | 0 | 0 | 0 |  | 3
1 | 14 | 2016 | 2016-01-14 | 0 | 0 | 0 | 0 | 0 |  | 4
1 | 15 | 2016 | 2016-01-15 | 0.32 | 0.24 | 0.51 | 0.41 | 0.37 |  | 5
1 | 16 | 2016 | 2016-01-16 | 0.01 | 0.03 | 0.01 | 0.01 | 0.015 |  | 6
1 | 17 | 2016 | 2016-01-17 | 0.05 | 0.02 | 0.02 | 0.04 | 0.0325 |  | 7
1 | 18 | 2016 | 2016-01-18 | 0 | 0 | 0 | 0 | 0 |  | 1
1 | 19 | 2016 | 2016-01-19 | 0 | 0 | 0 | 0 | 0 |  | 2
1 | 20 | 2016 | 2016-01-20 | 0.03 | 0.02 | 0 | 0.04 | 0.0225 |  | 3
1 | 21 | 2016 | 2016-01-21 | 0 | 0 | 0 | 0 | 0 |  | 4
1 | 22 | 2016 | 2016-01-22 | 0.51 | 0.33 | 0.75 | 1.65 | 0.81 |  | 5
1 | 23 | 2016 | 2016-01-23 | 0.97 | 1.8 | 1.88 | 1.36 | 1.5025 |  | 6
1 | 24 | 2016 | 2016-01-24 | 0 | 0 | 0 | 0 | 0 |  | 7
1 | 25 | 2016 | 2016-01-25 | 0 | 0 | 0 | 0 | 0 |  | 1
1 | 26 | 2016 | 2016-01-26 | 0 | 0 | 0 | 0 | 0 |  | 2
1 | 27 | 2016 | 2016-01-27 | 0 | 0 | 0.01 | 0 | 0.0025 |  | 3
1 | 28 | 2016 | 2016-01-28 | 0 | 0 | 0 | 0 | 0 | 1.98 | 4
1 | 29 | 2016 | 2016-01-29 | 0 | 0.01 | 0.01 | 0 | 0.005 |  | 5
1 | 30 | 2016 | 2016-01-30 | 0 | 0 | 0 | 0 | 0 |  | 6
1 | 31 | 2016 | 2016-01-31 | 0 | 0 | 0 | 0 | 0 |  | 7
2 | 1 | 2016 | 2016-02-01 | 0.12 | 0.17 | 0.18 | 0.1 | 0.1425 |  | 1
2 | 2 | 2016 | 2016-02-02 | 0 | 0 | 0 | 0.02 | 0.005 |  | 2
2 | 3 | 2016 | 2016-02-03 | 0.5 | 0.57 | 0.76 | 0.51 | 0.585 |  | 3
2 | 4 | 2016 | 2016-02-04 | 0.02 | 0.02 | 0.01 | 0.09 | 0.035 |  | 4
2 | 5 | 2016 | 2016-02-05 | 0.04 | 0.12 | 0.02 | 0.01 | 0.0475 |  | 5
2 | 6 | 2016 | 2016-02-06 | 0 | 0 | 0 | 0 | 0 |  | 6
2 | 7 | 2016 | 2016-02-07 | 0 | 0 | 0 | 0 | 0 |  | 7
2 | 8 | 2016 | 2016-02-08 | 0.01 | 0.04 | 0 | 0.07 | 0.03 |  | 1
2 | 9 | 2016 | 2016-02-09 | 0.22 | 0.35 | 0.31 | 0.08 | 0.24 |  | 2
2 | 10 | 2016 | 2016-02-10 | 0 | 0 | 0 | 0 | 0 |  | 3
2 | 11 | 2016 | 2016-02-11 | 0 | 0 | 0 | 0 | 0 |  | 4
2 | 12 | 2016 | 2016-02-12 | 0 | 0 | 0 | 0 | 0 |  | 5
2 | 13 | 2016 | 2016-02-13 | 0 | 0 | 0 | 0 | 0 |  | 6
2 | 14 | 2016 | 2016-02-14 | 0.01 | 0 | 0.02 | 0.06 | 0.0225 |  | 7
2 | 15 | 2016 | 2016-02-15 | 0.47 | 0.38 | 0.48 | 0.4 | 0.4325 |  | 1
2 | 16 | 2016 | 2016-02-16 | 0.69 | 0.77 | 0.79 | 0.81 | 0.765 |  | 2
2 | 17 | 2016 | 2016-02-17 | 0 | 0 | 0 | 0 | 0 |  | 3
2 | 18 | 2016 | 2016-02-18 | 0 | 0 | 0 | 0 | 0 |  | 4
2 | 19 | 2016 | 2016-02-19 | 0 | 0 | 0 | 0 | 0 |  | 5
2 | 20 | 2016 | 2016-02-20 | 0 | 0 | 0 | 0 | 0 |  | 6
2 | 21 | 2016 | 2016-02-21 | 0.09 | 0.06 | 0.08 | 0.16 | 0.0975 |  | 7
2 | 22 | 2016 | 2016-02-22 | 0 | 0 | 0 | 0.17 | 0.0425 |  | 1
2 | 23 | 2016 | 2016-02-23 | 0.52 | 0.6 | 0.36 | 0.54 | 0.505 |  | 2
2 | 24 | 2016 | 2016-02-24 | 1.1 | 2.61 | 0.78 | 1.07 | 1.39 |  | 3
2 | 25 | 2016 | 2016-02-25 | 0 | 0.01 | 0 | 0.01 | 0.005 |  | 4
2 | 26 | 2016 | 2016-02-26 | 0 | 0 | 0 | 0.01 | 0.0025 |  | 5
2 | 27 | 2016 | 2016-02-27 | 0 | 0 | 0 | 0 | 0 |  | 6
2 | 28 | 2016 | 2016-02-28 | 0 | 0 | 0 | 0 | 0 | 0.75 | 7
2 | 29 | 2016 | 2016-02-29 | 0 | 0 | 0 | 0 | 0 |  | 1
3 | 1 | 2016 | 2016-03-01 | 0 | 0 | 0 | 0.17 | 0.0425 |  | 2
3 | 2 | 2016 | 2016-03-02 | 0.1 | 0.28 | 0.04 | 0.01 | 0.1075 |  | 3
3 | 3 | 2016 | 2016-03-03 | 0.02 | 0.09 | 0.05 | 0.13 | 0.0725 |  | 4
3 | 4 | 2016 | 2016-03-04 | 0.05 | 0.07 | 0.04 | 0 | 0.04 |  | 5
3 | 5 | 2016 | 2016-03-05 | 0 | 0 | 0 | 0 | 0 |  | 6
3 | 6 | 2016 | 2016-03-06 | 0 | 0 | 0 | 0 | 0 |  | 7
3 | 7 | 2016 | 2016-03-07 | 0 | 0 | 0 | 0 | 0 |  | 1
3 | 8 | 2016 | 2016-03-08 | 0 | 0 | 0 | 0 | 0 |  | 2
3 | 9 | 2016 | 2016-03-09 | 0 | 0 | 0 | 0 | 0 |  | 3
3 | 10 | 2016 | 2016-03-10 | 0 | 0 | 0 | 0 | 0 |  | 4
3 | 11 | 2016 | 2016-03-11 | 0 | 0 | 0 | 0 | 0 |  | 5
3 | 12 | 2016 | 2016-03-12 | 0 | 0 | 0 | 0.01 | 0.0025 |  | 6
3 | 13 | 2016 | 2016-03-13 | 0.26 | 0.55 | 0.53 | 0.22 | 0.39 |  | 7
3 | 14 | 2016 | 2016-03-14 | 0.19 | 0.56 | 0.03 | 0.03 | 0.2025 |  | 1
3 | 15 | 2016 | 2016-03-15 | 0.03 | 0.01 | 0.01 | 0.01 | 0.015 |  | 2
3 | 16 | 2016 | 2016-03-16 | 0.01 | 0 | 0 | 0.01 | 0.005 |  | 3
3 | 17 | 2016 | 2016-03-17 | 0 | 0 | 0 | 0.01 | 0.0025 |  | 4
3 | 18 | 2016 | 2016-03-18 | 0 | 0 | 0 | 0 | 0 |  | 5
3 | 19 | 2016 | 2016-03-19 | 0.13 | 0.22 | 0.34 | 0.06 | 0.1875 |  | 6
3 | 20 | 2016 | 2016-03-20 | 0 | 0 | 0 | 0.03 | 0.0075 |  | 7
3 | 21 | 2016 | 2016-03-21 | 0 | 0 | 0 | 0.01 | 0.0025 |  | 1
3 | 22 | 2016 | 2016-03-22 | 0 | 0 | 0 | 0 | 0 |  | 2
3 | 23 | 2016 | 2016-03-23 | 0 | 0 | 0 | 0 | 0 |  | 3
3 | 24 | 2016 | 2016-03-24 | 0 | 0 | 0 | 0 | 0 |  | 4
3 | 25 | 2016 | 2016-03-25 | 0.03 | 0.01 | 0 | 0.08 | 0.03 |  | 5
3 | 26 | 2016 | 2016-03-26 | 0 | 0 | 0 | 0 | 0 |  | 6
3 | 27 | 2016 | 2016-03-27 | 0.02 | 0.03 | 0.03 | 0.29 | 0.0925 |  | 7
3 | 28 | 2016 | 2016-03-28 | 0.32 | 0.28 | 0.38 | 0.02 | 0.25 |  | 1
3 | 29 | 2016 | 2016-03-29 | 0 | 0 | 0 | 0 | 0 | 1.29 | 2
3 | 30 | 2016 | 2016-03-30 | 0 | 0 | 0 | 0 | 0 |  | 3
3 | 31 | 2016 | 2016-03-31 | 0 | 0 | 0 | 0 | 0 |  | 4
4 | 1 | 2016 | 2016-04-01 | 0.05 | 0.02 | 0.02 | 0.07 | 0.04 |  | 5
4 | 2 | 2016 | 2016-04-02 | 0.1 | 0.12 | 0.09 | 0.13 | 0.11 |  | 6
4 | 3 | 2016 | 2016-04-03 | 0 | 0 | 0 | 0.01 | 0.0025 |  | 7
4 | 4 | 2016 | 2016-04-04 | 0.07 | 0.13 | 0.03 | 0.11 | 0.085 |  | 1
4 | 5 | 2016 | 2016-04-05 | 0 | 0 | 0 | 0.01 | 0.0025 |  | 2
4 | 6 | 2016 | 2016-04-06 | 0 | 0 | 0 | 0 | 0 |  | 3
4 | 7 | 2016 | 2016-04-07 | 0.7 | 0.45 | 0.94 | 0.5 | 0.6475 |  | 4
4 | 8 | 2016 | 2016-04-08 | 0 | 0 | 0 | 0.06 | 0.015 |  | 5
4 | 9 | 2016 | 2016-04-09 | 0.17 | 0.21 | 0.08 | 0.35 | 0.2025 |  | 6
4 | 10 | 2016 | 2016-04-10 | 0 | 0 | 0 | 0.01 | 0.0025 |  | 7
4 | 11 | 2016 | 2016-04-11 | 0.01 | 0 | 0.02 | 0.02 | 0.0125 |  | 1
4 | 12 | 2016 | 2016-04-12 | 0.05 | 0.05 | 0.01 | 0.14 | 0.0625 |  | 2
4 | 13 | 2016 | 2016-04-13 | 0 | 0 | 0 | 0.01 | 0.0025 |  | 3
4 | 14 | 2016 | 2016-04-14 | 0 | 0 | 0 | 0 | 0 |  | 4
4 | 15 | 2016 | 2016-04-15 | 0 | 0 | 0 | 0 | 0 |  | 5
4 | 16 | 2016 | 2016-04-16 | 0 | 0 | 0 | 0 | 0 |  | 6
4 | 17 | 2016 | 2016-04-17 | 0 | 0 | 0 | 0 | 0 |  | 7
4 | 18 | 2016 | 2016-04-18 | 0 | 0 | 0 | 0 | 0 |  | 1
4 | 19 | 2016 | 2016-04-19 | 0 | 0 | 0 | 0 | 0 |  | 2
4 | 20 | 2016 | 2016-04-20 | 0 | 0 | 0 | 0 | 0 |  | 3
4 | 21 | 2016 | 2016-04-21 | 0 | 0 | 0 | 0 | 0 |  | 4
4 | 22 | 2016 | 2016-04-22 | 0 | 0 | 0.01 | 0.02 | 0.0075 |  | 5
4 | 23 | 2016 | 2016-04-23 | 0.26 | 0.09 | 0.18 | 0.29 | 0.205 |  | 6
4 | 24 | 2016 | 2016-04-24 | 0 | 0 | 0 | 0.01 | 0.0025 |  | 7
4 | 25 | 2016 | 2016-04-25 | 0 | 0 | 0 | 0 | 0 |  | 1
4 | 26 | 2016 | 2016-04-26 | 0 | 0 | 0 | 0.19 | 0.0475 |  | 2
4 | 27 | 2016 | 2016-04-27 | 0.03 | 0.01 | 0.02 | 0.05 | 0.0275 |  | 3
4 | 28 | 2016 | 2016-04-28 | 0.58 | 0.14 | 0.42 | 0.29 | 0.3575 |  | 4
4 | 29 | 2016 | 2016-04-29 | 0.01 | 0.07 | 0 | 0.02 | 0.025 | 3.79 | 5
4 | 30 | 2016 | 2016-04-30 | 0.02 | 0.02 | 0.06 | 0.21 | 0.0775 |  | 6
5 | 1 | 2016 | 2016-05-01 | 0.48 | 0.47 | 0.53 | 0.43 | 0.4775 |  | 7
5 | 2 | 2016 | 2016-05-02 | 1.24 | 0.57 | 1.39 | 0.42 | 0.905 |  | 1
5 | 3 | 2016 | 2016-05-03 | 0.17 | 0.07 | 0.54 | 0.14 | 0.23 |  | 2
5 | 4 | 2016 | 2016-05-04 | 0.03 | 0.07 | 0 | 0.01 | 0.0275 |  | 3
5 | 5 | 2016 | 2016-05-05 | 0.02 | 0.03 | 0.01 | 0.12 | 0.045 |  | 4
5 | 6 | 2016 | 2016-05-06 | 0.79 | 1.11 | 0.92 | 0.93 | 0.9375 |  | 5
5 | 7 | 2016 | 2016-05-07 | 0.14 | 0.09 | 0.03 | 0.03 | 0.0725 |  | 6
5 | 8 | 2016 | 2016-05-08 | 0.04 | 0.01 | 0.05 | 0.01 | 0.0275 |  | 7
5 | 9 | 2016 | 2016-05-09 | 0.06 | 0 | 0.1 | 0.05 | 0.0525 |  | 1
5 | 10 | 2016 | 2016-05-10 | 0.01 | 0.13 | 0.01 | 0.22 | 0.0925 |  | 2
5 | 11 | 2016 | 2016-05-11 | 0.41 | 0.89 | 0.17 | 0.13 | 0.4 |  | 3
5 | 12 | 2016 | 2016-05-12 | 0 | 0 | 0 | 0.02 | 0.005 |  | 4
5 | 13 | 2016 | 2016-05-13 | 0.08 | 0.07 | 0.05 | 0.08 | 0.07 |  | 5
5 | 14 | 2016 | 2016-05-14 | 0.13 | 0.12 | 0.18 | 0.16 | 0.1475 |  | 6
5 | 15 | 2016 | 2016-05-15 | 0 | 0 | 0 | 0.01 | 0.0025 |  | 7
5 | 16 | 2016 | 2016-05-16 | 0 | 0 | 0 | 0 | 0 |  | 1
5 | 17 | 2016 | 2016-05-17 | 0.41 | 0.23 | 0.33 | 0.54 | 0.3775 |  | 2
5 | 18 | 2016 | 2016-05-18 | 0 | 0 | 0 | 0.01 | 0.0025 |  | 3
5 | 19 | 2016 | 2016-05-19 | 0.01 | 0 | 0 | 0.01 | 0.005 |  | 4
5 | 20 | 2016 | 2016-05-20 | 0 | 0 | 0 | 0.38 | 0.095 |  | 5
5 | 21 | 2016 | 2016-05-21 | 0.65 | 0.44 | 0.55 | 0.62 | 0.565 |  | 6
5 | 22 | 2016 | 2016-05-22 | 0.37 | 0.18 | 0.69 | 0.69 | 0.4825 |  | 7
5 | 23 | 2016 | 2016-05-23 | 0.18 | 0.43 | 0.47 | 0.15 | 0.3075 |  | 1
5 | 24 | 2016 | 2016-05-24 | 0 | 0.01 | 0.05 | 0.01 | 0.0175 |  | 2
5 | 25 | 2016 | 2016-05-25 | 0 | 0 | 0 | 0 | 0 |  | 3
5 | 26 | 2016 | 2016-05-26 | 0 | 0 | 0 | 0 | 0 |  | 4
5 | 27 | 2016 | 2016-05-27 | 0 | 0 | 0 | 0 | 0 |  | 5
5 | 28 | 2016 | 2016-05-28 | 0 | 0 | 0 | 0 | 0 |  | 6
5 | 29 | 2016 | 2016-05-29 | 0.43 | 0.32 | 0.01 | 0.72 | 0.37 |  | 7
5 | 30 | 2016 | 2016-05-30 | 0 | 0 | 0 | 0.01 | 0.0025 | 5.33 | 1
5 | 31 | 2016 | 2016-05-31 | 0 | 0 | 0 | 0.6 | 0.15 |  | 2
6 | 1 | 2016 | 2016-06-01 | 0 | 0 | 0 | 0.22 | 0.055 |  | 3
6 | 2 | 2016 | 2016-06-02 | 0 | 0 | 0 | 0.01 | 0.0025 |  | 4
6 | 3 | 2016 | 2016-06-03 | 0.32 | 0.02 | 0.99 | 0.06 | 0.3475 |  | 5
6 | 4 | 2016 | 2016-06-04 | 0 | 0 | 0.01 | 0.14 | 0.0375 |  | 6
6 | 5 | 2016 | 2016-06-05 | 0.16 | 0.33 | 0.04 | 0.33 | 0.215 |  | 7
6 | 6 | 2016 | 2016-06-06 | 0 | 0 | 0 | 0.02 | 0.005 |  | 1
6 | 7 | 2016 | 2016-06-07 | 0 | 0.04 | 0 | 0 | 0.01 |  | 2
6 | 8 | 2016 | 2016-06-08 | 0 | 0 | 0 | 0 | 0 |  | 3
6 | 9 | 2016 | 2016-06-09 | 0 | 0 | 0 | 0 | 0 |  | 4
6 | 10 | 2016 | 2016-06-10 | 0 | 0 | 0 | 0 | 0 |  | 5
6 | 11 | 2016 | 2016-06-11 | 0 | 0 | 0 | 0 | 0 |  | 6
6 | 12 | 2016 | 2016-06-12 | 0 | 0 | 0 | 0 | 0 |  | 7
6 | 13 | 2016 | 2016-06-13 | 0 | 0 | 0 | 0 | 0 |  | 1
6 | 14 | 2016 | 2016-06-14 | 0 | 0 | 0 | 0 | 0 |  | 2
6 | 15 | 2016 | 2016-06-15 | 0 | 0.18 | 0.15 | 0 | 0.0825 |  | 3
6 | 16 | 2016 | 2016-06-16 | 0.46 | 0.63 | 2.82 | 0.37 | 1.07 |  | 4
6 | 17 | 2016 | 2016-06-17 | 0 | 0 | 0 | 0.01 | 0.0025 |  | 5
6 | 18 | 2016 | 2016-06-18 | 0 | 0 | 0 | 0 | 0 |  | 6
6 | 19 | 2016 | 2016-06-19 | 0 | 0 | 0 | 0 | 0 |  | 7
6 | 20 | 2016 | 2016-06-20 | 0 | 0 | 0 | 0 | 0 |  | 1
6 | 21 | 2016 | 2016-06-21 | 0.99 | 1.03 | 1.69 | 1.06 | 1.1925 |  | 2
6 | 22 | 2016 | 2016-06-22 | 0 | 0 | 0 | 0.31 | 0.0775 |  | 3
6 | 23 | 2016 | 2016-06-23 | 0.53 | 0.4 | 0.59 | 0.31 | 0.4575 |  | 4
6 | 24 | 2016 | 2016-06-24 | 0 | 0.01 | 0 | 0.01 | 0.005 |  | 5
6 | 25 | 2016 | 2016-06-25 | 0 | 0 | 0 | 0.01 | 0.0025 |  | 6
6 | 26 | 2016 | 2016-06-26 | 0 | 0 | 0 | 0 | 0 |  | 7
6 | 27 | 2016 | 2016-06-27 | 0.35 | 0 | 0 | 0.92 | 0.3175 |  | 1
6 | 28 | 2016 | 2016-06-28 | 0.87 | 0.56 | 0.06 | 0.54 | 0.5075 |  | 2
6 | 29 | 2016 | 2016-06-29 | 0 | 0 | 0 | 0.01 | 0.0025 | 0.6 | 3
6 | 30 | 2016 | 2016-06-30 | 0 | 0 | 0 | 0 | 0 |  | 4
7 | 1 | 2016 | 2016-07-01 | 0.24 | 0.69 | 0 | 0.01 | 0.235 |  | 5
7 | 2 | 2016 | 2016-07-02 | 0 | 0 | 0 | 0.26 | 0.065 |  | 6
7 | 3 | 2016 | 2016-07-03 | 0.07 | 0 | 0.02 | 0.05 | 0.035 |  | 7
7 | 4 | 2016 | 2016-07-04 | 0.31 | 0.68 | 0.34 | 0.47 | 0.45 |  | 1
7 | 5 | 2016 | 2016-07-05 | 0.27 | 0.61 | 0.55 | 0.01 | 0.36 |  | 2
7 | 6 | 2016 | 2016-07-06 | 0 | 0 | 0 | 0 | 0 |  | 3
7 | 7 | 2016 | 2016-07-07 | 0 | 0 | 0 | 0 | 0 |  | 4
7 | 8 | 2016 | 2016-07-08 | 0.03 | 0.25 | 0.03 | 0.45 | 0.19 |  | 5
7 | 9 | 2016 | 2016-07-09 | 0.18 | 0 | 0 | 0.01 | 0.0475 |  | 6
7 | 10 | 2016 | 2016-07-10 | 0 | 0 | 0 | 0 | 0 |  | 7
7 | 11 | 2016 | 2016-07-11 | 0 | 0 | 0 | 0 | 0 |  | 1
7 | 12 | 2016 | 2016-07-12 | 0 | 0 | 0 | 0.02 | 0.005 |  | 2
7 | 13 | 2016 | 2016-07-13 | 0 | 0.47 | 0 | 0 | 0.1175 |  | 3
7 | 14 | 2016 | 2016-07-14 | 0 | 0 | 0 | 0 | 0 |  | 4
7 | 15 | 2016 | 2016-07-15 | 0 | 0 | 0 | 0 | 0 |  | 5
7 | 16 | 2016 | 2016-07-16 | 0.43 | 0.32 | 0.16 | 0.04 | 0.2375 |  | 6
7 | 17 | 2016 | 2016-07-17 | 0 | 0 | 0 | 0 | 0 |  | 7
7 | 18 | 2016 | 2016-07-18 | 0.44 | 0.12 | 0.21 | 0.21 | 0.245 |  | 1
7 | 19 | 2016 | 2016-07-19 | 0.46 | 0 | 0 | 0 | 0.115 |  | 2
7 | 20 | 2016 | 2016-07-20 | 0 | 0 | 0 | 0 | 0 |  | 3
7 | 21 | 2016 | 2016-07-21 | 0 | 0 | 0 | 0 | 0 |  | 4
7 | 22 | 2016 | 2016-07-22 | 0 | 0 | 0 | 0 | 0 |  | 5
7 | 23 | 2016 | 2016-07-23 | 0 | 0.08 | 0.03 | 0 | 0.0275 |  | 6
7 | 24 | 2016 | 2016-07-24 | 0 | 0 | 0.02 | 0 | 0.005 |  | 7
7 | 25 | 2016 | 2016-07-25 | 0 | 0 | 0.01 | 0.57 | 0.145 |  | 1
7 | 26 | 2016 | 2016-07-26 | 0 | 0 | 0 | 0 | 0 |  | 2
7 | 27 | 2016 | 2016-07-27 | 0 | 0 | 0 | 0 | 0 |  | 3
7 | 28 | 2016 | 2016-07-28 | 0.27 | 0.65 | 0.99 | 0.44 | 0.5875 |  | 4
7 | 29 | 2016 | 2016-07-29 | 0.1 | 0.41 | 0.34 | 0.01 | 0.215 |  | 5
7 | 30 | 2016 | 2016-07-30 | 0.33 | 1.8 | 0.32 | 0.35 | 0.7 | 2.01 | 6
7 | 31 | 2016 | 2016-07-31 | 0 | 0.01 | 0 | 0.01 | 0.005 |  | 7
8 | 1 | 2016 | 2016-08-01 | 0 | 0.06 | 0 | 0 | 0.015 |  | 1
8 | 2 | 2016 | 2016-08-02 | 0 | 0 | 0 | 0 | 0 |  | 2
8 | 3 | 2016 | 2016-08-03 | 0 | 0 | 0 | 0 | 0 |  | 3
8 | 4 | 2016 | 2016-08-04 | 0 | 0 | 0 | 0 | 0 |  | 4
8 | 5 | 2016 | 2016-08-05 | 0 | 0 | 0 | 0.32 | 0.08 |  | 5
8 | 6 | 2016 | 2016-08-06 | 0.06 | 0 | 0.02 | 0.35 | 0.1075 |  | 6
8 | 7 | 2016 | 2016-08-07 | 0 | 0 | 0 | 0.01 | 0.0025 |  | 7
8 | 8 | 2016 | 2016-08-08 | 0 | 0 | 0 | 0.01 | 0.0025 |  | 1
8 | 9 | 2016 | 2016-08-09 | 0 | 0 | 0 | 0.01 | 0.0025 |  | 2
8 | 10 | 2016 | 2016-08-10 | 0 | 0 | 0 | 0 | 0 |  | 3
8 | 11 | 2016 | 2016-08-11 | 0 | 0 | 0 | 0 | 0 |  | 4
8 | 12 | 2016 | 2016-08-12 | 0 | 0.32 | 0 | 0 | 0.08 |  | 5
8 | 13 | 2016 | 2016-08-13 | 0 | 0 | 0 | 0 | 0 |  | 6
8 | 14 | 2016 | 2016-08-14 | 0 | 0.2 | 0.05 | 0 | 0.0625 |  | 7
8 | 15 | 2016 | 2016-08-15 | 1.16 | 1.64 | 0.14 | 0.91 | 0.9625 |  | 1
8 | 16 | 2016 | 2016-08-16 | 0 | 0 | 0 | 0.01 | 0.0025 |  | 2
8 | 17 | 2016 | 2016-08-17 | 0.88 | 1.36 | 0.66 | 0.8 | 0.925 |  | 3
8 | 18 | 2016 | 2016-08-18 | 0 | 0 | 0 | 0.01 | 0.0025 |  | 4
8 | 19 | 2016 | 2016-08-19 | 0 | 0 | 0 | 0 | 0 |  | 5
8 | 20 | 2016 | 2016-08-20 | 0 | 0 | 0 | 0 | 0 |  | 6
8 | 21 | 2016 | 2016-08-21 | 0.69 | 0.38 | 0.07 | 0.83 | 0.4925 |  | 7
8 | 22 | 2016 | 2016-08-22 | 0 | 0 | 0 | 0.01 | 0.0025 |  | 1
8 | 23 | 2016 | 2016-08-23 | 0 | 0 | 0 | 0.01 | 0.0025 |  | 2
8 | 24 | 2016 | 2016-08-24 | 0 | 0 | 0 | 0 | 0 |  | 3
8 | 25 | 2016 | 2016-08-25 | 0 | 0 | 0 | 0 | 0 |  | 4
8 | 26 | 2016 | 2016-08-26 | 0 | 0 | 0 | 0 | 0 |  | 5
8 | 27 | 2016 | 2016-08-27 | 0 | 0 | 0 | 0 | 0 |  | 6
8 | 28 | 2016 | 2016-08-28 | 0 | 0 | 0 | 0 | 0 |  | 7
8 | 29 | 2016 | 2016-08-29 | 0 | 0 | 0 | 0 | 0 | 5.23 | 1
8 | 30 | 2016 | 2016-08-30 | 0 | 0 | 0 | 0 | 0 |  | 2
8 | 31 | 2016 | 2016-08-31 | 0 | 0 | 0.02 | 0 | 0.005 |  | 3
9 | 1 | 2016 | 2016-09-01 | 0.03 | 0.09 | 0.17 | 0.08 | 0.0925 |  | 4
9 | 2 | 2016 | 2016-09-02 | 0 | 0 | 0 | 0 | 0 |  | 5
9 | 3 | 2016 | 2016-09-03 | 0 | 0 | 0 | 0 | 0 |  | 6
9 | 4 | 2016 | 2016-09-04 | 0 | 0 | 0 | 0 | 0 |  | 7
9 | 5 | 2016 | 2016-09-05 | 0 | 0 | 0 | 0 | 0 |  | 1
9 | 6 | 2016 | 2016-09-06 | 0 | 0 | 0 | 0 | 0 |  | 2
9 | 7 | 2016 | 2016-09-07 | 0.02 | 0 | 0 | 0.06 | 0.02 |  | 3
9 | 8 | 2016 | 2016-09-08 | 0 | 0 | 0 | 0.01 | 0.0025 |  | 4
9 | 9 | 2016 | 2016-09-09 | 0 | 0 | 0 | 0 | 0 |  | 5
9 | 10 | 2016 | 2016-09-10 | 0 | 0 | 0 | 0 | 0 |  | 6
9 | 11 | 2016 | 2016-09-11 | 0 | 0 | 0 | 0 | 0 |  | 7
9 | 12 | 2016 | 2016-09-12 | 0 | 0 | 0 | 0 | 0 |  | 1
9 | 13 | 2016 | 2016-09-13 | 0 | 0 | 0 | 0 | 0 |  | 2
9 | 14 | 2016 | 2016-09-14 | 0 | 0 | 0 | 0 | 0 |  | 3
9 | 15 | 2016 | 2016-09-15 | 0 | 0 | 0 | 0 | 0 |  | 4
9 | 16 | 2016 | 2016-09-16 | 0 | 0 | 0 | 0 | 0 |  | 5
9 | 17 | 2016 | 2016-09-17 | 0 | 0 | 0 | 0 | 0 |  | 6
9 | 18 | 2016 | 2016-09-18 | 0 | 0 | 0 | 0.23 | 0.0575 |  | 7
9 | 19 | 2016 | 2016-09-19 | 0.46 | 0.64 | 0.23 | 0.89 | 0.555 |  | 1
9 | 20 | 2016 | 2016-09-20 | 0 | 0 | 0 | 0.01 | 0.0025 |  | 2
9 | 21 | 2016 | 2016-09-21 | 0 | 0 | 0 | 0 | 0 |  | 3
9 | 22 | 2016 | 2016-09-22 | 0 | 0 | 0 | 0 | 0 |  | 4
9 | 23 | 2016 | 2016-09-23 | 0 | 0 | 0 | 0 | 0 |  | 5
9 | 24 | 2016 | 2016-09-24 | 0 | 0 | 0 | 0 | 0 |  | 6
9 | 25 | 2016 | 2016-09-25 | 0 | 0 | 0 | 0 | 0 |  | 7
9 | 26 | 2016 | 2016-09-26 | 0.12 | 0.01 | 0.03 | 0.47 | 0.1575 |  | 1
9 | 27 | 2016 | 2016-09-27 | 0.43 | 0.17 | 0.27 | 0.04 | 0.2275 |  | 2
9 | 28 | 2016 | 2016-09-28 | 0.31 | 0.82 | 0.82 | 1.78 | 0.9325 |  | 3
9 | 29 | 2016 | 2016-09-29 | 1.02 | 2.11 | 0.93 | 0.49 | 1.1375 | 4.98 | 4
9 | 30 | 2016 | 2016-09-30 | 0.11 | 0.52 | 0.1 | 0.12 | 0.2125 |  | 5
10 | 1 | 2016 | 2016-10-01 | 0.23 | 0.4 | 0.2 | 0.16 | 0.2475 |  | 6
10 | 2 | 2016 | 2016-10-02 | 0.02 | 0.01 | 0 | 0.01 | 0.01 |  | 7
10 | 3 | 2016 | 2016-10-03 | 0 | 0 | 0 | 0.01 | 0.0025 |  | 1
10 | 4 | 2016 | 2016-10-04 | 0 | 0 | 0 | 0 | 0 |  | 2
10 | 5 | 2016 | 2016-10-05 | 0 | 0 | 0 | 0.01 | 0.0025 |  | 3
10 | 6 | 2016 | 2016-10-06 | 0 | 0 | 0 | 0 | 0 |  | 4
10 | 7 | 2016 | 2016-10-07 | 0 | 0 | 0 | 0 | 0 |  | 5
10 | 8 | 2016 | 2016-10-08 | 0.25 | 0.18 | 0.2 | 1.11 | 0.435 |  | 6
10 | 9 | 2016 | 2016-10-09 | 0.09 | 0.01 | 0 | 0.01 | 0.0275 |  | 7
10 | 10 | 2016 | 2016-10-10 | 0 | 0 | 0 | 0.01 | 0.0025 |  | 1
10 | 11 | 2016 | 2016-10-11 | 0 | 0 | 0 | 0 | 0 |  | 2
10 | 12 | 2016 | 2016-10-12 | 0 | 0 | 0 | 0 | 0 |  | 3
10 | 13 | 2016 | 2016-10-13 | 0 | 0 | 0 | 0.01 | 0.0025 |  | 4
10 | 14 | 2016 | 2016-10-14 | 0 | 0 | 0 | 0 | 0 |  | 5
10 | 15 | 2016 | 2016-10-15 | 0 | 0 | 0 | 0 | 0 |  | 6
10 | 16 | 2016 | 2016-10-16 | 0 | 0 | 0 | 0 | 0 |  | 7
10 | 17 | 2016 | 2016-10-17 | 0 | 0 | 0 | 0 | 0 |  | 1
10 | 18 | 2016 | 2016-10-18 | 0 | 0 | 0 | 0 | 0 |  | 2
10 | 19 | 2016 | 2016-10-19 | 0 | 0 | 0.03 | 0 | 0.0075 |  | 3
10 | 20 | 2016 | 2016-10-20 | 0.02 | 0 | 0 | 0 | 0.005 |  | 4
10 | 21 | 2016 | 2016-10-21 | 0.26 | 0.11 | 0.14 | 0.26 | 0.1925 |  | 5
10 | 22 | 2016 | 2016-10-22 | 0 | 0 | 0 | 0.01 | 0.0025 |  | 6
10 | 23 | 2016 | 2016-10-23 | 0 | 0 | 0 | 0 | 0 |  | 7
10 | 24 | 2016 | 2016-10-24 | 0 | 0 | 0 | 0 | 0 |  | 1
10 | 25 | 2016 | 2016-10-25 | 0 | 0 | 0 | 0 | 0 |  | 2
10 | 26 | 2016 | 2016-10-26 | 0 | 0 | 0 | 0 | 0 |  | 3
10 | 27 | 2016 | 2016-10-27 | 0.03 | 0.07 | 0.03 | 0.07 | 0.05 |  | 4
10 | 28 | 2016 | 2016-10-28 | 0 | 0 | 0 | 0.01 | 0.0025 |  | 5
10 | 29 | 2016 | 2016-10-29 | 0 | 0 | 0 | 0 | 0 |  | 6
10 | 30 | 2016 | 2016-10-30 | 0 | 0 | 0.05 | 0.01 | 0.015 | 4.9 | 7
10 | 31 | 2016 | 2016-10-31 | 0 | 0 | 0 | 0 | 0 |  | 1
11 | 1 | 2016 | 2016-11-01 | 0 | 0 | 0 | 0 | 0 |  | 2
11 | 2 | 2016 | 2016-11-02 | 0 | 0 | 0 | 0 | 0 |  | 3
11 | 3 | 2016 | 2016-11-03 | 0 | 0 | 0 | 0 | 0 |  | 4
11 | 4 | 2016 | 2016-11-04 | 0 | 0 | 0 | 0 | 0 |  | 5
11 | 5 | 2016 | 2016-11-05 | 0 | 0 | 0 | 0 | 0 |  | 6
11 | 6 | 2016 | 2016-11-06 | 0 | 0 | 0 | 0 | 0 |  | 7
11 | 7 | 2016 | 2016-11-07 | 0 | 0 | 0 | 0 | 0 |  | 1
11 | 8 | 2016 | 2016-11-08 | 0 | 0 | 0 | 0.09 | 0.0225 |  | 2
11 | 9 | 2016 | 2016-11-09 | 0.19 | 0.2 | 0.19 | 0.1 | 0.17 |  | 3
11 | 10 | 2016 | 2016-11-10 | 0 | 0 | 0 | 0.01 | 0.0025 |  | 4
11 | 11 | 2016 | 2016-11-11 | 0 | 0 | 0 | 0 | 0 |  | 5
11 | 12 | 2016 | 2016-11-12 | 0 | 0 | 0 | 0 | 0 |  | 6
11 | 13 | 2016 | 2016-11-13 | 0 | 0 | 0 | 0 | 0 |  | 7
11 | 14 | 2016 | 2016-11-14 | 0 | 0.02 | 0.01 | 0.02 | 0.0125 |  | 1
11 | 15 | 2016 | 2016-11-15 | 0 | 0 | 0.03 | 0 | 0.0075 |  | 2
11 | 16 | 2016 | 2016-11-16 | 0.02 | 0 | 0 | 0 | 0.005 |  | 3
11 | 17 | 2016 | 2016-11-17 | 0 | 0 | 0 | 0 | 0 |  | 4
11 | 18 | 2016 | 2016-11-18 | 0 | 0 | 0 | 0 | 0 |  | 5
11 | 19 | 2016 | 2016-11-19 | 0.05 | 0 | 0.02 | 0.01 | 0.02 |  | 6
11 | 20 | 2016 | 2016-11-20 | 0 | 0 | 0 | 0 | 0 |  | 7
11 | 21 | 2016 | 2016-11-21 | 0 | 0 | 0 | 0 | 0 |  | 1
11 | 22 | 2016 | 2016-11-22 | 0 | 0 | 0 | 0 | 0 |  | 2
11 | 23 | 2016 | 2016-11-23 | 0 | 0 | 0 | 0 | 0 |  | 3
11 | 24 | 2016 | 2016-11-24 | 0 | 0 | 0 | 0 | 0 |  | 4
11 | 25 | 2016 | 2016-11-25 | 0 | 0 | 0 | 0 | 0 |  | 5
11 | 26 | 2016 | 2016-11-26 | 0 | 0 | 0 | 0 | 0 |  | 6
11 | 27 | 2016 | 2016-11-27 | 0 | 0 | 0 | 0 | 0 | 2.11 | 7
11 | 28 | 2016 | 2016-11-28 | 0 | 0 | 0 | 0.05 | 0.0125 |  | 1
11 | 29 | 2016 | 2016-11-29 | 0.12 | 0.32 | 0.21 | 0.1 | 0.1875 |  | 2
11 | 30 | 2016 | 2016-11-30 | 0.38 | 0.97 | 1.31 | 0.31 | 0.7425 |  | 3
12 | 1 | 2016 | 2016-12-01 | 0.14 | 0.09 | 0.07 | 0.01 | 0.0775 |  | 4
12 | 2 | 2016 | 2016-12-02 | 0 | 0 | 0 | 0.01 | 0.0025 |  | 5
12 | 3 | 2016 | 2016-12-03 | 0 | 0 | 0 | 0 | 0 |  | 6
12 | 4 | 2016 | 2016-12-04 | 0.05 | 0.06 | 0.1 | 0.29 | 0.125 |  | 7
12 | 5 | 2016 | 2016-12-05 | 0.18 | 0.24 | 0.16 | 0.01 | 0.1475 |  | 1
12 | 6 | 2016 | 2016-12-06 | 1.03 | 0.83 | 1.03 | 1.24 | 1.0325 |  | 2
12 | 7 | 2016 | 2016-12-07 | 0 | 0.01 | 0 | 0.02 | 0.0075 |  | 3
12 | 8 | 2016 | 2016-12-08 | 0 | 0 | 0 | 0.01 | 0.0025 |  | 4
12 | 9 | 2016 | 2016-12-09 | 0 | 0 | 0 | 0 | 0 |  | 5
12 | 10 | 2016 | 2016-12-10 | 0 | 0 | 0 | 0.01 | 0.0025 |  | 6
12 | 11 | 2016 | 2016-12-11 | 0 | 0 | 0 | 0.21 | 0.0525 |  | 7
12 | 12 | 2016 | 2016-12-12 | 0.16 | 0.17 | 0.12 | 0.01 | 0.115 |  | 1
12 | 13 | 2016 | 2016-12-13 | 0 | 0 | 0 | 0.01 | 0.0025 |  | 2
12 | 14 | 2016 | 2016-12-14 | 0 | 0 | 0 | 0 | 0 |  | 3
12 | 15 | 2016 | 2016-12-15 | 0 | 0 | 0 | 0 | 0 |  | 4
12 | 16 | 2016 | 2016-12-16 | 0 | 0 | 0 | 0.02 | 0.005 |  | 5
12 | 17 | 2016 | 2016-12-17 | 0.26 | 0.58 | 0.16 | 0.2 | 0.3 |  | 6
12 | 18 | 2016 | 2016-12-18 | 0.01 | 0.02 | 0.04 | 0.01 | 0.02 |  | 7
12 | 19 | 2016 | 2016-12-19 | 0 | 0 | 0 | 0.01 | 0.0025 |  | 1
12 | 20 | 2016 | 2016-12-20 | 0 | 0 | 0 | 0 | 0 |  | 2
12 | 21 | 2016 | 2016-12-21 | 0 | 0 | 0 | 0 | 0 |  | 3
12 | 22 | 2016 | 2016-12-22 | 0 | 0 | 0 | 0 | 0 |  | 4
12 | 23 | 2016 | 2016-12-23 | 0 | 0 | 0 | 0.35 | 0.0875 |  | 5
12 | 24 | 2016 | 2016-12-24 | 0.54 | 0.46 | 0.48 | 0.23 | 0.4275 |  | 6
12 | 25 | 2016 | 2016-12-25 | 0 | 0 | 0 | 0.02 | 0.005 |  | 7
12 | 26 | 2016 | 2016-12-26 | 0 | 0 | 0 | 0.01 | 0.0025 |  | 1
12 | 27 | 2016 | 2016-12-27 | 0 | 0.02 | 0 | 0.01 | 0.0075 |  | 2
12 | 28 | 2016 | 2016-12-28 | 0 | 0 | 0 | 0.22 | 0.055 | 1.54 | 3
12 | 29 | 2016 | 2016-12-29 | 0.24 | 0.29 | 0.2 | 0.05 | 0.195 |  | 4
12 | 30 | 2016 | 2016-12-30 | 0 | 0 | 0 | 0.01 | 0.0025 |  | 5
12 | 31 | 2016 | 2016-12-31 | 0 | 0 | 0 | 0 | 0 |  | 6
1 | 1 | 2017 | 2017-01-01 | 0 | 0 | 0 | 0.09 | 0.0225 |  | 7
1 | 2 | 2017 | 2017-01-02 | 0.35 | 0.43 | 0.27 | 0.26 | 0.3275 |  | 1
1 | 3 | 2017 | 2017-01-03 | 0.86 | 0.81 | 0.92 | 0.7 | 0.8225 |  | 2
1 | 4 | 2017 | 2017-01-04 | 0 | 0.01 | 0.02 | 0.04 | 0.0175 |  | 3
1 | 5 | 2017 | 2017-01-05 | 0 | 0 | 0 | 0 | 0 |  | 4
1 | 6 | 2017 | 2017-01-06 | 0 | 0.01 | 0.01 | 0 | 0.005 |  | 5
1 | 7 | 2017 | 2017-01-07 | 0.01 | 0.03 | 0.04 | 0.06 | 0.035 |  | 6
1 | 8 | 2017 | 2017-01-08 | 0 | 0 | 0 | 0 | 0 |  | 7
1 | 9 | 2017 | 2017-01-09 | 0 | 0 | 0 | 0 | 0 |  | 1
1 | 10 | 2017 | 2017-01-10 | 0 | 0.04 | 0 | 0.03 | 0.0175 |  | 2
1 | 11 | 2017 | 2017-01-11 | 0.07 | 0.21 | 0.09 | 0.02 | 0.0975 |  | 3
1 | 12 | 2017 | 2017-01-12 | 0.02 | 0.03 | 0.02 | 0.01 | 0.02 |  | 4
1 | 13 | 2017 | 2017-01-13 | 0 | 0 | 0 | 0.05 | 0.0125 |  | 5
1 | 14 | 2017 | 2017-01-14 | 0.29 | 0.26 | 0.23 | 0.21 | 0.2475 |  | 6
1 | 15 | 2017 | 2017-01-15 | 0 | 0 | 0 | 0.01 | 0.0025 |  | 7
1 | 16 | 2017 | 2017-01-16 | 0.01 | 0 | 0 | 0.05 | 0.015 |  | 1
1 | 17 | 2017 | 2017-01-17 | 0.21 | 0.16 | 0.2 | 0.13 | 0.175 |  | 2
1 | 18 | 2017 | 2017-01-18 | 0 | 0 | 0 | 0.01 | 0.0025 |  | 3
1 | 19 | 2017 | 2017-01-19 | 0 | 0 | 0 | 0.01 | 0.0025 |  | 4
1 | 20 | 2017 | 2017-01-20 | 0.01 | 0.02 | 0.03 | 0.04 | 0.025 |  | 5
1 | 21 | 2017 | 2017-01-21 | 0 | 0 | 0 | 0.01 | 0.0025 |  | 6
1 | 22 | 2017 | 2017-01-22 | 0.15 | 0.07 | 0.07 | 0.28 | 0.1425 |  | 7
1 | 23 | 2017 | 2017-01-23 | 0.67 | 0.6 | 0.74 | 0.73 | 0.685 |  | 1
1 | 24 | 2017 | 2017-01-24 | 0.03 | 0.01 | 0.07 | 0.01 | 0.03 |  | 2
1 | 25 | 2017 | 2017-01-25 | 0 | 0 | 0 | 0 | 0 |  | 3
1 | 26 | 2017 | 2017-01-26 | 0 | 0 | 0 | 0.01 | 0.0025 |  | 4
1 | 27 | 2017 | 2017-01-27 | 0 | 0 | 0 | 0 | 0 | 2.28 | 5
1 | 28 | 2017 | 2017-01-28 | 0 | 0 | 0 | 0 | 0 |  | 6
1 | 29 | 2017 | 2017-01-29 | 0 | 0 | 0 | 0.1 | 0.025 |  | 7
1 | 30 | 2017 | 2017-01-30 | 0.07 | 0 | 0.02 | 0 | 0.0225 |  | 1
1 | 31 | 2017 | 2017-01-31 | 0 | 0 | 0 | 0 | 0 |  | 2
2 | 1 | 2017 | 2017-02-01 | 0 | 0 | 0 | 0 | 0 |  | 3
2 | 2 | 2017 | 2017-02-02 | 0 | 0 | 0 | 0 | 0 |  | 4
2 | 3 | 2017 | 2017-02-03 | 0 | 0 | 0 | 0 | 0 |  | 5
2 | 4 | 2017 | 2017-02-04 | 0 | 0 | 0 | 0 | 0 |  | 6
2 | 5 | 2017 | 2017-02-05 | 0 | 0 | 0 | 0 | 0 |  | 7
2 | 6 | 2017 | 2017-02-06 | 0 | 0 | 0 | 0.01 | 0.0025 |  | 1
2 | 7 | 2017 | 2017-02-07 | 0 | 0 | 0 | 0 | 0 |  | 2
2 | 8 | 2017 | 2017-02-08 | 0 | 0 | 0 | 0.14 | 0.035 |  | 3
2 | 9 | 2017 | 2017-02-09 | 0.12 | 0.24 | 0.2 | 0.02 | 0.145 |  | 4
2 | 10 | 2017 | 2017-02-10 | 0 | 0 | 0 | 0 | 0 |  | 5
2 | 11 | 2017 | 2017-02-11 | 0 | 0 | 0 | 0 | 0 |  | 6
2 | 12 | 2017 | 2017-02-12 | 0.03 | 0.22 | 0.05 | 0.02 | 0.08 |  | 7
2 | 13 | 2017 | 2017-02-13 | 0 | 0 | 0 | 0 | 0 |  | 1
2 | 14 | 2017 | 2017-02-14 | 0 | 0 | 0 | 0.02 | 0.005 |  | 2
2 | 15 | 2017 | 2017-02-15 | 0 | 0 | 0 | 0.01 | 0.0025 |  | 3
2 | 16 | 2017 | 2017-02-16 | 0 | 0 | 0 | 0 | 0 |  | 4
2 | 17 | 2017 | 2017-02-17 | 0 | 0 | 0 | 0 | 0 |  | 5
2 | 18 | 2017 | 2017-02-18 | 0 | 0 | 0 | 0.02 | 0.005 |  | 6
2 | 19 | 2017 | 2017-02-19 | 0.01 | 0 | 0 | 0 | 0.0025 |  | 7
2 | 20 | 2017 | 2017-02-20 | 0 | 0 | 0 | 0 | 0 |  | 1
2 | 21 | 2017 | 2017-02-21 | 0 | 0 | 0 | 0.01 | 0.0025 |  | 2
2 | 22 | 2017 | 2017-02-22 | 0 | 0 | 0 | 0.01 | 0.0025 |  | 3
2 | 23 | 2017 | 2017-02-23 | 0 | 0 | 0 | 0 | 0 |  | 4
2 | 24 | 2017 | 2017-02-24 | 0 | 0 | 0 | 0 | 0 |  | 5
2 | 25 | 2017 | 2017-02-25 | 0.18 | 0.75 | 0.08 | 0.3 | 0.3275 |  | 6
2 | 26 | 2017 | 2017-02-26 | 0 | 0 | 0 | 0.01 | 0.0025 |  | 7
2 | 27 | 2017 | 2017-02-27 | 0 | 0 | 0 | 0 | 0 | 2.54 | 1
2 | 28 | 2017 | 2017-02-28 | 0.34 | 0.25 | 0.38 | 0.35 | 0.33 |  | 2
3 | 1 | 2017 | 2017-03-01 | 0.02 | 0.02 | 0.01 | 0.06 | 0.0275 |  | 3
3 | 2 | 2017 | 2017-03-02 | 0.01 | 0.01 | 0 | 0 | 0.005 |  | 4
3 | 3 | 2017 | 2017-03-03 | 0 | 0 | 0 | 0 | 0 |  | 5
3 | 4 | 2017 | 2017-03-04 | 0 | 0 | 0 | 0 | 0 |  | 6
3 | 5 | 2017 | 2017-03-05 | 0 | 0 | 0 | 0 | 0 |  | 7
3 | 6 | 2017 | 2017-03-06 | 0 | 0 | 0 | 0 | 0 |  | 1
3 | 7 | 2017 | 2017-03-07 | 0.07 | 0.06 | 0.18 | 0.11 | 0.105 |  | 2
3 | 8 | 2017 | 2017-03-08 | 0.01 | 0 | 0.01 | 0 | 0.005 |  | 3
3 | 9 | 2017 | 2017-03-09 | 0 | 0 | 0 | 0.01 | 0.0025 |  | 4
3 | 10 | 2017 | 2017-03-10 | 0.09 | 0.13 | 0.08 | 0.08 | 0.095 |  | 5
3 | 11 | 2017 | 2017-03-11 | 0 | 0 | 0 | 0.01 | 0.0025 |  | 6
3 | 12 | 2017 | 2017-03-12 | 0 | 0 | 0 | 0 | 0 |  | 7
3 | 13 | 2017 | 2017-03-13 | 0.34 | 0.28 | 0.27 | 1.2 | 0.5225 |  | 1
3 | 14 | 2017 | 2017-03-14 | 0.89 | 1.12 | 0.84 | 0.05 | 0.725 |  | 2
3 | 15 | 2017 | 2017-03-15 | 0 | 0 | 0 | 0 | 0 |  | 3
3 | 16 | 2017 | 2017-03-16 | 0 | 0 | 0 | 0 | 0 |  | 4
3 | 17 | 2017 | 2017-03-17 | 0.01 | 0 | 0.03 | 0.05 | 0.0225 |  | 5
3 | 18 | 2017 | 2017-03-18 | 0.37 | 0.14 | 0.34 | 0.53 | 0.345 |  | 6
3 | 19 | 2017 | 2017-03-19 | 0.26 | 0.27 | 0.09 | 0.03 | 0.1625 |  | 7
3 | 20 | 2017 | 2017-03-20 | 0 | 0 | 0 | 0.03 | 0.0075 |  | 1
3 | 21 | 2017 | 2017-03-21 | 0 | 0 | 0.01 | 0.01 | 0.005 |  | 2
3 | 22 | 2017 | 2017-03-22 | 0 | 0 | 0 | 0 | 0 |  | 3
3 | 23 | 2017 | 2017-03-23 | 0 | 0 | 0 | 0 | 0 |  | 4
3 | 24 | 2017 | 2017-03-24 | 0.13 | 0 | 0.14 | 0.1 | 0.0925 |  | 5
3 | 25 | 2017 | 2017-03-25 | 0 | 0 | 0 | 0.01 | 0.0025 |  | 6
3 | 26 | 2017 | 2017-03-26 | 0 | 0 | 0.02 | 0.02 | 0.01 |  | 7
3 | 27 | 2017 | 2017-03-27 | 0.01 | 0.04 | 0.04 | 0 | 0.0225 |  | 1
3 | 28 | 2017 | 2017-03-28 | 0.02 | 0.3 | 0.51 | 0.04 | 0.2175 |  | 2
3 | 29 | 2017 | 2017-03-29 | 0 | 0 | 0 | 0 | 0 | 3.9 | 3
3 | 30 | 2017 | 2017-03-30 | 0 | 0.05 | 0 | 0.11 | 0.04 |  | 4
3 | 31 | 2017 | 2017-03-31 | 0.96 | 1.4 | 1.55 | 0.93 | 1.21 |  | 5
4 | 1 | 2017 | 2017-04-01 | 0.01 | 0 | 0.02 | 0.02 | 0.0125 |  | 6
4 | 2 | 2017 | 2017-04-02 | 0 | 0 | 0 | 0 | 0 |  | 7
4 | 3 | 2017 | 2017-04-03 | 0.11 | 0.12 | 0.04 | 0.09 | 0.09 |  | 1
4 | 4 | 2017 | 2017-04-04 | 0 | 0.01 | 0 | 0.01 | 0.005 |  | 2
4 | 5 | 2017 | 2017-04-05 | 0 | 0 | 0 | 0 | 0 |  | 3
4 | 6 | 2017 | 2017-04-06 | 1.57 | 1.45 | 1.57 | 1.18 | 1.4425 |  | 4
4 | 7 | 2017 | 2017-04-07 | 0 | 0 | 0 | 0.02 | 0.005 |  | 5
4 | 8 | 2017 | 2017-04-08 | 0 | 0 | 0 | 0 | 0 |  | 6
4 | 9 | 2017 | 2017-04-09 | 0 | 0 | 0 | 0 | 0 |  | 7
4 | 10 | 2017 | 2017-04-10 | 0 | 0 | 0 | 0 | 0 |  | 1
4 | 11 | 2017 | 2017-04-11 | 0 | 0 | 0 | 0 | 0 |  | 2
4 | 12 | 2017 | 2017-04-12 | 0 | 0 | 0.01 | 0 | 0.0025 |  | 3
4 | 13 | 2017 | 2017-04-13 | 0 | 0 | 0 | 0 | 0 |  | 4
4 | 14 | 2017 | 2017-04-14 | 0 | 0 | 0 | 0 | 0 |  | 5
4 | 15 | 2017 | 2017-04-15 | 0 | 0.36 | 0 | 0 | 0.09 |  | 6
4 | 16 | 2017 | 2017-04-16 | 0 | 0 | 0 | 0.02 | 0.005 |  | 7
4 | 17 | 2017 | 2017-04-17 | 0.07 | 0.21 | 0.1 | 0.08 | 0.115 |  | 1
4 | 18 | 2017 | 2017-04-18 | 0 | 0 | 0 | 0.02 | 0.005 |  | 2
4 | 19 | 2017 | 2017-04-19 | 0 | 0 | 0.03 | 0.01 | 0.01 |  | 3
4 | 20 | 2017 | 2017-04-20 | 0.11 | 0.43 | 0.33 | 0.07 | 0.235 |  | 4
4 | 21 | 2017 | 2017-04-21 | 0.12 | 0 | 0 | 0.15 | 0.0675 |  | 5
4 | 22 | 2017 | 2017-04-22 | 0.31 | 0.27 | 0.5 | 0.26 | 0.335 |  | 6
4 | 23 | 2017 | 2017-04-23 | 0 | 0 | 0 | 0.03 | 0.0075 |  | 7
4 | 24 | 2017 | 2017-04-24 | 0.23 | 0.12 | 0.27 | 0.39 | 0.2525 |  | 1
4 | 25 | 2017 | 2017-04-25 | 0.08 | 0.55 | 0.17 | 0.16 | 0.24 |  | 2
4 | 26 | 2017 | 2017-04-26 | 0.01 | 0 | 0 | 0.01 | 0.005 |  | 3
4 | 27 | 2017 | 2017-04-27 | 0 | 0 | 0 | 0.02 | 0.005 |  | 4
4 | 28 | 2017 | 2017-04-28 | 0 | 0 | 0 | 0.01 | 0.0025 |  | 5
4 | 29 | 2017 | 2017-04-29 | 0 | 0 | 0 | 0 | 0 | 2.59 | 6
4 | 30 | 2017 | 2017-04-30 | 0 | 0 | 0 | 0 | 0 |  | 7
5 | 1 | 2017 | 2017-05-01 | 0 | 0.01 | 0.24 | 0.03 | 0.07 |  | 1
5 | 2 | 2017 | 2017-05-02 | 0 | 0 | 0 | 0 | 0 |  | 2
5 | 3 | 2017 | 2017-05-03 | 0 | 0 | 0 | 0 | 0 |  | 3
5 | 4 | 2017 | 2017-05-04 | 0.13 | 0.15 | 0.21 | 0.84 | 0.3325 |  | 4
5 | 5 | 2017 | 2017-05-05 | 1.75 | 1.39 | 1.09 | 1.02 | 1.3125 |  | 5
5 | 6 | 2017 | 2017-05-06 | 0.07 | 0.03 | 0.13 | 0.18 | 0.1025 |  | 6
5 | 7 | 2017 | 2017-05-07 | 0 | 0 | 0 | 0.01 | 0.0025 |  | 7
5 | 8 | 2017 | 2017-05-08 | 0 | 0 | 0 | 0 | 0 |  | 1
5 | 9 | 2017 | 2017-05-09 | 0 | 0 | 0 | 0 | 0 |  | 2
5 | 10 | 2017 | 2017-05-10 | 0 | 0 | 0 | 0 | 0 |  | 3
5 | 11 | 2017 | 2017-05-11 | 1.04 | 0.56 | 1.73 | 1.3 | 1.1575 |  | 4
5 | 12 | 2017 | 2017-05-12 | 0.31 | 0.2 | 0.38 | 1.01 | 0.475 |  | 5
5 | 13 | 2017 | 2017-05-13 | 0.51 | 0.59 | 0.41 | 0.01 | 0.38 |  | 6
5 | 14 | 2017 | 2017-05-14 | 0 | 0 | 0 | 0.01 | 0.0025 |  | 7
5 | 15 | 2017 | 2017-05-15 | 0 | 0 | 0 | 0 | 0 |  | 1
5 | 16 | 2017 | 2017-05-16 | 0 | 0 | 0 | 0 | 0 |  | 2
5 | 17 | 2017 | 2017-05-17 | 0 | 0 | 0 | 0 | 0 |  | 3
5 | 18 | 2017 | 2017-05-18 | 0.03 | 0 | 0.61 | 0 | 0.16 |  | 4
5 | 19 | 2017 | 2017-05-19 | 0 | 0.36 | 0.05 | 0.01 | 0.105 |  | 5
5 | 20 | 2017 | 2017-05-20 | 0 | 0 | 0 | 0 | 0 |  | 6
5 | 21 | 2017 | 2017-05-21 | 0 | 0 | 0 | 0 | 0 |  | 7
5 | 22 | 2017 | 2017-05-22 | 0.34 | 0.19 | 0.51 | 0.11 | 0.2875 |  | 1
5 | 23 | 2017 | 2017-05-23 | 0.06 | 0.04 | 0.12 | 0.15 | 0.0925 |  | 2
5 | 24 | 2017 | 2017-05-24 | 0.26 | 0.39 | 0.34 | 0.56 | 0.3875 |  | 3
5 | 25 | 2017 | 2017-05-25 | 0.75 | 1.04 | 0.79 | 0.56 | 0.785 |  | 4
5 | 26 | 2017 | 2017-05-26 | 0 | 0 | 0 | 0.01 | 0.0025 |  | 5
5 | 27 | 2017 | 2017-05-27 | 0.03 | 0.02 | 0.01 | 0.04 | 0.025 |  | 6
5 | 28 | 2017 | 2017-05-28 | 0.08 | 0.19 | 0.17 | 0.06 | 0.125 |  | 7
5 | 29 | 2017 | 2017-05-29 | 0 | 0 | 0 | 0.01 | 0.0025 |  | 1
5 | 30 | 2017 | 2017-05-30 | 0.17 | 0.1 | 1.1 | 0.17 | 0.385 | 2.07 | 2
5 | 31 | 2017 | 2017-05-31 | 0.02 | 0.38 | 0.6 | 0.1 | 0.275 |  | 3
6 | 1 | 2017 | 2017-06-01 | 0 | 0 | 0 | 0.01 | 0.0025 |  | 4
6 | 2 | 2017 | 2017-06-02 | 0 | 0 | 0 | 0.01 | 0.0025 |  | 5
6 | 3 | 2017 | 2017-06-03 | 0 | 0 | 0 | 0 | 0 |  | 6
6 | 4 | 2017 | 2017-06-04 | 0 | 0 | 0 | 0 | 0 |  | 7
6 | 5 | 2017 | 2017-06-05 | 0 | 0.14 | 0.18 | 0.05 | 0.0925 |  | 1
6 | 6 | 2017 | 2017-06-06 | 0 | 0 | 0 | 0.01 | 0.0025 |  | 2
6 | 7 | 2017 | 2017-06-07 | 0 | 0 | 0 | 0 | 0 |  | 3
6 | 8 | 2017 | 2017-06-08 | 0 | 0 | 0 | 0 | 0 |  | 4
6 | 9 | 2017 | 2017-06-09 | 0 | 0 | 0 | 0 | 0 |  | 5
6 | 10 | 2017 | 2017-06-10 | 0 | 0 | 0 | 0 | 0 |  | 6
6 | 11 | 2017 | 2017-06-11 | 0 | 0 | 0 | 0 | 0 |  | 7
6 | 12 | 2017 | 2017-06-12 | 0 | 0 | 0 | 0 | 0 |  | 1
6 | 13 | 2017 | 2017-06-13 | 0 | 0 | 0 | 0 | 0 |  | 2
6 | 14 | 2017 | 2017-06-14 | 0 | 0 | 0 | 0 | 0 |  | 3
6 | 15 | 2017 | 2017-06-15 | 0 | 0 | 0 | 0 | 0 |  | 4
6 | 16 | 2017 | 2017-06-16 | 0.36 | 0 | 0.06 | 0.12 | 0.135 |  | 5
6 | 17 | 2017 | 2017-06-17 | 0 | 0.04 | 0 | 0.02 | 0.015 |  | 6
6 | 18 | 2017 | 2017-06-18 | 0 | 0 | 0 | 0 | 0 |  | 7
6 | 19 | 2017 | 2017-06-19 | 0.53 | 0.91 | 0.62 | 0.12 | 0.545 |  | 1
6 | 20 | 2017 | 2017-06-20 | 0 | 0 | 0 | 0 | 0 |  | 2
6 | 21 | 2017 | 2017-06-21 | 0 | 0 | 0 | 0 | 0 |  | 3
6 | 22 | 2017 | 2017-06-22 | 0 | 0 | 0 | 0.25 | 0.0625 |  | 4
6 | 23 | 2017 | 2017-06-23 | 0.1 | 0.16 | 0.15 | 0.27 | 0.17 |  | 5
6 | 24 | 2017 | 2017-06-24 | 0.07 | 0.15 | 0.27 | 0 | 0.1225 |  | 6
6 | 25 | 2017 | 2017-06-25 | 0 | 0 | 0 | 0 | 0 |  | 7
6 | 26 | 2017 | 2017-06-26 | 0 | 0 | 0 | 0 | 0 |  | 1
6 | 27 | 2017 | 2017-06-27 | 0.07 | 0 | 0 | 0 | 0.0175 |  | 2
6 | 28 | 2017 | 2017-06-28 | 0 | 0 | 0 | 0 | 0 |  | 3
6 | 29 | 2017 | 2017-06-29 | 0 | 0 | 0 | 0 | 0 | 5.11 | 4
6 | 30 | 2017 | 2017-06-30 | 0 | 0 | 0 | 0 | 0 |  | 5
7 | 1 | 2017 | 2017-07-01 | 0.65 | 0.35 | 0.21 | 0.83 | 0.51 |  | 6
7 | 2 | 2017 | 2017-07-02 | 0 | 0 | 0 | 0.02 | 0.005 |  | 7
7 | 3 | 2017 | 2017-07-03 | 0 | 0 | 0 | 0 | 0 |  | 1
7 | 4 | 2017 | 2017-07-04 | 0.04 | 0.32 | 0 | 0 | 0.09 |  | 2
7 | 5 | 2017 | 2017-07-05 | 0.7 | 0.02 | 1.16 | 0.73 | 0.6525 |  | 3
7 | 6 | 2017 | 2017-07-06 | 0.87 | 1.54 | 1.68 | 0.77 | 1.215 |  | 4
7 | 7 | 2017 | 2017-07-07 | 0.01 | 0.23 | 0.1 | 0.24 | 0.145 |  | 5
7 | 8 | 2017 | 2017-07-08 | 0 | 0 | 0 | 0.01 | 0.0025 |  | 6
7 | 9 | 2017 | 2017-07-09 | 0 | 0 | 0 | 0 | 0 |  | 7
7 | 10 | 2017 | 2017-07-10 | 0 | 0.01 | 0 | 0 | 0.0025 |  | 1
7 | 11 | 2017 | 2017-07-11 | 0 | 0 | 0.01 | 0 | 0.0025 |  | 2
7 | 12 | 2017 | 2017-07-12 | 0 | 0 | 0 | 0 | 0 |  | 3
7 | 13 | 2017 | 2017-07-13 | 0 | 0.02 | 0 | 0 | 0.005 |  | 4
7 | 14 | 2017 | 2017-07-14 | 0.73 | 0.15 | 0.73 | 0.19 | 0.45 |  | 5
7 | 15 | 2017 | 2017-07-15 | 0 | 0 | 0 | 0 | 0 |  | 6
7 | 16 | 2017 | 2017-07-16 | 0 | 0 | 0 | 0 | 0 |  | 7
7 | 17 | 2017 | 2017-07-17 | 0 | 0.02 | 0 | 0 | 0.005 |  | 1
7 | 18 | 2017 | 2017-07-18 | 0 | 0 | 1.66 | 0 | 0.415 |  | 2
7 | 19 | 2017 | 2017-07-19 | 0 | 0 | 0 | 0 | 0 |  | 3
7 | 20 | 2017 | 2017-07-20 | 0 | 0 | 0 | 0 | 0 |  | 4
7 | 21 | 2017 | 2017-07-21 | 0 | 0 | 0 | 0 | 0 |  | 5
7 | 22 | 2017 | 2017-07-22 | 0.98 | 0.07 | 0.72 | 1.02 | 0.6975 |  | 6
7 | 23 | 2017 | 2017-07-23 | 1.39 | 0.41 | 0.84 | 0.14 | 0.695 |  | 7
7 | 24 | 2017 | 2017-07-24 | 0 | 0.03 | 0 | 0 | 0.0075 |  | 1
7 | 25 | 2017 | 2017-07-25 | 0 | 0 | 0 | 0 | 0 |  | 2
7 | 26 | 2017 | 2017-07-26 | 0 | 0 | 0 | 0 | 0 |  | 3
7 | 27 | 2017 | 2017-07-27 | 0 | 0 | 0.07 | 0 | 0.0175 |  | 4
7 | 28 | 2017 | 2017-07-28 | 3.31 | 2.58 | 1.46 | 2.74 | 2.5225 |  | 5
7 | 29 | 2017 | 2017-07-29 | 0.47 | 1.36 | 0.16 | 0.05 | 0.51 |  | 6
7 | 30 | 2017 | 2017-07-30 | 0 | 0 | 0 | 0 | 0 | 2.53 | 7
7 | 31 | 2017 | 2017-07-31 | 0 | 0 | 0 | 0 | 0 |  | 1
8 | 1 | 2017 | 2017-08-01 | 0 | 0.01 | 0 | 0 | 0.0025 |  | 2
8 | 2 | 2017 | 2017-08-02 | 0 | 0.68 | 0 | 0 | 0.17 |  | 3
8 | 3 | 2017 | 2017-08-03 | 0.06 | 0.38 | 0.09 | 0 | 0.1325 |  | 4
8 | 4 | 2017 | 2017-08-04 | 0 | 0 | 0 | 0 | 0 |  | 5
8 | 5 | 2017 | 2017-08-05 | 0 | 0 | 0 | 0 | 0 |  | 6
8 | 6 | 2017 | 2017-08-06 | 0 | 0 | 0 | 0.7 | 0.175 |  | 7
8 | 7 | 2017 | 2017-08-07 | 1.47 | 0.7 | 0.77 | 1.19 | 1.0325 |  | 1
8 | 8 | 2017 | 2017-08-08 | 0.04 | 0.04 | 0 | 0.01 | 0.0225 |  | 2
8 | 9 | 2017 | 2017-08-09 | 0 | 0 | 0 | 0 | 0 |  | 3
8 | 10 | 2017 | 2017-08-10 | 0 | 0 | 0 | 0 | 0 |  | 4
8 | 11 | 2017 | 2017-08-11 | 0.76 | 0.23 | 1.09 | 4.65 | 1.6825 |  | 5
8 | 12 | 2017 | 2017-08-12 | 0.52 | 0.54 | 0.09 | 1.47 | 0.655 |  | 6
8 | 13 | 2017 | 2017-08-13 | 0 | 0 | 0 | 0 | 0 |  | 7
8 | 14 | 2017 | 2017-08-14 | 0 | 0 | 0 | 0.01 | 0.0025 |  | 1
8 | 15 | 2017 | 2017-08-15 | 0.17 | 0.76 | 0.38 | 0.21 | 0.38 |  | 2
8 | 16 | 2017 | 2017-08-16 | 0 | 0 | 0 | 0.01 | 0.0025 |  | 3
8 | 17 | 2017 | 2017-08-17 | 0 | 0 | 0 | 0.13 | 0.0325 |  | 4
8 | 18 | 2017 | 2017-08-18 | 0.51 | 0.44 | 0.69 | 0.1 | 0.435 |  | 5
8 | 19 | 2017 | 2017-08-19 | 0.01 | 0 | 0.01 | 0.02 | 0.01 |  | 6
8 | 20 | 2017 | 2017-08-20 | 0 | 0 | 0 | 0.01 | 0.0025 |  | 7
8 | 21 | 2017 | 2017-08-21 | 0.01 | 0.02 | 0 | 0 | 0.0075 |  | 1
8 | 22 | 2017 | 2017-08-22 | 0 | 0 | 0 | 0 | 0 |  | 2
8 | 23 | 2017 | 2017-08-23 | 0 | 0 | 0 | 0 | 0 |  | 3
8 | 24 | 2017 | 2017-08-24 | 0 | 0 | 0 | 0.12 | 0.03 |  | 4
8 | 25 | 2017 | 2017-08-25 | 0.05 | 0.03 | 0 | 0.01 | 0.0225 |  | 5
8 | 26 | 2017 | 2017-08-26 | 0 | 0 | 0 | 0.01 | 0.0025 |  | 6
8 | 27 | 2017 | 2017-08-27 | 0 | 0 | 0 | 0.01 | 0.0025 |  | 7
8 | 28 | 2017 | 2017-08-28 | 0 | 0 | 0 | 0.3 | 0.075 |  | 1
8 | 29 | 2017 | 2017-08-29 | 0.98 | 0.76 | 0.71 | 0.66 | 0.7775 | 4.49 | 2
8 | 30 | 2017 | 2017-08-30 | 0 | 0 | 0 | 0.01 | 0.0025 |  | 3
8 | 31 | 2017 | 2017-08-31 | 0 | 0.01 | 0 | 0 | 0.0025 |  | 4
9 | 1 | 2017 | 2017-09-01 | 0 | 0 | 0 | 0.69 | 0.1725 |  | 5
9 | 2 | 2017 | 2017-09-02 | 0.77 | 0.69 | 0.66 | 0.18 | 0.575 |  | 6
9 | 3 | 2017 | 2017-09-03 | 0 | 0.01 | 0 | 0.01 | 0.005 |  | 7
9 | 4 | 2017 | 2017-09-04 | 0 | 0 | 0 | 0.01 | 0.0025 |  | 1
9 | 5 | 2017 | 2017-09-05 | 0.07 | 0.64 | 0.32 | 0.13 | 0.29 |  | 2
9 | 6 | 2017 | 2017-09-06 | 0.55 | 0.48 | 0.65 | 0.57 | 0.5625 |  | 3
9 | 7 | 2017 | 2017-09-07 | 0 | 0 | 0 | 0.01 | 0.0025 |  | 4
9 | 8 | 2017 | 2017-09-08 | 0 | 0 | 0 | 0.01 | 0.0025 |  | 5
9 | 9 | 2017 | 2017-09-09 | 0 | 0 | 0 | 0 | 0 |  | 6
9 | 10 | 2017 | 2017-09-10 | 0 | 0 | 0 | 0 | 0 |  | 7
9 | 11 | 2017 | 2017-09-11 | 0 | 0 | 0 | 0.01 | 0.0025 |  | 1
9 | 12 | 2017 | 2017-09-12 | 0 | 0 | 0 | 0.03 | 0.0075 |  | 2
9 | 13 | 2017 | 2017-09-13 | 0.04 | 0.1 | 0.09 | 0.03 | 0.065 |  | 3
9 | 14 | 2017 | 2017-09-14 | 0 | 0.01 | 0.03 | 0 | 0.01 |  | 4
9 | 15 | 2017 | 2017-09-15 | 0 | 0 | 0 | 0 | 0 |  | 5
9 | 16 | 2017 | 2017-09-16 | 0 | 0 | 0 | 0.01 | 0.0025 |  | 6
9 | 17 | 2017 | 2017-09-17 | 0 | 0 | 0 | 0 | 0 |  | 7
9 | 18 | 2017 | 2017-09-18 | 0 | 0.02 | 0 | 0 | 0.005 |  | 1
9 | 19 | 2017 | 2017-09-19 | 0 | 0 | 0 | 0 | 0 |  | 2
9 | 20 | 2017 | 2017-09-20 | 0 | 0 | 0 | 0.01 | 0.0025 |  | 3
9 | 21 | 2017 | 2017-09-21 | 0 | 0 | 0 | 0.01 | 0.0025 |  | 4
9 | 22 | 2017 | 2017-09-22 | 0 | 0 | 0 | 0.01 | 0.0025 |  | 5
9 | 23 | 2017 | 2017-09-23 | 0 | 0 | 0 | 0.01 | 0.0025 |  | 6
9 | 24 | 2017 | 2017-09-24 | 0 | 0 | 0 | 0.01 | 0.0025 |  | 7
9 | 25 | 2017 | 2017-09-25 | 0 | 0 | 0 | 0 | 0 |  | 1
9 | 26 | 2017 | 2017-09-26 | 0 | 0 | 0 | 0 | 0 |  | 2
9 | 27 | 2017 | 2017-09-27 | 0 | 0 | 0 | 0 | 0 |  | 3
9 | 28 | 2017 | 2017-09-28 | 0 | 0 | 0 | 0 | 0 |  | 4
9 | 29 | 2017 | 2017-09-29 | 0 | 0 | 0 | 0 | 0 | 2.57 | 5
9 | 30 | 2017 | 2017-09-30 | 0 | 0 | 0 | 0 | 0 |  | 6
10 | 1 | 2017 | 2017-10-01 | 0 | 0 | 0 | 0.01 | 0.0025 |  | 7
10 | 2 | 2017 | 2017-10-02 | 0 | 0 | 0 | 0.01 | 0.0025 |  | 1
10 | 3 | 2017 | 2017-10-03 | 0 | 0 | 0 | 0.01 | 0.0025 |  | 2
10 | 4 | 2017 | 2017-10-04 | 0 | 0 | 0 | 0.01 | 0.0025 |  | 3
10 | 5 | 2017 | 2017-10-05 | 0 | 0 | 0 | 0 | 0 |  | 4
10 | 6 | 2017 | 2017-10-06 | 0 | 0 | 0 | 0 | 0 |  | 5
10 | 7 | 2017 | 2017-10-07 | 0 | 0 | 0 | 0 | 0 |  | 6
10 | 8 | 2017 | 2017-10-08 | 0.06 | 0.02 | 0.09 | 0.24 | 0.1025 |  | 7
10 | 9 | 2017 | 2017-10-09 | 0.56 | 0.63 | 0.52 | 0.26 | 0.4925 |  | 1
10 | 10 | 2017 | 2017-10-10 | 0 | 0 | 0 | 0.02 | 0.005 |  | 2
10 | 11 | 2017 | 2017-10-11 | 0.06 | 0.36 | 0.79 | 0.4 | 0.4025 |  | 3
10 | 12 | 2017 | 2017-10-12 | 0.05 | 0.3 | 0 | 0.01 | 0.09 |  | 4
10 | 13 | 2017 | 2017-10-13 | 0 | 0.01 | 0 | 0.03 | 0.01 |  | 5
10 | 14 | 2017 | 2017-10-14 | 0 | 0 | 0 | 0.01 | 0.0025 |  | 6
10 | 15 | 2017 | 2017-10-15 | 0 | 0 | 0 | 0.29 | 0.0725 |  | 7
10 | 16 | 2017 | 2017-10-16 | 0.1 | 0.1 | 0.08 | 0.01 | 0.0725 |  | 1
10 | 17 | 2017 | 2017-10-17 | 0 | 0 | 0 | 0.01 | 0.0025 |  | 2
10 | 18 | 2017 | 2017-10-18 | 0 | 0 | 0 | 0 | 0 |  | 3
10 | 19 | 2017 | 2017-10-19 | 0 | 0 | 0 | 0.01 | 0.0025 |  | 4
10 | 20 | 2017 | 2017-10-20 | 0 | 0 | 0 | 0.01 | 0.0025 |  | 5
10 | 21 | 2017 | 2017-10-21 | 0 | 0 | 0 | 0.01 | 0.0025 |  | 6
10 | 22 | 2017 | 2017-10-22 | 0 | 0 | 0 | 0.01 | 0.0025 |  | 7
10 | 23 | 2017 | 2017-10-23 | 0.03 | 0.05 | 0.03 | 0.2 | 0.0775 |  | 1
10 | 24 | 2017 | 2017-10-24 | 0.1 | 0.08 | 0.5 | 0.01 | 0.1725 |  | 2
10 | 25 | 2017 | 2017-10-25 | 0 | 0 | 0 | 0 | 0 |  | 3
10 | 26 | 2017 | 2017-10-26 | 0 | 0 | 0 | 0 | 0 |  | 4
10 | 27 | 2017 | 2017-10-27 | 0 | 0 | 0 | 0 | 0 |  | 5
10 | 28 | 2017 | 2017-10-28 | 0 | 0 | 0 | 0.25 | 0.0625 |  | 6
10 | 29 | 2017 | 2017-10-29 | 0.97 | 1.31 | 1.03 | 1.06 | 1.0925 |  | 7
10 | 30 | 2017 | 2017-10-30 | 0.09 | 0.13 | 0.11 | 0.02 | 0.0875 | 3.14 | 1
10 | 31 | 2017 | 2017-10-31 | 0 | 0 | 0 | 0 | 0 |  | 2
11 | 1 | 2017 | 2017-11-01 | 0 | 0 | 0 | 0.01 | 0.0025 |  | 3
11 | 2 | 2017 | 2017-11-02 | 0 | 0 | 0 | 0 | 0 |  | 4
11 | 3 | 2017 | 2017-11-03 | 0 | 0 | 0 | 0 | 0 |  | 5
11 | 4 | 2017 | 2017-11-04 | 0.58 | 0.46 | 0.6 | 0.92 | 0.64 |  | 6
11 | 5 | 2017 | 2017-11-05 | 0.09 | 0.22 | 0.1 | 0.04 | 0.1125 |  | 7
11 | 6 | 2017 | 2017-11-06 | 0 | 0 | 0 | 0.02 | 0.005 |  | 1
11 | 7 | 2017 | 2017-11-07 | 1.07 | 1.11 | 0.92 | 1.13 | 1.0575 |  | 2
11 | 8 | 2017 | 2017-11-08 | 0 | 0 | 0 | 0.03 | 0.0075 |  | 3
11 | 9 | 2017 | 2017-11-09 | 0.03 | 0.04 | 0.04 | 0.06 | 0.0425 |  | 4
11 | 10 | 2017 | 2017-11-10 | 0 | 0 | 0 | 0.01 | 0.0025 |  | 5
11 | 11 | 2017 | 2017-11-11 | 0 | 0 | 0 | 0.01 | 0.0025 |  | 6
11 | 12 | 2017 | 2017-11-12 | 0.01 | 0 | 0.03 | 0.23 | 0.0675 |  | 7
11 | 13 | 2017 | 2017-11-13 | 0.13 | 0.12 | 0.17 | 0.02 | 0.11 |  | 1
11 | 14 | 2017 | 2017-11-14 | 0 | 0 | 0 | 0 | 0 |  | 2
11 | 15 | 2017 | 2017-11-15 | 0 | 0 | 0 | 0.02 | 0.005 |  | 3
11 | 16 | 2017 | 2017-11-16 | 0 | 0.01 | 0 | 0.01 | 0.005 |  | 4
11 | 17 | 2017 | 2017-11-17 | 0 | 0 | 0 | 0 | 0 |  | 5
11 | 18 | 2017 | 2017-11-18 | 0 | 0 | 0.01 | 0.04 | 0.0125 |  | 6
11 | 19 | 2017 | 2017-11-19 | 0.07 | 0.16 | 0.09 | 0.01 | 0.0825 |  | 7
11 | 20 | 2017 | 2017-11-20 | 0 | 0 | 0 | 0.01 | 0.0025 |  | 1
11 | 21 | 2017 | 2017-11-21 | 0 | 0 | 0 | 0.06 | 0.015 |  | 2
11 | 22 | 2017 | 2017-11-22 | 0.01 | 0.01 | 0 | 0.01 | 0.0075 |  | 3
11 | 23 | 2017 | 2017-11-23 | 0 | 0 | 0 | 0 | 0 |  | 4
11 | 24 | 2017 | 2017-11-24 | 0 | 0 | 0 | 0.01 | 0.0025 |  | 5
11 | 25 | 2017 | 2017-11-25 | 0 | 0 | 0 | 0 | 0 |  | 6
11 | 26 | 2017 | 2017-11-26 | 0 | 0 | 0 | 0 | 0 |  | 7
11 | 27 | 2017 | 2017-11-27 | 0 | 0 | 0 | 0.01 | 0.0025 |  | 1
11 | 28 | 2017 | 2017-11-28 | 0 | 0 | 0 | 0.01 | 0.0025 | 2.52 | 2
11 | 29 | 2017 | 2017-11-29 | 0 | 0 | 0 | 0 | 0 |  | 3
11 | 30 | 2017 | 2017-11-30 | 0.01 | 0.02 | 0.03 | 0.02 | 0.02 |  | 4
12 | 1 | 2017 | 2017-12-01 | 0 | 0 | 0 | 0.01 | 0.0025 |  | 5
12 | 2 | 2017 | 2017-12-02 | 0 | 0 | 0 | 0.03 | 0.0075 |  | 6
12 | 3 | 2017 | 2017-12-03 | 0.03 | 0.03 | 0.04 | 0.01 | 0.0275 |  | 7
12 | 4 | 2017 | 2017-12-04 | 0 | 0 | 0 | 0.02 | 0.005 |  | 1
12 | 5 | 2017 | 2017-12-05 | 0.07 | 0.14 | 0.09 | 0.13 | 0.1075 |  | 2
12 | 6 | 2017 | 2017-12-06 | 0 | 0 | 0 | 0.01 | 0.0025 |  | 3
12 | 7 | 2017 | 2017-12-07 | 0 | 0 | 0 | 0 | 0 |  | 4
12 | 8 | 2017 | 2017-12-08 | 0 | 0 | 0 | 0 | 0 |  | 5
12 | 9 | 2017 | 2017-12-09 | 0.18 | 0.25 | 0.24 | 0.2 | 0.2175 |  | 6
12 | 10 | 2017 | 2017-12-10 | 0 | 0 | 0 | 0 | 0 |  | 7
12 | 11 | 2017 | 2017-12-11 | 0 | 0 | 0 | 0 | 0 |  | 1
12 | 12 | 2017 | 2017-12-12 | 0 | 0 | 0 | 0 | 0 |  | 2
12 | 13 | 2017 | 2017-12-13 | 0 | 0.01 | 0 | 0 | 0.0025 |  | 3
12 | 14 | 2017 | 2017-12-14 | 0 | 0 | 0 | 0 | 0 |  | 4
12 | 15 | 2017 | 2017-12-15 | 0.01 | 0.1 | 0.02 | 0.05 | 0.045 |  | 5
12 | 16 | 2017 | 2017-12-16 | 0 | 0 | 0 | 0 | 0 |  | 6
12 | 17 | 2017 | 2017-12-17 | 0 | 0 | 0 | 0 | 0 |  | 7
12 | 18 | 2017 | 2017-12-18 | 0 | 0 | 0 | 0 | 0 |  | 1
12 | 19 | 2017 | 2017-12-19 | 0 | 0 | 0 | 0 | 0 |  | 2
12 | 20 | 2017 | 2017-12-20 | 0 | 0 | 0 | 0 | 0 |  | 3
12 | 21 | 2017 | 2017-12-21 | 0 | 0 | 0 | 0 | 0 |  | 4
12 | 22 | 2017 | 2017-12-22 | 0 | 0 | 0.01 | 0.01 | 0.005 |  | 5
12 | 23 | 2017 | 2017-12-23 | 0.18 | 0.35 | 0.34 | 0.23 | 0.275 |  | 6
12 | 24 | 2017 | 2017-12-24 | 0 | 0.01 | 0 | 0 | 0.0025 |  | 7
12 | 25 | 2017 | 2017-12-25 | 0 | 0 | 0 | 0 | 0 |  | 1
12 | 26 | 2017 | 2017-12-26 | 0 | 0 | 0 | 0 | 0 |  | 2
12 | 27 | 2017 | 2017-12-27 | 0 | 0 | 0 | 0 | 0 |  | 3
12 | 28 | 2017 | 2017-12-28 | 0 | 0 | 0 | 0 | 0 |  | 4
12 | 29 | 2017 | 2017-12-29 | 0 | 0 | 0 | 0.04 | 0.01 | 2.27 | 5
12 | 30 | 2017 | 2017-12-30 | 0.03 | 0.06 | 0.03 | 0 | 0.03 |  | 6
12 | 31 | 2017 | 2017-12-31 | 0 | 0 | 0 | 0 | 0 |  | 7
1 | 1 | 2018 | 2018-01-01 | 0 | 0 | 0 | 0 | 0 |  | 1
1 | 2 | 2018 | 2018-01-02 | 0 | 0 | 0 | 0 | 0 |  | 2
1 | 3 | 2018 | 2018-01-03 | 0 | 0 | 0 | 0.11 | 0.0275 |  | 3
1 | 4 | 2018 | 2018-01-04 | 0.1 | 0.1 | 0.02 | 0 | 0.055 |  | 4
1 | 5 | 2018 | 2018-01-05 | 0 | 0 | 0 | 0 | 0 |  | 5
1 | 6 | 2018 | 2018-01-06 | 0 | 0 | 0 | 0 | 0 |  | 6
1 | 7 | 2018 | 2018-01-07 | 0 | 0 | 0 | 0 | 0 |  | 7
1 | 8 | 2018 | 2018-01-08 | 0.06 | 0.06 | 0.05 | 0.09 | 0.065 |  | 1
1 | 9 | 2018 | 2018-01-09 | 0 | 0 | 0 | 0 | 0 |  | 2
1 | 10 | 2018 | 2018-01-10 | 0 | 0 | 0 | 0 | 0 |  | 3
1 | 11 | 2018 | 2018-01-11 | 0 | 0 | 0 | 0.16 | 0.04 |  | 4
1 | 12 | 2018 | 2018-01-12 | 0.37 | 0.4 | 0.91 | 0.23 | 0.4775 |  | 5
1 | 13 | 2018 | 2018-01-13 | 0.11 | 0.08 | 0.55 | 0.01 | 0.1875 |  | 6
1 | 14 | 2018 | 2018-01-14 | 0 | 0 | 0 | 0 | 0 |  | 7
1 | 15 | 2018 | 2018-01-15 | 0 | 0 | 0 | 0 | 0 |  | 1
1 | 16 | 2018 | 2018-01-16 | 0 | 0 | 0 | 0.04 | 0.01 |  | 2
1 | 17 | 2018 | 2018-01-17 | 0.03 | 0.13 | 0.02 | 0 | 0.045 |  | 3
1 | 18 | 2018 | 2018-01-18 | 0 | 0 | 0 | 0 | 0 |  | 4
1 | 19 | 2018 | 2018-01-19 | 0 | 0 | 0 | 0 | 0 |  | 5
1 | 20 | 2018 | 2018-01-20 | 0 | 0 | 0 | 0 | 0 |  | 6
1 | 21 | 2018 | 2018-01-21 | 0 | 0 | 0 | 0 | 0 |  | 7
1 | 22 | 2018 | 2018-01-22 | 0 | 0 | 0 | 0.11 | 0.0275 |  | 1
1 | 23 | 2018 | 2018-01-23 | 0.11 | 0.1 | 0.13 | 0 | 0.085 |  | 2
1 | 24 | 2018 | 2018-01-24 | 0 | 0 | 0 | 0 | 0 |  | 3
1 | 25 | 2018 | 2018-01-25 | 0 | 0 | 0 | 0 | 0 |  | 4
1 | 26 | 2018 | 2018-01-26 | 0 | 0 | 0 | 0 | 0 |  | 5
1 | 27 | 2018 | 2018-01-27 | 0 | 0 | 0 | 0.1 | 0.025 |  | 6
1 | 28 | 2018 | 2018-01-28 | 0.16 | 0.11 | 0.11 | 0.16 | 0.135 | 2 | 7
1 | 29 | 2018 | 2018-01-29 | 0 | 0 | 0 | 0 | 0 |  | 1
1 | 30 | 2018 | 2018-01-30 | 0 | 0.02 | 0 | 0 | 0.005 |  | 2
1 | 31 | 2018 | 2018-01-31 | 0 | 0 | 0 | 0 | 0 |  | 3
2 | 1 | 2018 | 2018-02-01 | 0.02 | 0 | 0.17 | 0.08 | 0.0675 |  | 4
2 | 2 | 2018 | 2018-02-02 | 0.04 | 0.04 | 0.04 | 0 | 0.03 |  | 5
2 | 3 | 2018 | 2018-02-03 | 0 | 0 | 0 | 0 | 0 |  | 6
2 | 4 | 2018 | 2018-02-04 | 1.12 | 1.19 | 1.13 | 1.05 | 1.1225 |  | 7
2 | 5 | 2018 | 2018-02-05 | 0 | 0 | 0 | 0 | 0 |  | 1
2 | 6 | 2018 | 2018-02-06 | 0 | 0 | 0 | 0.02 | 0.005 |  | 2
2 | 7 | 2018 | 2018-02-07 | 0.49 | 0.43 | 0.49 | 0.48 | 0.4725 |  | 3
2 | 8 | 2018 | 2018-02-08 | 0 | 0 | 0 | 0 | 0 |  | 4
2 | 9 | 2018 | 2018-02-09 | 0 | 0 | 0 | 0 | 0 |  | 5
2 | 10 | 2018 | 2018-02-10 | 1.06 | 0.88 | 0.51 | 2.65 | 1.275 |  | 6
2 | 11 | 2018 | 2018-02-11 | 1.05 | 1.21 | 0.8 | 0.75 | 0.9525 |  | 7
2 | 12 | 2018 | 2018-02-12 | 0.09 | 0.04 | 0.02 | 0.07 | 0.055 |  | 1
2 | 13 | 2018 | 2018-02-13 | 0 | 0 | 0 | 0.02 | 0.005 |  | 2
2 | 14 | 2018 | 2018-02-14 | 0.03 | 0.03 | 0.07 | 0.09 | 0.055 |  | 3
2 | 15 | 2018 | 2018-02-15 | 0.01 | 0.01 | 0.01 | 0.05 | 0.02 |  | 4
2 | 16 | 2018 | 2018-02-16 | 0.05 | 0.21 | 0.13 | 0.08 | 0.1175 |  | 5
2 | 17 | 2018 | 2018-02-17 | 0.42 | 0.57 | 0.44 | 0.49 | 0.48 |  | 6
2 | 18 | 2018 | 2018-02-18 | 0 | 0 | 0 | 0.02 | 0.005 |  | 7
2 | 19 | 2018 | 2018-02-19 | 0.02 | 0.01 | 0.04 | 0.02 | 0.0225 |  | 1
2 | 20 | 2018 | 2018-02-20 | 0 | 0 | 0 | 0 | 0 |  | 2
2 | 21 | 2018 | 2018-02-21 | 0 | 0 | 0.02 | 0 | 0.005 |  | 3
2 | 22 | 2018 | 2018-02-22 | 0.06 | 0.07 | 0.09 | 0.09 | 0.0775 |  | 4
2 | 23 | 2018 | 2018-02-23 | 0 | 0.2 | 0.13 | 0.02 | 0.0875 |  | 5
2 | 24 | 2018 | 2018-02-24 | 0.16 | 0.07 | 0.32 | 0.18 | 0.1825 |  | 6
2 | 25 | 2018 | 2018-02-25 | 0.17 | 0.34 | 0.19 | 0.17 | 0.2175 |  | 7
2 | 26 | 2018 | 2018-02-26 | 0 | 0 | 0 | 0.01 | 0.0025 |  | 1
2 | 27 | 2018 | 2018-02-27 | 0 | 0 | 0 | 0.02 | 0.005 |  | 2
2 | 28 | 2018 | 2018-02-28 | 0 | 0 | 0 | 0.01 | 0.0025 | 4.5 | 3
3 | 1 | 2018 | 2018-03-01 | 0.09 | 0.45 | 0.13 | 0.09 | 0.19 |  | 4
3 | 2 | 2018 | 2018-03-02 | 0.01 | 0.01 | 0 | 0 | 0.005 |  | 5
3 | 3 | 2018 | 2018-03-03 | 0 | 0 | 0 | 0 | 0 |  | 6
3 | 4 | 2018 | 2018-03-04 | 0 | 0 | 0 | 0 | 0 |  | 7
3 | 5 | 2018 | 2018-03-05 | 0 | 0 | 0 | 0 | 0 |  | 1
3 | 6 | 2018 | 2018-03-06 | 0.3 | 0.29 | 0.1 | 0.4 | 0.2725 |  | 2
3 | 7 | 2018 | 2018-03-07 | 0.03 | 0.25 | 0.01 | 0 | 0.0725 |  | 3
3 | 8 | 2018 | 2018-03-08 | 0 | 0 | 0 | 0 | 0 |  | 4
3 | 9 | 2018 | 2018-03-09 | 0 | 0 | 0 | 0 | 0 |  | 5
3 | 10 | 2018 | 2018-03-10 | 0 | 0 | 0 | 0 | 0 |  | 6
3 | 11 | 2018 | 2018-03-11 | 0 | 0 | 0 | 0 | 0 |  | 7
3 | 12 | 2018 | 2018-03-12 | 0.01 | 0.03 | 0 | 0.03 | 0.0175 |  | 1
3 | 13 | 2018 | 2018-03-13 | 0 | 0 | 0 | 0 | 0 |  | 2
3 | 14 | 2018 | 2018-03-14 | 0 | 0 | 0 | 0 | 0 |  | 3
3 | 15 | 2018 | 2018-03-15 | 0 | 0 | 0 | 0 | 0 |  | 4
3 | 16 | 2018 | 2018-03-16 | 0 | 0 | 0 | 0 | 0 |  | 5
3 | 17 | 2018 | 2018-03-17 | 0 | 0 | 0 | 0.01 | 0.0025 |  | 6
3 | 18 | 2018 | 2018-03-18 | 0 | 0 | 0 | 0 | 0 |  | 7
3 | 19 | 2018 | 2018-03-19 | 0 | 0 | 0 | 0.22 | 0.055 |  | 1
3 | 20 | 2018 | 2018-03-20 | 0.87 | 0.6 | 0.78 | 1.15 | 0.85 |  | 2
3 | 21 | 2018 | 2018-03-21 | 0.49 | 0.5 | 0.49 | 0.62 | 0.525 |  | 3
3 | 22 | 2018 | 2018-03-22 | 0 | 0 | 0 | 0 | 0 |  | 4
3 | 23 | 2018 | 2018-03-23 | 0 | 0 | 0 | 0 | 0 |  | 5
3 | 24 | 2018 | 2018-03-24 | 0 | 0 | 0 | 0 | 0 |  | 6
3 | 25 | 2018 | 2018-03-25 | 0 | 0 | 0 | 0.01 | 0.0025 |  | 7
3 | 26 | 2018 | 2018-03-26 | 0 | 0 | 0 | 0 | 0 |  | 1
3 | 27 | 2018 | 2018-03-27 | 0.02 | 0.01 | 0.08 | 0.03 | 0.035 |  | 2
3 | 28 | 2018 | 2018-03-28 | 0.1 | 0.08 | 0.19 | 0.12 | 0.1225 |  | 3
3 | 29 | 2018 | 2018-03-29 | 0 | 0 | 0 | 0.01 | 0.0025 |  | 4
3 | 30 | 2018 | 2018-03-30 | 0 | 0.03 | 0.01 | 0.02 | 0.015 | 0.95 | 5
3 | 31 | 2018 | 2018-03-31 | 0 | 0 | 0 | 0 | 0 |  | 6
4 | 1 | 2018 | 2018-04-01 | 0 | 0 | 0 | 0.05 | 0.0125 |  | 7
4 | 2 | 2018 | 2018-04-02 | 0.02 | 0.07 | 0.09 | 0.01 | 0.0475 |  | 1
4 | 3 | 2018 | 2018-04-03 | 0.01 | 0.02 | 0.02 | 0.01 | 0.015 |  | 2
4 | 4 | 2018 | 2018-04-04 | 0 | 0.01 | 0.04 | 0 | 0.0125 |  | 3
4 | 5 | 2018 | 2018-04-05 | 0 | 0 | 0 | 0 | 0 |  | 4
4 | 6 | 2018 | 2018-04-06 | 0 | 0 | 0 | 0 | 0 |  | 5
4 | 7 | 2018 | 2018-04-07 | 0 | 0 | 0 | 0 | 0 |  | 6
4 | 8 | 2018 | 2018-04-08 | 0 | 0 | 0 | 0 | 0 |  | 7
4 | 9 | 2018 | 2018-04-09 | 0.02 | 0.01 | 0 | 0.02 | 0.0125 |  | 1
4 | 10 | 2018 | 2018-04-10 | 0 | 0 | 0 | 0 | 0 |  | 2
4 | 11 | 2018 | 2018-04-11 | 0 | 0 | 0 | 0 | 0 |  | 3
4 | 12 | 2018 | 2018-04-12 | 0 | 0 | 0 | 0 | 0 |  | 4
4 | 13 | 2018 | 2018-04-13 | 0 | 0 | 0 | 0 | 0 |  | 5
4 | 14 | 2018 | 2018-04-14 | 0 | 0 | 0 | 0 | 0 |  | 6
4 | 15 | 2018 | 2018-04-15 | 0.13 | 0.22 | 0.5 | 1.46 | 0.5775 |  | 7
4 | 16 | 2018 | 2018-04-16 | 1.88 | 1.32 | 0.97 | 0.46 | 1.1575 |  | 1
4 | 17 | 2018 | 2018-04-17 | 0 | 0 | 0 | 0.01 | 0.0025 |  | 2
4 | 18 | 2018 | 2018-04-18 | 0 | 0 | 0 | 0 | 0 |  | 3
4 | 19 | 2018 | 2018-04-19 | 0.03 | 0 | 0.01 | 0.06 | 0.025 |  | 4
4 | 20 | 2018 | 2018-04-20 | 0 | 0 | 0 | 0 | 0 |  | 5
4 | 21 | 2018 | 2018-04-21 | 0 | 0 | 0 | 0 | 0 |  | 6
4 | 22 | 2018 | 2018-04-22 | 0 | 0 | 0 | 0 | 0 |  | 7
4 | 23 | 2018 | 2018-04-23 | 0 | 0 | 0 | 0 | 0 |  | 1
4 | 24 | 2018 | 2018-04-24 | 0.46 | 0.47 | 0.43 | 0.71 | 0.5175 |  | 2
4 | 25 | 2018 | 2018-04-25 | 0.32 | 0.54 | 0.64 | 0.04 | 0.385 |  | 3
4 | 26 | 2018 | 2018-04-26 | 0 | 0 | 0 | 0.79 | 0.1975 |  | 4
4 | 27 | 2018 | 2018-04-27 | 0.72 | 0.53 | 0.84 | 0.05 | 0.535 |  | 5
4 | 28 | 2018 | 2018-04-28 | 0 | 0.01 | 0.01 | 0.01 | 0.0075 |  | 6
4 | 29 | 2018 | 2018-04-29 | 0 | 0 | 0 | 0 | 0 |  | 7
4 | 30 | 2018 | 2018-04-30 | 0 | 0 | 0 | 0 | 0 | 3.74 | 1
5 | 1 | 2018 | 2018-05-01 | 0 | 0 | 0 | 0 | 0 |  | 2
5 | 2 | 2018 | 2018-05-02 | 0 | 0 | 0 | 0 | 0 |  | 3
5 | 3 | 2018 | 2018-05-03 | 0 | 0 | 0 | 0 | 0 |  | 4
5 | 4 | 2018 | 2018-05-04 | 0 | 0 | 0.01 | 0 | 0.0025 |  | 5
5 | 5 | 2018 | 2018-05-05 | 0 | 0.01 | 0.03 | 0.01 | 0.0125 |  | 6
5 | 6 | 2018 | 2018-05-06 | 0 | 0 | 0.2 | 0 | 0.05 |  | 7
5 | 7 | 2018 | 2018-05-07 | 0 | 0 | 0 | 0 | 0 |  | 1
5 | 8 | 2018 | 2018-05-08 | 0 | 0 | 0 | 0 | 0 |  | 2
5 | 9 | 2018 | 2018-05-09 | 0 | 0 | 0 | 0 | 0 |  | 3
5 | 10 | 2018 | 2018-05-10 | 0 | 0.01 | 0 | 0.01 | 0.005 |  | 4
5 | 11 | 2018 | 2018-05-11 | 0 | 0 | 0 | 0 | 0 |  | 5
5 | 12 | 2018 | 2018-05-12 | 0.15 | 0.06 | 0 | 0.42 | 0.1575 |  | 6
5 | 13 | 2018 | 2018-05-13 | 0.52 | 0.43 | 0.52 | 0.88 | 0.5875 |  | 7
5 | 14 | 2018 | 2018-05-14 | 1.49 | 0.13 | 1.87 | 0.86 | 1.0875 |  | 1
5 | 15 | 2018 | 2018-05-15 | 0.41 | 1.63 | 0.27 | 0.97 | 0.82 |  | 2
5 | 16 | 2018 | 2018-05-16 | 0.82 | 1.33 | 0.29 | 0.44 | 0.72 |  | 3
5 | 17 | 2018 | 2018-05-17 | 0.97 | 0.78 | 0.92 | 1.52 | 1.0475 |  | 4
5 | 18 | 2018 | 2018-05-18 | 1.01 | 0.71 | 0.85 | 1.62 | 1.0475 |  | 5
5 | 19 | 2018 | 2018-05-19 | 0.77 | 0.66 | 0.71 | 0.07 | 0.5525 |  | 6
5 | 20 | 2018 | 2018-05-20 | 0 | 0 | 0 | 0.01 | 0.0025 |  | 7
5 | 21 | 2018 | 2018-05-21 | 0 | 0 | 0 | 0 | 0 |  | 1
5 | 22 | 2018 | 2018-05-22 | 1.23 | 0.19 | 0.83 | 1.07 | 0.83 |  | 2
5 | 23 | 2018 | 2018-05-23 | 0 | 0 | 0 | 0.01 | 0.0025 |  | 3
5 | 24 | 2018 | 2018-05-24 | 0 | 0 | 0 | 0.01 | 0.0025 |  | 4
5 | 25 | 2018 | 2018-05-25 | 0 | 0 | 0 | 0 | 0 |  | 5
5 | 26 | 2018 | 2018-05-26 | 0.03 | 0.03 | 0 | 0.03 | 0.0225 |  | 6
5 | 27 | 2018 | 2018-05-27 | 0 | 1.04 | 0.02 | 0.08 | 0.285 |  | 7
5 | 28 | 2018 | 2018-05-28 | 0.01 | 0 | 0.03 | 0.02 | 0.015 |  | 1
5 | 29 | 2018 | 2018-05-29 | 0 | 0 | 0 | 0.01 | 0.0025 |  | 2
5 | 30 | 2018 | 2018-05-30 | 0 | 0.01 | 0.02 | 0.02 | 0.0125 |  | 3
5 | 31 | 2018 | 2018-05-31 | 1.32 | 1.15 | 2.35 | 1.55 | 1.5925 | 2.39 | 4
6 | 1 | 2018 | 2018-06-01 | 0 | 0.71 | 0.07 | 0.15 | 0.2325 |  | 5
6 | 2 | 2018 | 2018-06-02 | 0.05 | 0.28 | 1.18 | 2.71 | 1.055 |  | 6
6 | 3 | 2018 | 2018-06-03 | 1.65 | 1.74 | 0.82 | 0.88 | 1.2725 |  | 7
6 | 4 | 2018 | 2018-06-04 | 0 | 0 | 0 | 0.02 | 0.005 |  | 1
6 | 5 | 2018 | 2018-06-05 | 0 | 0.04 | 0 | 0 | 0.01 |  | 2
6 | 6 | 2018 | 2018-06-06 | 0 | 0 | 0 | 0 | 0 |  | 3
6 | 7 | 2018 | 2018-06-07 | 0 | 0 | 0 | 0 | 0 |  | 4
6 | 8 | 2018 | 2018-06-08 | 0.96 | 0 | 0 | 0 | 0.24 |  | 5
6 | 9 | 2018 | 2018-06-09 | 0.1 | 0 | 0.16 | 0.61 | 0.2175 |  | 6
6 | 10 | 2018 | 2018-06-10 | 0 | 0.82 | 0 | 0.17 | 0.2475 |  | 7
6 | 11 | 2018 | 2018-06-11 | 0.42 | 0.8 | 0.74 | 0.01 | 0.4925 |  | 1
6 | 12 | 2018 | 2018-06-12 | 0 | 0 | 0 | 0 | 0 |  | 2
6 | 13 | 2018 | 2018-06-13 | 0 | 0 | 0.01 | 0 | 0.0025 |  | 3
6 | 14 | 2018 | 2018-06-14 | 0 | 0 | 0 | 0 | 0 |  | 4
6 | 15 | 2018 | 2018-06-15 | 0 | 0 | 0 | 0 | 0 |  | 5
6 | 16 | 2018 | 2018-06-16 | 0 | 0 | 0 | 0 | 0 |  | 6
6 | 17 | 2018 | 2018-06-17 | 0 | 0 | 0 | 0 | 0 |  | 7
6 | 18 | 2018 | 2018-06-18 | 0 | 0 | 0 | 0 | 0 |  | 1
6 | 19 | 2018 | 2018-06-19 | 1.12 | 0.01 | 0.1 | 1.12 | 0.5875 |  | 2
6 | 20 | 2018 | 2018-06-20 | 0.13 | 0.08 | 0.46 | 0.13 | 0.2 |  | 3
6 | 21 | 2018 | 2018-06-21 | 0 | 0 | 0.01 | 0.04 | 0.0125 |  | 4
6 | 22 | 2018 | 2018-06-22 | 0.57 | 0.11 | 0.55 | 0.41 | 0.41 |  | 5
6 | 23 | 2018 | 2018-06-23 | 0.06 | 0.06 | 0.03 | 0.05 | 0.05 |  | 6
6 | 24 | 2018 | 2018-06-24 | 0.11 | 0.08 | 0.03 | 0.5 | 0.18 |  | 7
6 | 25 | 2018 | 2018-06-25 | 0 | 0 | 0 | 0.01 | 0.0025 |  | 1
6 | 26 | 2018 | 2018-06-26 | 0 | 0 | 0 | 0 | 0 |  | 2
6 | 27 | 2018 | 2018-06-27 | 0.04 | 0.04 | 0.01 | 0 | 0.0225 |  | 3
6 | 28 | 2018 | 2018-06-28 | 0 | 0 | 0 | 0 | 0 |  | 4
6 | 29 | 2018 | 2018-06-29 | 0 | 0 | 0 | 0 | 0 |  | 5
6 | 30 | 2018 | 2018-06-30 | 0 | 0 | 0 | 0 | 0 | 1.85 | 6
7 | 1 | 2018 | 2018-07-01 | 0 | 0 | 0 | 0 | 0 |  | 7
7 | 2 | 2018 | 2018-07-02 | 0 | 0 | 0 | 0 | 0 |  | 1
7 | 3 | 2018 | 2018-07-03 | 0 | 0.03 | 0.85 | 0 | 0.22 |  | 2
7 | 4 | 2018 | 2018-07-04 | 0 | 0 | 0 | 0 | 0 |  | 3
7 | 5 | 2018 | 2018-07-05 | 0 | 0 | 0 | 0 | 0 |  | 4
7 | 6 | 2018 | 2018-07-06 | 0 | 0 | 0 | 0 | 0 |  | 5
7 | 7 | 2018 | 2018-07-07 | 0 | 0 | 0 | 0 | 0 |  | 6
7 | 8 | 2018 | 2018-07-08 | 0 | 0 | 0 | 0 | 0 |  | 7
7 | 9 | 2018 | 2018-07-09 | 0 | 0 | 0 | 0 | 0 |  | 1
7 | 10 | 2018 | 2018-07-10 | 0 | 0 | 0 | 0 | 0 |  | 2
7 | 11 | 2018 | 2018-07-11 | 0 | 0 | 0 | 0 | 0 |  | 3
7 | 12 | 2018 | 2018-07-12 | 0 | 0 | 0 | 0 | 0 |  | 4
7 | 13 | 2018 | 2018-07-13 | 0 | 0 | 0 | 0 | 0 |  | 5
7 | 14 | 2018 | 2018-07-14 | 0 | 0 | 0 | 0 | 0 |  | 6
7 | 15 | 2018 | 2018-07-15 | 0 | 0.02 | 0 | 0.01 | 0.0075 |  | 7
7 | 16 | 2018 | 2018-07-16 | 0 | 0.86 | 0.03 | 0.12 | 0.2525 |  | 1
7 | 17 | 2018 | 2018-07-17 | 2.79 | 3.35 | 1.11 | 0.96 | 2.0525 |  | 2
7 | 18 | 2018 | 2018-07-18 | 0 | 0 | 0 | 0.01 | 0.0025 |  | 3
7 | 19 | 2018 | 2018-07-19 | 0 | 0 | 0 | 0 | 0 |  | 4
7 | 20 | 2018 | 2018-07-20 | 0 | 0 | 0 | 0 | 0 |  | 5
7 | 21 | 2018 | 2018-07-21 | 4 | 4.79 | 5.02 | 3.26 | 4.2675 |  | 6
7 | 22 | 2018 | 2018-07-22 | 1.35 | 0.5 | 0.08 | 0.89 | 0.705 |  | 7
7 | 23 | 2018 | 2018-07-23 | 0.06 | 1.42 | 0.47 | 0.17 | 0.53 |  | 1
7 | 24 | 2018 | 2018-07-24 | 0.32 | 4.07 | 0.77 | 0.25 | 1.3525 |  | 2
7 | 25 | 2018 | 2018-07-25 | 0.67 | 0.39 | 1.36 | 0.11 | 0.6325 |  | 3
7 | 26 | 2018 | 2018-07-26 | 0 | 0 | 0 | 0.01 | 0.0025 |  | 4
7 | 27 | 2018 | 2018-07-27 | 0 | 0.97 | 0.06 | 0 | 0.2575 |  | 5
7 | 28 | 2018 | 2018-07-28 | 0 | 0 | 0 | 0 | 0 |  | 6
7 | 29 | 2018 | 2018-07-29 | 0 | 0 | 0 | 0 | 0 |  | 7
7 | 30 | 2018 | 2018-07-30 | 0.51 | 0.27 | 1.29 | 0.56 | 0.6575 |  | 1
7 | 31 | 2018 | 2018-07-31 | 0.03 | 0.06 | 0.17 | 0.07 | 0.0825 | 1.75 | 2
8 | 1 | 2018 | 2018-08-01 | 0.25 | 0.24 | 1.09 | 0.01 | 0.3975 |  | 3
8 | 2 | 2018 | 2018-08-02 | 1.03 | 0.28 | 0.08 | 2.09 | 0.87 |  | 4
8 | 3 | 2018 | 2018-08-03 | 0.31 | 0.33 | 0.27 | 0.34 | 0.3125 |  | 5
8 | 4 | 2018 | 2018-08-04 | 0.11 | 0.14 | 0.03 | 0.01 | 0.0725 |  | 6
8 | 5 | 2018 | 2018-08-05 | 0 | 0.08 | 0 | 0.01 | 0.0225 |  | 7
8 | 6 | 2018 | 2018-08-06 | 0.18 | 0 | 0 | 0 | 0.045 |  | 1
8 | 7 | 2018 | 2018-08-07 | 0.12 | 0.48 | 0 | 0.02 | 0.155 |  | 2
8 | 8 | 2018 | 2018-08-08 | 0 | 0 | 0 | 0 | 0 |  | 3
8 | 9 | 2018 | 2018-08-09 | 0 | 0 | 0 | 0 | 0 |  | 4
8 | 10 | 2018 | 2018-08-10 | 0 | 0 | 0 | 0 | 0 |  | 5
8 | 11 | 2018 | 2018-08-11 | 0.01 | 0 | 0 | 0.18 | 0.0475 |  | 6
8 | 12 | 2018 | 2018-08-12 | 0.36 | 0.07 | 0.12 | 1.46 | 0.5025 |  | 7
8 | 13 | 2018 | 2018-08-13 | 0 | 0.24 | 0.06 | 0.02 | 0.08 |  | 1
8 | 14 | 2018 | 2018-08-14 | 0 | 0.02 | 0 | 0.03 | 0.0125 |  | 2
8 | 15 | 2018 | 2018-08-15 | 0 | 0 | 0 | 0.01 | 0.0025 |  | 3
8 | 16 | 2018 | 2018-08-16 | 0 | 0 | 0 | 0 | 0 |  | 4
8 | 17 | 2018 | 2018-08-17 | 0 | 0 | 0.06 | 0 | 0.015 |  | 5
8 | 18 | 2018 | 2018-08-18 | 0 | 0.06 | 0.1 | 0 | 0.04 |  | 6
8 | 19 | 2018 | 2018-08-19 | 0 | 0 | 0 | 0.03 | 0.0075 |  | 7
8 | 20 | 2018 | 2018-08-20 | 0 | 0 | 0 | 0.01 | 0.0025 |  | 1
8 | 21 | 2018 | 2018-08-21 | 2.46 | 1.02 | 2.72 | 1.61 | 1.9525 |  | 2
8 | 22 | 2018 | 2018-08-22 | 0.02 | 0.01 | 0 | 0.2 | 0.0575 |  | 3
8 | 23 | 2018 | 2018-08-23 | 0 | 0 | 0 | 0.01 | 0.0025 |  | 4
8 | 24 | 2018 | 2018-08-24 | 0 | 0 | 0 | 0 | 0 |  | 5
8 | 25 | 2018 | 2018-08-25 | 0 | 0 | 0 | 0 | 0 |  | 6
8 | 26 | 2018 | 2018-08-26 | 0 | 0 | 0 | 0 | 0 |  | 7
8 | 27 | 2018 | 2018-08-27 | 0 | 0 | 0 | 0 | 0 |  | 1
8 | 28 | 2018 | 2018-08-28 | 0 | 0 | 0 | 0 | 0 |  | 2
8 | 29 | 2018 | 2018-08-29 | 0 | 0 | 0 | 0 | 0 |  | 3
8 | 30 | 2018 | 2018-08-30 | 0.04 | 0 | 0.78 | 0.01 | 0.2075 | 5.33 | 4
8 | 31 | 2018 | 2018-08-31 | 0.3 | 0.87 | 1.92 | 0.13 | 0.805 |  | 5
9 | 1 | 2018 | 2018-09-01 | 0.81 | 0.01 | 0.44 | 2 | 0.815 |  | 6
9 | 2 | 2018 | 2018-09-02 | 0 | 0 | 0 | 0.01 | 0.0025 |  | 7
9 | 3 | 2018 | 2018-09-03 | 0 | 0 | 0 | 0 | 0 |  | 1
9 | 4 | 2018 | 2018-09-04 | 0 | 0 | 0 | 0 | 0 |  | 2
9 | 5 | 2018 | 2018-09-05 | 0 | 0 | 0 | 0 | 0 |  | 3
9 | 6 | 2018 | 2018-09-06 | 0 | 0 | 0 | 0 | 0 |  | 4
9 | 7 | 2018 | 2018-09-07 | 2.89 | 0.44 | 0.2 | 0.55 | 1.02 |  | 5
9 | 8 | 2018 | 2018-09-08 | 0.45 | 0.4 | 0.34 | 0.66 | 0.4625 |  | 6
9 | 9 | 2018 | 2018-09-09 | 1.59 | 2.23 | 1.4 | 1.14 | 1.59 |  | 7
9 | 10 | 2018 | 2018-09-10 | 0.02 | 0.04 | 0.22 | 0.05 | 0.0825 |  | 1
9 | 11 | 2018 | 2018-09-11 | 0 | 0.49 | 0.12 | 0 | 0.1525 |  | 2
9 | 12 | 2018 | 2018-09-12 | 0.01 | 0.02 | 0 | 0.07 | 0.025 |  | 3
9 | 13 | 2018 | 2018-09-13 | 0 | 0.04 | 0.02 | 0.01 | 0.0175 |  | 4
9 | 14 | 2018 | 2018-09-14 | 0 | 0.03 | 0 | 0 | 0.0075 |  | 5
9 | 15 | 2018 | 2018-09-15 | 0 | 0 | 0 | 0 | 0 |  | 6
9 | 16 | 2018 | 2018-09-16 | 0 | 0 | 0 | 0 | 0 |  | 7
9 | 17 | 2018 | 2018-09-17 | 1.26 | 0.39 | 1 | 0.22 | 0.7175 |  | 1
9 | 18 | 2018 | 2018-09-18 | 0.22 | 2.22 | 0.06 | 0.32 | 0.705 |  | 2
9 | 19 | 2018 | 2018-09-19 | 0 | 0 | 0 | 0.01 | 0.0025 |  | 3
9 | 20 | 2018 | 2018-09-20 | 0 | 0 | 0 | 0 | 0 |  | 4
9 | 21 | 2018 | 2018-09-21 | 0.28 | 0 | 0 | 0.21 | 0.1225 |  | 5
9 | 22 | 2018 | 2018-09-22 | 0.01 | 0.04 | 0.02 | 0.7 | 0.1925 |  | 6
9 | 23 | 2018 | 2018-09-23 | 0.71 | 0.92 | 0.75 | 1.12 | 0.875 |  | 7
9 | 24 | 2018 | 2018-09-24 | 0.29 | 0.25 | 0.16 | 0.33 | 0.2575 |  | 1
9 | 25 | 2018 | 2018-09-25 | 0.1 | 0.2 | 0.51 | 0.03 | 0.21 |  | 2
9 | 26 | 2018 | 2018-09-26 | 0.19 | 0.47 | 0.1 | 0.24 | 0.25 |  | 3
9 | 27 | 2018 | 2018-09-27 | 0.59 | 0.7 | 1.37 | 0.87 | 0.8825 |  | 4
9 | 28 | 2018 | 2018-09-28 | 0.31 | 0.3 | 0.65 | 0.01 | 0.3175 |  | 5
9 | 29 | 2018 | 2018-09-29 | 0 | 0 | 0 | 0.01 | 0.0025 |  | 6
9 | 30 | 2018 | 2018-09-30 | 0 | 0 | 0 | 0.01 | 0.0025 | 1.3 | 7
10 | 1 | 2018 | 2018-10-01 | 0 | 0 | 0 | 0 | 0 |  | 1
10 | 2 | 2018 | 2018-10-02 | 0 | 0 | 0 | 0 | 0 |  | 2
10 | 3 | 2018 | 2018-10-03 | 0 | 0 | 0 | 0 | 0 |  | 3
10 | 4 | 2018 | 2018-10-04 | 0 | 0.19 | 0 | 0 | 0.0475 |  | 4
10 | 5 | 2018 | 2018-10-05 | 0 | 0 | 0 | 0 | 0 |  | 5
10 | 6 | 2018 | 2018-10-06 | 0 | 0 | 0 | 0 | 0 |  | 6
10 | 7 | 2018 | 2018-10-07 | 0 | 0 | 0 | 0 | 0 |  | 7
10 | 8 | 2018 | 2018-10-08 | 0 | 0 | 0 | 0 | 0 |  | 1
10 | 9 | 2018 | 2018-10-09 | 0 | 0 | 0 | 0 | 0 |  | 2
10 | 10 | 2018 | 2018-10-10 | 0 | 0 | 0.01 | 0.32 | 0.0825 |  | 3
10 | 11 | 2018 | 2018-10-11 | 1.51 | 0.77 | 0.95 | 3.3 | 1.6325 |  | 4
10 | 12 | 2018 | 2018-10-12 | 0 | 0 | 0 | 0.04 | 0.01 |  | 5
10 | 13 | 2018 | 2018-10-13 | 0.02 | 0.06 | 0.06 | 0.02 | 0.04 |  | 6
10 | 14 | 2018 | 2018-10-14 | 0.01 | 0.03 | 0.04 | 0.14 | 0.055 |  | 7
10 | 15 | 2018 | 2018-10-15 | 0.18 | 0.16 | 0.15 | 0.05 | 0.135 |  | 1
10 | 16 | 2018 | 2018-10-16 | 0 | 0 | 0 | 0.01 | 0.0025 |  | 2
10 | 17 | 2018 | 2018-10-17 | 0 | 0 | 0 | 0 | 0 |  | 3
10 | 18 | 2018 | 2018-10-18 | 0 | 0 | 0 | 0 | 0 |  | 4
10 | 19 | 2018 | 2018-10-19 | 0.02 | 0.01 | 0.04 | 0.14 | 0.0525 |  | 5
10 | 20 | 2018 | 2018-10-20 | 0.07 | 0.05 | 0.03 | 0.02 | 0.0425 |  | 6
10 | 21 | 2018 | 2018-10-21 | 0 | 0 | 0 | 0 | 0 |  | 7
10 | 22 | 2018 | 2018-10-22 | 0 | 0 | 0 | 0 | 0 |  | 1
10 | 23 | 2018 | 2018-10-23 | 0 | 0 | 0 | 0 | 0 |  | 2
10 | 24 | 2018 | 2018-10-24 | 0 | 0 | 0 | 0 | 0 |  | 3
10 | 25 | 2018 | 2018-10-25 | 0 | 0 | 0 | 0 | 0 |  | 4
10 | 26 | 2018 | 2018-10-26 | 0.74 | 0.8 | 0.76 | 1.19 | 0.8725 |  | 5
10 | 27 | 2018 | 2018-10-27 | 0.49 | 0.58 | 0.6 | 0.26 | 0.4825 |  | 6
10 | 28 | 2018 | 2018-10-28 | 0.02 | 0.04 | 0.04 | 0.04 | 0.035 |  | 7
10 | 29 | 2018 | 2018-10-29 | 0 | 0 | 0 | 0.06 | 0.015 |  | 1
10 | 30 | 2018 | 2018-10-30 | 0 | 0 | 0 | 0 | 0 |  | 2
10 | 31 | 2018 | 2018-10-31 | 0 | 0 | 0 | 0 | 0 |  | 3
11 | 1 | 2018 | 2018-11-01 | 0 | 0 | 0 | 0 | 0 |  | 4
11 | 2 | 2018 | 2018-11-02 | 0.75 | 0.75 | 1.32 | 0.85 | 0.9175 |  | 5
11 | 3 | 2018 | 2018-11-03 | 0.03 | 0.02 | 0.03 | 0.02 | 0.025 |  | 6
11 | 4 | 2018 | 2018-11-04 | 0 | 0 | 0 | 0.39 | 0.0975 |  | 7
11 | 5 | 2018 | 2018-11-05 | 1.44 | 1.23 | 0.99 | 1.23 | 1.2225 |  | 1
11 | 6 | 2018 | 2018-11-06 | 0.79 | 0.92 | 0.48 | 0.91 | 0.775 |  | 2
11 | 7 | 2018 | 2018-11-07 | 0 | 0 | 0 | 0.02 | 0.005 |  | 3
11 | 8 | 2018 | 2018-11-08 | 0 | 0 | 0 | 0.04 | 0.01 |  | 4
11 | 9 | 2018 | 2018-11-09 | 0.54 | 0.59 | 0.47 | 0.56 | 0.54 |  | 5
11 | 10 | 2018 | 2018-11-10 | 0 | 0 | 0 | 0.02 | 0.005 |  | 6
11 | 11 | 2018 | 2018-11-11 | 0 | 0 | 0 | 0 | 0 |  | 7
11 | 12 | 2018 | 2018-11-12 | 0.6 | 0.43 | 0.59 | 0.99 | 0.6525 |  | 1
11 | 13 | 2018 | 2018-11-13 | 0.34 | 0.6 | 0.46 | 0.02 | 0.355 |  | 2
11 | 14 | 2018 | 2018-11-14 | 0 | 0 | 0 | 0.08 | 0.02 |  | 3
11 | 15 | 2018 | 2018-11-15 | 1.15 | 1.33 | 1.5 | 0 | 0.995 |  | 4
11 | 16 | 2018 | 2018-11-16 | 0.05 | 0.17 | 0.02 | 0 | 0.06 |  | 5
11 | 17 | 2018 | 2018-11-17 | 0 | 0 | 0 | 0 | 0 |  | 6
11 | 18 | 2018 | 2018-11-18 | 0 | 0 | 0 | 0 | 0 |  | 7
11 | 19 | 2018 | 2018-11-19 | 0 | 0 | 0 | 0 | 0 |  | 1
11 | 20 | 2018 | 2018-11-20 | 0 | 0 | 0 | 0 | 0 |  | 2
11 | 21 | 2018 | 2018-11-21 | 0 | 0 | 0 | 0 | 0 |  | 3
11 | 22 | 2018 | 2018-11-22 | 0 | 0 | 0 | 0 | 0 |  | 4
11 | 23 | 2018 | 2018-11-23 | 0 | 0 | 0 | 1.44 | 0.36 |  | 5
11 | 24 | 2018 | 2018-11-24 | 1.42 | 1.68 | 1.58 | 0 | 1.17 |  | 6
11 | 25 | 2018 | 2018-11-25 | 0 | 0 | 0 | 0.41 | 0.1025 |  | 7
11 | 26 | 2018 | 2018-11-26 | 0.45 | 0.42 | 0.22 | 0 | 0.2725 |  | 1
11 | 27 | 2018 | 2018-11-27 | 0 | 0 | 0 | 0 | 0 |  | 2
11 | 28 | 2018 | 2018-11-28 | 0 | 0 | 0 | 0 | 0 |  | 3
11 | 29 | 2018 | 2018-11-29 | 0 | 0 | 0 | 0 | 0 |  | 4
11 | 30 | 2018 | 2018-11-30 | 0.01 | 0 | 0.02 | 0.22 | 0.0625 |  | 5
12 | 1 | 2018 | 2018-12-01 | 0.21 | 0.23 | 0.21 | 0 | 0.1625 |  | 6
12 | 2 | 2018 | 2018-12-02 | 0.11 | 0.16 | 0.11 | 0 | 0.095 |  | 7
12 | 3 | 2018 | 2018-12-03 | 0 | 0 | 0 | 0 | 0 |  | 1
12 | 4 | 2018 | 2018-12-04 | 0 | 0 | 0 | 0 | 0 |  | 2
12 | 5 | 2018 | 2018-12-05 | 0 | 0 | 0 | 0 | 0 |  | 3
12 | 6 | 2018 | 2018-12-06 | 0 | 0 | 0 | 0 | 0 |  | 4
12 | 7 | 2018 | 2018-12-07 | 0 | 0 | 0 | 0 | 0 |  | 5
12 | 8 | 2018 | 2018-12-08 | 0 | 0 | 0 | 0.01 | 0.0025 |  | 6
12 | 9 | 2018 | 2018-12-09 | 0 | 0 | 0 | 0 | 0 |  | 7
12 | 10 | 2018 | 2018-12-10 | 0 | 0 | 0 | 0 | 0 |  | 1
12 | 11 | 2018 | 2018-12-11 | 0 | 0 | 0 | 0 | 0 |  | 2
12 | 12 | 2018 | 2018-12-12 | 0 | 0 | 0 | 0 | 0 |  | 3
12 | 13 | 2018 | 2018-12-13 | 0 | 0 | 0 | 0.59 | 0.1475 |  | 4
12 | 14 | 2018 | 2018-12-14 | 0.29 | 0.22 | 0.25 | 2.28 | 0.76 |  | 5
12 | 15 | 2018 | 2018-12-15 | 2.55 | 2.24 | 2.49 | 0.4 | 1.92 |  | 6
12 | 16 | 2018 | 2018-12-16 | 0.6 | 0.69 | 0.32 | 0.02 | 0.4075 |  | 7
12 | 17 | 2018 | 2018-12-17 | 0 | 0 | 0 | 0 | 0 |  | 1
12 | 18 | 2018 | 2018-12-18 | 0 | 0 | 0 | 0.02 | 0.005 |  | 2
12 | 19 | 2018 | 2018-12-19 | 0 | 0 | 0 | 0.41 | 0.1025 |  | 3
12 | 20 | 2018 | 2018-12-20 | 0.36 | 0.78 | 0.36 | 0.26 | 0.44 |  | 4
12 | 21 | 2018 | 2018-12-21 | 0.17 | 0.43 | 0.35 | 0 | 0.2375 |  | 5
12 | 22 | 2018 | 2018-12-22 | 0 | 0.01 | 0.03 | 0.02 | 0.015 |  | 6
12 | 23 | 2018 | 2018-12-23 | 0.02 | 0.01 | 0.02 | 0 | 0.0125 |  | 7
12 | 24 | 2018 | 2018-12-24 | 0 | 0 | 0 | 0 | 0 |  | 1
12 | 25 | 2018 | 2018-12-25 | 0 | 0 | 0 | 0 | 0 |  | 2
12 | 26 | 2018 | 2018-12-26 | 0 | 0 | 0 | 0.47 | 0.1175 |  | 3
12 | 27 | 2018 | 2018-12-27 | 0.01 | 0 | 0.01 | 0.83 | 0.2125 |  | 4
12 | 28 | 2018 | 2018-12-28 | 1.02 | 1.08 | 1.08 | 0.01 | 0.7975 |  | 5
12 | 29 | 2018 | 2018-12-29 | 0 | 0 | 0 | 0 | 0 |  | 6
12 | 30 | 2018 | 2018-12-30 | 0 | 0 | 0 | 0.39 | 0.0975 |  | 7
12 | 31 | 2018 | 2018-12-31 | 0.48 | 0.69 | 0.53 | 0.01 | 0.4275 |  | 1
1 | 1 | 2019 | 2019-01-01 | 0 | 0.03 | 0 | 0 | 0.0075 |  | 2
1 | 2 | 2019 | 2019-01-02 | 0 | 0 | 0 | 0 | 0 |  | 3
1 | 3 | 2019 | 2019-01-03 | 0 | 0 | 0 | 0.07 | 0.0175 |  | 4
1 | 4 | 2019 | 2019-01-04 | 0.04 | 0.04 | 0.03 | 0.02 | 0.0325 |  | 5
1 | 5 | 2019 | 2019-01-05 | 0.04 | 0.02 | 0.11 | 0 | 0.0425 |  | 6
1 | 6 | 2019 | 2019-01-06 | 0 | 0 | 0 | 0.1 | 0.025 |  | 7
1 | 7 | 2019 | 2019-01-07 | 0 | 0 | 0 | 0.13 | 0.0325 |  | 1
1 | 8 | 2019 | 2019-01-08 | 0.24 | 0.16 | 0.11 | 0.01 | 0.13 |  | 2
1 | 9 | 2019 | 2019-01-09 | 0 | 0 | 0 | 0 | 0 |  | 3
1 | 10 | 2019 | 2019-01-10 | 0 | 0 | 0 | 0 | 0 |  | 4
1 | 11 | 2019 | 2019-01-11 | 0 | 0 | 0 | 0.46 | 0.115 |  | 5
1 | 12 | 2019 | 2019-01-12 | 0.13 | 0.16 | 0.22 | 0.39 | 0.225 |  | 6
1 | 13 | 2019 | 2019-01-13 | 0.71 | 0.36 | 0.66 | 0 | 0.4325 |  | 7
1 | 14 | 2019 | 2019-01-14 | 0 | 0 | 0 | 0 | 0 |  | 1
1 | 15 | 2019 | 2019-01-15 | 0 | 0 | 0 | 0 | 0 |  | 2
1 | 16 | 2019 | 2019-01-16 | 0 | 0 | 0 | 0.11 | 0.0275 |  | 3
1 | 17 | 2019 | 2019-01-17 | 0.09 | 0.05 | 0.12 | 0 | 0.065 |  | 4
1 | 18 | 2019 | 2019-01-18 | 0.02 | 0.06 | 0.02 | 0.7 | 0.2 |  | 5
1 | 19 | 2019 | 2019-01-19 | 0.61 | 0.76 | 0.84 | 0.01 | 0.555 |  | 6
1 | 20 | 2019 | 2019-01-20 | 0.19 | 0.24 | 0.24 | 0 | 0.1675 |  | 7
1 | 21 | 2019 | 2019-01-21 | 0 | 0 | 0 | 0 | 0 |  | 1
1 | 22 | 2019 | 2019-01-22 | 0 | 0 | 0 | 0.12 | 0.03 |  | 2
1 | 23 | 2019 | 2019-01-23 | 0 | 0 | 0.01 | 0.76 | 0.1925 |  | 3
1 | 24 | 2019 | 2019-01-24 | 1.03 | 1.01 | 1.33 | 0 | 0.8425 |  | 4
1 | 25 | 2019 | 2019-01-25 | 0 | 0 | 0 | 0 | 0 |  | 5
1 | 26 | 2019 | 2019-01-26 | 0 | 0 | 0 | 0 | 0 |  | 6
1 | 27 | 2019 | 2019-01-27 | 0 | 0 | 0 | 0 | 0 |  | 7
1 | 28 | 2019 | 2019-01-28 | 0 | 0 | 0 | 0.21 | 0.0525 |  | 1
1 | 29 | 2019 | 2019-01-29 | 0.2 | 0.24 | 0.24 | 0 | 0.17 |  | 2
1 | 30 | 2019 | 2019-01-30 | 0 | 0 | 0.01 | 0.02 | 0.0075 |  | 3
1 | 31 | 2019 | 2019-01-31 | 0 | 0 | 0 | 0.02 | 0.005 |  | 4
2 | 1 | 2019 | 2019-02-01 | 0.05 | 0.09 | 0.07 | 0 | 0.0525 |  | 5
2 | 2 | 2019 | 2019-02-02 | 0 | 0 | 0 | 0 | 0 |  | 6
2 | 3 | 2019 | 2019-02-03 | 0 | 0 | 0 | 0 | 0 |  | 7
2 | 4 | 2019 | 2019-02-04 | 0 | 0 | 0 | 0 | 0 |  | 1
2 | 5 | 2019 | 2019-02-05 | 0 | 0 | 0 | 0.02 | 0.005 |  | 2
2 | 6 | 2019 | 2019-02-06 | 0.03 | 0.12 | 0.09 | 0 | 0.06 |  | 3
2 | 7 | 2019 | 2019-02-07 | 0 | 0 | 0 | 0 | 0 |  | 4
2 | 8 | 2019 | 2019-02-08 | 0 | 0.02 | 0 | 0 | 0.005 |  | 5
2 | 9 | 2019 | 2019-02-09 | 0 | 0 | 0 | 0.29 | 0.0725 |  | 6
2 | 10 | 2019 | 2019-02-10 | 0.11 | 0.07 | 0.12 | 0.39 | 0.1725 |  | 7
2 | 11 | 2019 | 2019-02-11 | 0.35 | 0.67 | 0.41 | 0.66 | 0.5225 |  | 1
2 | 12 | 2019 | 2019-02-12 | 0.68 | 0.81 | 0.82 | 0.01 | 0.58 |  | 2
2 | 13 | 2019 | 2019-02-13 | 0 | 0 | 0 | 0 | 0 |  | 3
2 | 14 | 2019 | 2019-02-14 | 0 | 0 | 0 | 0 | 0 |  | 4
2 | 15 | 2019 | 2019-02-15 | 0 | 0 | 0 | 0 | 0 |  | 5
2 | 16 | 2019 | 2019-02-16 | 0 | 0 | 0 | 0.56 | 0.14 |  | 6
2 | 17 | 2019 | 2019-02-17 | 0.21 | 0.21 | 0.24 | 0.01 | 0.1675 |  | 7
2 | 18 | 2019 | 2019-02-18 | 0.25 | 0.28 | 0.17 | 0.1 | 0.2 |  | 1
2 | 19 | 2019 | 2019-02-19 | 0 | 0 | 0 | 0.75 | 0.1875 |  | 2
2 | 20 | 2019 | 2019-02-20 | 0.73 | 0.74 | 0.95 | 0.03 | 0.6125 |  | 3
2 | 21 | 2019 | 2019-02-21 | 0 | 0 | 0 | 0.01 | 0.0025 |  | 4
2 | 22 | 2019 | 2019-02-22 | 0.02 | 0 | 0 | 1.06 | 0.27 |  | 5
2 | 23 | 2019 | 2019-02-23 | 0.15 | 0.17 | 0.11 | 0.05 | 0.12 |  | 6
2 | 24 | 2019 | 2019-02-24 | 0.94 | 0.46 | 0.52 | 0 | 0.48 |  | 7
2 | 25 | 2019 | 2019-02-25 | 0 | 0 | 0 | 0 | 0 |  | 1
2 | 26 | 2019 | 2019-02-26 | 0 | 0 | 0 | 0 | 0 |  | 2
2 | 27 | 2019 | 2019-02-27 | 0 | 0 | 0 | 0.15 | 0.0375 |  | 3
2 | 28 | 2019 | 2019-02-28 | 0 | 0 | 0 | 0.63 | 0.1575 |  | 4
3 | 1 | 2019 | 2019-03-01 | 0.64 | 0.74 | 0.66 | 0.02 | 0.515 |  | 5
3 | 2 | 2019 | 2019-03-02 | 0.05 | 0.05 | 0.07 | 0.62 | 0.1975 |  | 6
3 | 3 | 2019 | 2019-03-03 | 0.52 | 0.79 | 0.54 | 0 | 0.4625 |  | 7
3 | 4 | 2019 | 2019-03-04 | 0.01 | 0.01 | 0 | 0 | 0.005 |  | 1
3 | 5 | 2019 | 2019-03-05 | 0 | 0 | 0 | 0 | 0 |  | 2
3 | 6 | 2019 | 2019-03-06 | 0 | 0 | 0 | 0 | 0 |  | 3
3 | 7 | 2019 | 2019-03-07 | 0 | 0 | 0 | 0.22 | 0.055 |  | 4
3 | 8 | 2019 | 2019-03-08 | 0.21 | 0.14 | 0.19 | 0.42 | 0.24 |  | 5
3 | 9 | 2019 | 2019-03-09 | 0.07 | 0.04 | 0.08 | 0 | 0.0475 |  | 6
3 | 10 | 2019 | 2019-03-10 | 0.41 | 0.33 | 0.26 | 0 | 0.25 |  | 7
1
2
3
4
5
6
7
1
2
3
4
5
6
7
1
2
3
4
5
6
7
1
2
3
4
5
6
7
1
2
3
4
5
6
7
1
2
3
4
5
6
7
1
2
3
4
5
6
7
1
2
3
4
5
6
7
1
2
3
4
5
6
7
1
2
3
4
5
6
7
1
2
3
4
5
6
7
1
2
3
4
5
6
7
1
2
3
4
5
6
7
1
2
3
4
5
6
7
1
2
3
4
5
6
7
1
2
3
4
5
6
7
1
2
3
4
5
6
7
1
2
3
4
5
6
7
1
2
3
4
5
6
7
1
2
3
4
5
6
7
1
2
3
4
5
6
7
1
2
3
4
5
6
7
1
2
3
4
5
6
7
1
2
3
4
5
6
7
1
2
3
4
5
6
7
1
2
3
4
5
6
7
1
2
3
4
5
6
7
1
2
3
4
5
6
7
1
2
3
4
5
6
7
1
2
3
4
5
6
7
1
2
3
4
5
6
7
1
2
3
4
5
6
7
1
2
3
4
5
6
7
1
2
3
4
5
6
7
1
2
3
4
5
6
7
1
2
3
4
5
6
7
1
2
3
4
5
6
7
1
2
3
4
5
6
7
1
2
3
4
5
6
7
1
2
3
4
5
6
7
1
2
3
4
5
6
7
1
2
3
4
5
6
7
1
2
3
4
5
6
7
1
2
3
4
5
6
7
1
2
3
4
5
6
7
1
2
3
4
5
6
7
1
2
3
4
5
6
7
1
2
3
4
5
6
7
1
2
3
4
5
6
7
1
2
3
4
5
6
7
1
2
3
4
5
6
7
1
2
3
4
5
6
7
1